## Data
Zone | Zone Description | Circle | Circle Description | Division(Plant) | Division Description | Sub-Division(Storage Location) | Sub-Division Description | Material Number | Material Description | Old Material Number | Valuation Type | Material Type | UOM | Quantity | Price | Currency
2000 | Central Zone, Bhubaneswar | 2100 | EHT (O&M) Circle, Bhubaneswar | 2102 | EHT (O&M) Division,Bhubaneswar | C222 | 220/132/33 kV T/L S/S S/D Chandaka | 1000000000 | 132KV SF6 CB with Strcture | BKR.145SF6.G.P.AI08 | ZCAP_SH | ZCAP | NOS | 1 | 218293 | INR
2000 | Central Zone, Bhubaneswar | 2100 | EHT (O&M) Circle, Bhubaneswar | 2102 | EHT (O&M) Division,Bhubaneswar | C223 | 132/33 kV T/L S/S S/D Bhubaneswar | 1000000000 | 132KV SF6 CB with Strcture | BKR.145SF6.G.P.AI08 | ZCAP_ACT | ZCAP | NOS | 1 | 265923.36 | INR
2000 | Central Zone, Bhubaneswar | 2100 | EHT (O&M) Circle, Bhubaneswar | 2102 | EHT (O&M) Division,Bhubaneswar | C222 | 220/132/33 kV T/L S/S S/D Chandaka | 1000000000 | 132KV SF6 CB with Strcture | BKR.145SF6.G.P.AI08 | ZCAP_ACT | ZCAP | NOS | 3 | 797770.09 | INR
2000 | Central Zone, Bhubaneswar | 2100 | EHT (O&M) Circle, Bhubaneswar | 2102 | EHT (O&M) Division,Bhubaneswar | C227 | 132/33 kV T/L S/S S/D Badagada | 1000000000 | 132KV SF6 CB with Strcture | BKR.145SF6.G.P.AI08 | ZCAP_ACT | ZCAP | NOS | 2 | 531846.73 | INR
2000 | Central Zone, Bhubaneswar | 2100 | EHT (O&M) Circle, Bhubaneswar | 2102 | EHT (O&M) Division,Bhubaneswar | C222 | 220/132/33 kV T/L S/S S/D Chandaka | 1000000002 | 220KV SF6 CB with Structure | BKR.245SF6.S.S.K001 | ZCAP_ACT | ZCAP | NOS | 4 | 750600.01 | INR
2000 | Central Zone, Bhubaneswar | 2100 | EHT (O&M) Circle, Bhubaneswar | 2102 | EHT (O&M) Division,Bhubaneswar | C222 | 220/132/33 kV T/L S/S S/D Chandaka | 1000000002 | 220KV SF6 CB with Structure | BKR.245SF6.S.S.K001 | ZCAP_SH | ZCAP | NOS | 1 | 0.1 | INR
2000 | Central Zone, Bhubaneswar | 2100 | EHT (O&M) Circle, Bhubaneswar | 2102 | EHT (O&M) Division,Bhubaneswar | C223 | 132/33 kV T/L S/S S/D Bhubaneswar | 1000000004 | 36KV VCB with Structure | BKR.36VCB.G.S.F005 | ZCAP_ACT | ZCAP | NOS | 1 | 240084.74 | INR
2000 | Central Zone, Bhubaneswar | 2100 | EHT (O&M) Circle, Bhubaneswar | 2102 | EHT (O&M) Division,Bhubaneswar | C226 | 132/33 kV T/L S/S S/D Ranasinghpur | 1000000004 | 36KV VCB with Structure | BKR.36VCB.G.S.F005 | ZCAP_US | ZCAP | NOS | 3 | 11000 | INR
2000 | Central Zone, Bhubaneswar | 2100 | EHT (O&M) Circle, Bhubaneswar | 2102 | EHT (O&M) Division,Bhubaneswar | C229 | 220/33 kV Infocity-II (GIS) | 1000000006 | 33KV1CX300 SQMM XLPE outdoor term., kit | CBLE.T KIT.A001 | ZCAP_FREE | ZCAP | NOS | 5 | 0 | INR
2000 | Central Zone, Bhubaneswar | 2100 | EHT (O&M) Circle, Bhubaneswar | 2102 | EHT (O&M) Division,Bhubaneswar | C224 | 132/33 kV GIS S/S Mancheswar | 1000000007 | 33KV1CX300 SQMM XLPE Indoor term., kit | CBLE.T KIT.A006 | ZCAP_FREE | ZCAP | NOS | 1 | 0 | INR
2000 | Central Zone, Bhubaneswar | 2100 | EHT (O&M) Circle, Bhubaneswar | 2102 | EHT (O&M) Division,Bhubaneswar | C229 | 220/33 kV Infocity-II (GIS) | 1000000007 | 33KV1CX300 SQMM XLPE Indoor term., kit | CBLE.T KIT.A006 | ZCAP_FREE | ZCAP | NOS | 6 | 0 | INR
2000 | Central Zone, Bhubaneswar | 2100 | EHT (O&M) Circle, Bhubaneswar | 2102 | EHT (O&M) Division,Bhubaneswar | C224 | 132/33 kV GIS S/S Mancheswar | 1000000008 | 1CX630Sq.mm 132kV XLPE UG | CBLE.XLPE.AL.AR.A001 | ZCAP_SCRAP | ZCAP | KM | 0.05 | 0 | INR
2000 | Central Zone, Bhubaneswar | 2100 | EHT (O&M) Circle, Bhubaneswar | 2102 | EHT (O&M) Division,Bhubaneswar | C223 | 132/33 kV T/L S/S S/D Bhubaneswar | 1000000008 | 1CX630Sq.mm 132kV XLPE UG | CBLE.XLPE.AL.AR.A001 | ZCAP_ACT | ZCAP | KM | 0.049 | 388519.94 | INR
2000 | Central Zone, Bhubaneswar | 2100 | EHT (O&M) Circle, Bhubaneswar | 2102 | EHT (O&M) Division,Bhubaneswar | CL23 | 132/33 kV T/L S/S S/D Bhubaneswar_Line | 1000000009 | 1CX1000Sqmm 132kV XLPE UG Cable | CBLE.XLPE.AL.AR.A002 | ZCAP_SH | ZCAP | KM | 0.022 | 0.02 | INR
2000 | Central Zone, Bhubaneswar | 2100 | EHT (O&M) Circle, Bhubaneswar | 2102 | EHT (O&M) Division,Bhubaneswar | C224 | 132/33 kV GIS S/S Mancheswar | 1000000011 | 1CX300 SQMM 33KV XLPE CABLE | CBLE.XLPE.AL.AR.A004 | ZCAP_FREE | ZCAP | KM | 0.48 | 0 | INR
2000 | Central Zone, Bhubaneswar | 2100 | EHT (O&M) Circle, Bhubaneswar | 2102 | EHT (O&M) Division,Bhubaneswar | C227 | 132/33 kV T/L S/S S/D Badagada | 1000000013 | AAAC PANTHER EQUIVALENT CONDUCTOR | COND.AAAC.A001 | ZCAP_THEFT | ZCAP | KM | 1.6 | 112800 | INR
2000 | Central Zone, Bhubaneswar | 2100 | EHT (O&M) Circle, Bhubaneswar | 2102 | EHT (O&M) Division,Bhubaneswar | CL26 | 132/33 kV T/L S/S S/D Ranasinghpur_Line | 1000000016 | ACSR PANTHER CONDUCTOR | COND.ACSR.A002 | ZCAP_THEFT | ZCAP | KM | 22.439 | 336585 | INR
2000 | Central Zone, Bhubaneswar | 2100 | EHT (O&M) Circle, Bhubaneswar | 2102 | EHT (O&M) Division,Bhubaneswar | CL23 | 132/33 kV T/L S/S S/D Bhubaneswar_Line | 1000000016 | ACSR PANTHER CONDUCTOR | COND.ACSR.A002 | ZCAP_FREE | ZCAP | KM | 1.03 | 0 | INR
2000 | Central Zone, Bhubaneswar | 2100 | EHT (O&M) Circle, Bhubaneswar | 2102 | EHT (O&M) Division,Bhubaneswar | CL26 | 132/33 kV T/L S/S S/D Ranasinghpur_Line | 1000000016 | ACSR PANTHER CONDUCTOR | COND.ACSR.A002 | ZCAP_ACT | ZCAP | KM | 1.916 | 402488.64 | INR
2000 | Central Zone, Bhubaneswar | 2100 | EHT (O&M) Circle, Bhubaneswar | 2102 | EHT (O&M) Division,Bhubaneswar | C223 | 132/33 kV T/L S/S S/D Bhubaneswar | 1000000017 | ACSR ZEBRA CONDUCTOR | COND.ACSR.A003 | ZCAP_ACT | ZCAP | KM | 0.27 | 26606.04 | INR
2000 | Central Zone, Bhubaneswar | 2100 | EHT (O&M) Circle, Bhubaneswar | 2102 | EHT (O&M) Division,Bhubaneswar | C227 | 132/33 kV T/L S/S S/D Badagada | 1000000017 | ACSR ZEBRA CONDUCTOR | COND.ACSR.A003 | ZCAP_ACT | ZCAP | KM | 0.07 | 6897.86 | INR
2000 | Central Zone, Bhubaneswar | 2100 | EHT (O&M) Circle, Bhubaneswar | 2102 | EHT (O&M) Division,Bhubaneswar | C222 | 220/132/33 kV T/L S/S S/D Chandaka | 1000000017 | ACSR ZEBRA CONDUCTOR | COND.ACSR.A003 | ZCAP_ACT | ZCAP | KM | 4.48 | 441463.19 | INR
2000 | Central Zone, Bhubaneswar | 2100 | EHT (O&M) Circle, Bhubaneswar | 2102 | EHT (O&M) Division,Bhubaneswar | C222 | 220/132/33 kV T/L S/S S/D Chandaka | 1000000017 | ACSR ZEBRA CONDUCTOR | COND.ACSR.A003 | ZCAP_ACT | ZCAP | KM | 2.03 | 200038 | INR
2000 | Central Zone, Bhubaneswar | 2100 | EHT (O&M) Circle, Bhubaneswar | 2102 | EHT (O&M) Division,Bhubaneswar | CL22 | 220/132/33 kV T/L S/S S/D Chandaka-Line | 1000000017 | ACSR ZEBRA CONDUCTOR | COND.ACSR.A003 | ZCAP_ACT | ZCAP | KM | 2.2 | 216789.95 | INR
2000 | Central Zone, Bhubaneswar | 2100 | EHT (O&M) Circle, Bhubaneswar | 2102 | EHT (O&M) Division,Bhubaneswar | C229 | 220/33 kV Infocity-II (GIS) | 1000000018 | ACSR MOOSE CONDUCTOR | COND.ACSR.A004 | ZCAP_FREE | ZCAP | KM | 0.06 | 0 | INR
2000 | Central Zone, Bhubaneswar | 2100 | EHT (O&M) Circle, Bhubaneswar | 2102 | EHT (O&M) Division,Bhubaneswar | C225 | 220/132/33 kV Chandaka-B (GIS) | 1000000018 | ACSR MOOSE CONDUCTOR | COND.ACSR.A004 | ZCAP_FREE | ZCAP | KM | 0.25 | 0 | INR
2000 | Central Zone, Bhubaneswar | 2100 | EHT (O&M) Circle, Bhubaneswar | 2102 | EHT (O&M) Division,Bhubaneswar | C229 | 220/33 kV Infocity-II (GIS) | 1000000018 | ACSR MOOSE CONDUCTOR | COND.ACSR.A004 | ZCAP_ACT | ZCAP | KM | 0.05 | 15006.64 | INR
2000 | Central Zone, Bhubaneswar | 2100 | EHT (O&M) Circle, Bhubaneswar | 2102 | EHT (O&M) Division,Bhubaneswar | C223 | 132/33 kV T/L S/S S/D Bhubaneswar | 1000000018 | ACSR MOOSE CONDUCTOR | COND.ACSR.A004 | ZCAP_ACT | ZCAP | KM | 0.488 | 146464.82 | INR
2000 | Central Zone, Bhubaneswar | 2100 | EHT (O&M) Circle, Bhubaneswar | 2102 | EHT (O&M) Division,Bhubaneswar | C228 | 220/132/33 kV T/L S/S S/D Pratapsasan | 1000000018 | ACSR MOOSE CONDUCTOR | COND.ACSR.A004 | ZCAP_ACT | ZCAP | KM | 0.214 | 64228.42 | INR
2000 | Central Zone, Bhubaneswar | 2100 | EHT (O&M) Circle, Bhubaneswar | 2102 | EHT (O&M) Division,Bhubaneswar | CL26 | 132/33 kV T/L S/S S/D Ranasinghpur_Line | 1000000020 | ACCC-Casablanca HTLS Conductor | COND.HTLS.A001 | ZCAP_ACT | ZCAP | KM | 6.78 | 0.07 | INR
2000 | Central Zone, Bhubaneswar | 2100 | EHT (O&M) Circle, Bhubaneswar | 2102 | EHT (O&M) Division,Bhubaneswar | CL23 | 132/33 kV T/L S/S S/D Bhubaneswar_Line | 1000000022 | COPPER CONDUCTOR | COND.SPECIAL.A002 | ZCAP_ACT | ZCAP | KM | 2.133 | 1543902.34 | INR
2000 | Central Zone, Bhubaneswar | 2100 | EHT (O&M) Circle, Bhubaneswar | 2102 | EHT (O&M) Division,Bhubaneswar | C229 | 220/33 kV Infocity-II (GIS) | 1000000028 | 36KV 1CORE NCTOF PRIMARY CURRENT 200A | CT.36NCT200.A001 | ZCAP_FREE | ZCAP | NOS | 2 | 0 | INR
2000 | Central Zone, Bhubaneswar | 2100 | EHT (O&M) Circle, Bhubaneswar | 2102 | EHT (O&M) Division,Bhubaneswar | C222 | 220/132/33 kV T/L S/S S/D Chandaka | 1000000031 | NCT600/1A current 600A & secondary 1A | CT.36NCT600.A001 | ZCAP_ACT | ZCAP | NOS | 1 | 22429 | INR
2000 | Central Zone, Bhubaneswar | 2100 | EHT (O&M) Circle, Bhubaneswar | 2102 | EHT (O&M) Division,Bhubaneswar | C228 | 220/132/33 kV T/L S/S S/D Pratapsasan | 1000000034 | 36KV 2C NCTOF RATIO 800-400-200/1-1A | CT.36NCT800.A002 | ZCAP_ACT | ZCAP | NOS | 4 | 420769.2 | INR
2000 | Central Zone, Bhubaneswar | 2100 | EHT (O&M) Circle, Bhubaneswar | 2102 | EHT (O&M) Division,Bhubaneswar | C223 | 132/33 kV T/L S/S S/D Bhubaneswar | 1000000044 | 132KV CT OF RATIO 400-200-100/1-1-1A | CT1.132OIL400.C003 | ZCAP_US | ZCAP | NOS | 2 | 2 | INR
2000 | Central Zone, Bhubaneswar | 2100 | EHT (O&M) Circle, Bhubaneswar | 2102 | EHT (O&M) Division,Bhubaneswar | C223 | 132/33 kV T/L S/S S/D Bhubaneswar | 1000000045 | 132KV CT OF RATIO 400-200-100/1-1-1-1A | CT1.132OIL400.C004 | ZCAP_SH | ZCAP | NOS | 2 | 84467.42 | INR
2000 | Central Zone, Bhubaneswar | 2100 | EHT (O&M) Circle, Bhubaneswar | 2102 | EHT (O&M) Division,Bhubaneswar | C223 | 132/33 kV T/L S/S S/D Bhubaneswar | 1000000047 | 132KV CT OF RATIO 600-300-150/1-1-1A | CT1.132OIL600.C003 | ZCAP_SH | ZCAP | NOS | 2 | 64531.66 | INR
2000 | Central Zone, Bhubaneswar | 2100 | EHT (O&M) Circle, Bhubaneswar | 2102 | EHT (O&M) Division,Bhubaneswar | C226 | 132/33 kV T/L S/S S/D Ranasinghpur | 1000000047 | 132KV CT OF RATIO 600-300-150/1-1-1A | CT1.132OIL600.C003 | ZCAP_ACT | ZCAP | NOS | 1 | 96522.9 | INR
2000 | Central Zone, Bhubaneswar | 2100 | EHT (O&M) Circle, Bhubaneswar | 2102 | EHT (O&M) Division,Bhubaneswar | C222 | 220/132/33 kV T/L S/S S/D Chandaka | 1000000047 | 132KV CT OF RATIO 600-300-150/1-1-1A | CT1.132OIL600.C003 | ZCAP_ACT | ZCAP | NOS | 1 | 96522.9 | INR
2000 | Central Zone, Bhubaneswar | 2100 | EHT (O&M) Circle, Bhubaneswar | 2102 | EHT (O&M) Division,Bhubaneswar | C223 | 132/33 kV T/L S/S S/D Bhubaneswar | 1000000048 | 132KV CT -600-300-150/1-1-1-1A | CT1.132OIL600.C004 | ZCAP_ACT | ZCAP | NOS | 2 | 239608 | INR
2000 | Central Zone, Bhubaneswar | 2100 | EHT (O&M) Circle, Bhubaneswar | 2102 | EHT (O&M) Division,Bhubaneswar | C222 | 220/132/33 kV T/L S/S S/D Chandaka | 1000000049 | 132KV CT OF RATIO 800-400-200/1-1-1A | CT1.132OIL800.C003 | ZCAP_ACT | ZCAP | NOS | 1 | 92750 | INR
2000 | Central Zone, Bhubaneswar | 2100 | EHT (O&M) Circle, Bhubaneswar | 2102 | EHT (O&M) Division,Bhubaneswar | C226 | 132/33 kV T/L S/S S/D Ranasinghpur | 1000000050 | 132KV CT 800-400-200/1-1-1-1A 0-2s | CT1.132OIL800.C004 | ZCAP_ACT | ZCAP | NOS | 1 | 123134.81 | INR
2000 | Central Zone, Bhubaneswar | 2100 | EHT (O&M) Circle, Bhubaneswar | 2102 | EHT (O&M) Division,Bhubaneswar | C223 | 132/33 kV T/L S/S S/D Bhubaneswar | 1000000050 | 132KV CT 800-400-200/1-1-1-1A 0-2s | CT1.132OIL800.C004 | ZCAP_ACT | ZCAP | NOS | 1 | 123134.81 | INR
2000 | Central Zone, Bhubaneswar | 2100 | EHT (O&M) Circle, Bhubaneswar | 2102 | EHT (O&M) Division,Bhubaneswar | C222 | 220/132/33 kV T/L S/S S/D Chandaka | 1000000053 | 220KV CT-1200-600-300/1A of 5C with TC | CT1.220OIL1200.A005 | ZCAP_ACT | ZCAP | NOS | 5 | 1368407.27 | INR
2000 | Central Zone, Bhubaneswar | 2100 | EHT (O&M) Circle, Bhubaneswar | 2102 | EHT (O&M) Division,Bhubaneswar | C228 | 220/132/33 kV T/L S/S S/D Pratapsasan | 1000000053 | 220KV CT-1200-600-300/1A of 5C with TC | CT1.220OIL1200.A005 | ZCAP_ACT | ZCAP | NOS | 6 | 1642088.73 | INR
2000 | Central Zone, Bhubaneswar | 2100 | EHT (O&M) Circle, Bhubaneswar | 2102 | EHT (O&M) Division,Bhubaneswar | C222 | 220/132/33 kV T/L S/S S/D Chandaka | 1000000053 | 220KV CT-1200-600-300/1A of 5C with TC | CT1.220OIL1200.A005 | ZCAP_SH | ZCAP | NOS | 2 | 607495 | INR
2000 | Central Zone, Bhubaneswar | 2100 | EHT (O&M) Circle, Bhubaneswar | 2102 | EHT (O&M) Division,Bhubaneswar | C222 | 220/132/33 kV T/L S/S S/D Chandaka | 1000000058 | 36KV OIL 1200-600-300/1-1-1A CT | CT1.36OIL1200.C003 | ZCAP_ACT | ZCAP | NOS | 3 | 217283.64 | INR
2000 | Central Zone, Bhubaneswar | 2100 | EHT (O&M) Circle, Bhubaneswar | 2102 | EHT (O&M) Division,Bhubaneswar | C223 | 132/33 kV T/L S/S S/D Bhubaneswar | 1000000058 | 36KV OIL 1200-600-300/1-1-1A CT | CT1.36OIL1200.C003 | ZCAP_SH | ZCAP | NOS | 1 | 40000 | INR
2000 | Central Zone, Bhubaneswar | 2100 | EHT (O&M) Circle, Bhubaneswar | 2102 | EHT (O&M) Division,Bhubaneswar | C223 | 132/33 kV T/L S/S S/D Bhubaneswar | 1000000058 | 36KV OIL 1200-600-300/1-1-1A CT | CT1.36OIL1200.C003 | ZCAP_ACT | ZCAP | NOS | 3 | 217283.64 | INR
2000 | Central Zone, Bhubaneswar | 2100 | EHT (O&M) Circle, Bhubaneswar | 2102 | EHT (O&M) Division,Bhubaneswar | C226 | 132/33 kV T/L S/S S/D Ranasinghpur | 1000000058 | 36KV OIL 1200-600-300/1-1-1A CT | CT1.36OIL1200.C003 | ZCAP_ACT | ZCAP | NOS | 2 | 144855.76 | INR
2000 | Central Zone, Bhubaneswar | 2100 | EHT (O&M) Circle, Bhubaneswar | 2102 | EHT (O&M) Division,Bhubaneswar | C223 | 132/33 kV T/L S/S S/D Bhubaneswar | 1000000062 | 36KV CT OF RATIO 400-200-100/1-1-1A | CT1.36OIL400.C003 | ZCAP_SH | ZCAP | NOS | 1 | 22404.55 | INR
2000 | Central Zone, Bhubaneswar | 2100 | EHT (O&M) Circle, Bhubaneswar | 2102 | EHT (O&M) Division,Bhubaneswar | C222 | 220/132/33 kV T/L S/S S/D Chandaka | 1000000063 | 36KV CT OF RATIO 600-300-150/1-1-1A | CT1.36OIL600.C003 | ZCAP_ACT | ZCAP | NOS | 7 | 513981 | INR
2000 | Central Zone, Bhubaneswar | 2100 | EHT (O&M) Circle, Bhubaneswar | 2102 | EHT (O&M) Division,Bhubaneswar | C223 | 132/33 kV T/L S/S S/D Bhubaneswar | 1000000066 | 33kV CT (800-400-200/1-1-1) | CT1.36OIL800.C003 | ZCAP_SH | ZCAP | NOS | 1 | 30341.62 | INR
2000 | Central Zone, Bhubaneswar | 2100 | EHT (O&M) Circle, Bhubaneswar | 2102 | EHT (O&M) Division,Bhubaneswar | C227 | 132/33 kV T/L S/S S/D Badagada | 1000000066 | 33kV CT (800-400-200/1-1-1) | CT1.36OIL800.C003 | ZCAP_ACT | ZCAP | NOS | 3 | 131268.73 | INR
2000 | Central Zone, Bhubaneswar | 2100 | EHT (O&M) Circle, Bhubaneswar | 2102 | EHT (O&M) Division,Bhubaneswar | C223 | 132/33 kV T/L S/S S/D Bhubaneswar | 1000000066 | 33kV CT (800-400-200/1-1-1) | CT1.36OIL800.C003 | ZCAP_ACT | ZCAP | NOS | 1 | 43756.25 | INR
2000 | Central Zone, Bhubaneswar | 2100 | EHT (O&M) Circle, Bhubaneswar | 2102 | EHT (O&M) Division,Bhubaneswar | C222 | 220/132/33 kV T/L S/S S/D Chandaka | 1000000066 | 33kV CT (800-400-200/1-1-1) | CT1.36OIL800.C003 | ZCAP_ACT | ZCAP | NOS | 2 | 87512.49 | INR
2000 | Central Zone, Bhubaneswar | 2100 | EHT (O&M) Circle, Bhubaneswar | 2102 | EHT (O&M) Division,Bhubaneswar | C227 | 132/33 kV T/L S/S S/D Badagada | 1000000069 | 132KV CVT | CVT.132OIL.S.C003 | ZCAP_ACT | ZCAP | NOS | 1 | 22000 | INR
2000 | Central Zone, Bhubaneswar | 2100 | EHT (O&M) Circle, Bhubaneswar | 2102 | EHT (O&M) Division,Bhubaneswar | C228 | 220/132/33 kV T/L S/S S/D Pratapsasan | 1000000069 | 132KV CVT | CVT.132OIL.S.C003 | ZCAP_US | ZCAP | NOS | 1 | 0.01 | INR
2000 | Central Zone, Bhubaneswar | 2100 | EHT (O&M) Circle, Bhubaneswar | 2102 | EHT (O&M) Division,Bhubaneswar | C222 | 220/132/33 kV T/L S/S S/D Chandaka | 1000000070 | 220 KV CVT | CVT.220OIL.S.B002 | ZCAP_ACT | ZCAP | NOS | 3 | 397911 | INR
2000 | Central Zone, Bhubaneswar | 2100 | EHT (O&M) Circle, Bhubaneswar | 2102 | EHT (O&M) Division,Bhubaneswar | C229 | 220/33 kV Infocity-II (GIS) | 1000000070 | 220 KV CVT | CVT.220OIL.S.B002 | ZCAP_FREE | ZCAP | NOS | 1 | 0 | INR
2000 | Central Zone, Bhubaneswar | 2100 | EHT (O&M) Circle, Bhubaneswar | 2102 | EHT (O&M) Division,Bhubaneswar | C222 | 220/132/33 kV T/L S/S S/D Chandaka | 1000000079 | 132KV DI WITH DOUBLE BREAK W/O ES 1250A | ISO.132DI.DB.A003 | ZCAP_ACT | ZCAP | SET | 5 | 301193.75 | INR
2000 | Central Zone, Bhubaneswar | 2100 | EHT (O&M) Circle, Bhubaneswar | 2102 | EHT (O&M) Division,Bhubaneswar | C222 | 220/132/33 kV T/L S/S S/D Chandaka | 1000000079 | 132KV DI WITH DOUBLE BREAK W/O ES 1250A | ISO.132DI.DB.A003 | ZCAP_ACT | ZCAP | SET | 3 | 180716.25 | INR
2000 | Central Zone, Bhubaneswar | 2100 | EHT (O&M) Circle, Bhubaneswar | 2102 | EHT (O&M) Division,Bhubaneswar | C222 | 220/132/33 kV T/L S/S S/D Chandaka | 1000000082 | 132KV DI with DB ES of 2000A | ISO.132DI.DB.B004 | ZCAP_ACT | ZCAP | SET | 7 | 560000 | INR
2000 | Central Zone, Bhubaneswar | 2100 | EHT (O&M) Circle, Bhubaneswar | 2102 | EHT (O&M) Division,Bhubaneswar | C227 | 132/33 kV T/L S/S S/D Badagada | 1000000086 | 132KV 1200A SI W/O ES ISOLATORS | ISO.132SI.DB.A002 | ZCAP_ACT | ZCAP | SET | 1 | 156044.14 | INR
2000 | Central Zone, Bhubaneswar | 2100 | EHT (O&M) Circle, Bhubaneswar | 2102 | EHT (O&M) Division,Bhubaneswar | C222 | 220/132/33 kV T/L S/S S/D Chandaka | 1000000087 | 132KV SI W/o ES OF 1250A | ISO.132SI.DB.F002 | ZCAP_ACT | ZCAP | SET | 7 | 532000 | INR
2000 | Central Zone, Bhubaneswar | 2100 | EHT (O&M) Circle, Bhubaneswar | 2102 | EHT (O&M) Division,Bhubaneswar | C228 | 220/132/33 kV T/L S/S S/D Pratapsasan | 1000000088 | 132KV 2000A W/O E/S Single Isolator | ISO.132SI.DB.G002 | ZCAP_ACT | ZCAP | SET | 1 | 83219.33 | INR
2000 | Central Zone, Bhubaneswar | 2100 | EHT (O&M) Circle, Bhubaneswar | 2102 | EHT (O&M) Division,Bhubaneswar | C222 | 220/132/33 kV T/L S/S S/D Chandaka | 1000000088 | 132KV 2000A W/O E/S Single Isolator | ISO.132SI.DB.G002 | ZCAP_ACT | ZCAP | SET | 14 | 1165070.65 | INR
2000 | Central Zone, Bhubaneswar | 2100 | EHT (O&M) Circle, Bhubaneswar | 2102 | EHT (O&M) Division,Bhubaneswar | C222 | 220/132/33 kV T/L S/S S/D Chandaka | 1000000093 | 220KV SI WITH DB W/O ES OF 1250A | ISO.220SI.DB.A002 | ZCAP_ACT | ZCAP | SET | 2 | 520654 | INR
2000 | Central Zone, Bhubaneswar | 2100 | EHT (O&M) Circle, Bhubaneswar | 2102 | EHT (O&M) Division,Bhubaneswar | C228 | 220/132/33 kV T/L S/S S/D Pratapsasan | 1000000094 | 220KV SI WITH DB SI W/O ES 2000A | ISO.220SI.DB.A003 | ZCAP_ACT | ZCAP | SET | 1 | 645017.39 | INR
2000 | Central Zone, Bhubaneswar | 2100 | EHT (O&M) Circle, Bhubaneswar | 2102 | EHT (O&M) Division,Bhubaneswar | C222 | 220/132/33 kV T/L S/S S/D Chandaka | 1000000105 | 33KV DI WITH DB W/O ES OF 1200A | ISO.33DI.DB.A005 | ZCAP_ACT | ZCAP | SET | 6 | 360000 | INR
2000 | Central Zone, Bhubaneswar | 2100 | EHT (O&M) Circle, Bhubaneswar | 2102 | EHT (O&M) Division,Bhubaneswar | C222 | 220/132/33 kV T/L S/S S/D Chandaka | 1000000106 | 33 KV W/O E/S 2000A Double Isolator | ISO.33DI.DB.A006 | ZCAP_ACT | ZCAP | SET | 3 | 180000 | INR
2000 | Central Zone, Bhubaneswar | 2100 | EHT (O&M) Circle, Bhubaneswar | 2102 | EHT (O&M) Division,Bhubaneswar | C222 | 220/132/33 kV T/L S/S S/D Chandaka | 1000000108 | 33KV DI WITH DB WITH ES OF 1200A | ISO.33DI.DB.B002 | ZCAP_ACT | ZCAP | SET | 3 | 180000 | INR
2000 | Central Zone, Bhubaneswar | 2100 | EHT (O&M) Circle, Bhubaneswar | 2102 | EHT (O&M) Division,Bhubaneswar | C226 | 132/33 kV T/L S/S S/D Ranasinghpur | 1000000110 | 33KV DI WITH SINGLE BREAK W/O ES OF 800A | ISO.33DI.SB.A001 | ZCAP_ACT | ZCAP | SET | 2 | 73067.2 | INR
2000 | Central Zone, Bhubaneswar | 2100 | EHT (O&M) Circle, Bhubaneswar | 2102 | EHT (O&M) Division,Bhubaneswar | C223 | 132/33 kV T/L S/S S/D Bhubaneswar | 1000000115 | 33 KV 2000A W/O E/S Single Isolator | ISO.33SI.DB.A005 | ZCAP_ACT | ZCAP | SET | 1 | 131084.66 | INR
2000 | Central Zone, Bhubaneswar | 2100 | EHT (O&M) Circle, Bhubaneswar | 2102 | EHT (O&M) Division,Bhubaneswar | C228 | 220/132/33 kV T/L S/S S/D Pratapsasan | 1000000115 | 33 KV 2000A W/O E/S Single Isolator | ISO.33SI.DB.A005 | ZCAP_ACT | ZCAP | SET | 2 | 262169.31 | INR
2000 | Central Zone, Bhubaneswar | 2100 | EHT (O&M) Circle, Bhubaneswar | 2102 | EHT (O&M) Division,Bhubaneswar | C226 | 132/33 kV T/L S/S S/D Ranasinghpur | 1000000117 | 33KV SI WITH SB W/O ES OF 1600A | ISO.33SI.SB.A004 | ZCAP_ACT | ZCAP | SET | 1 | 32400 | INR
2000 | Central Zone, Bhubaneswar | 2100 | EHT (O&M) Circle, Bhubaneswar | 2102 | EHT (O&M) Division,Bhubaneswar | C222 | 220/132/33 kV T/L S/S S/D Chandaka | 1000000118 | 132KV OIL SP 2C IVT/PT | IVT.132OIL.S.B004 | ZCAP_ACT | ZCAP | NOS | 1 | 184163.05 | INR
2000 | Central Zone, Bhubaneswar | 2100 | EHT (O&M) Circle, Bhubaneswar | 2102 | EHT (O&M) Division,Bhubaneswar | C223 | 132/33 kV T/L S/S S/D Bhubaneswar | 1000000118 | 132KV OIL SP 2C IVT/PT | IVT.132OIL.S.B004 | ZCAP_ACT | ZCAP | NOS | 6 | 1104978.26 | INR
2000 | Central Zone, Bhubaneswar | 2100 | EHT (O&M) Circle, Bhubaneswar | 2102 | EHT (O&M) Division,Bhubaneswar | C226 | 132/33 kV T/L S/S S/D Ranasinghpur | 1000000118 | 132KV OIL SP 2C IVT/PT | IVT.132OIL.S.B004 | ZCAP_ACT | ZCAP | NOS | 3 | 552489.14 | INR
2000 | Central Zone, Bhubaneswar | 2100 | EHT (O&M) Circle, Bhubaneswar | 2102 | EHT (O&M) Division,Bhubaneswar | C228 | 220/132/33 kV T/L S/S S/D Pratapsasan | 1000000118 | 132KV OIL SP 2C IVT/PT | IVT.132OIL.S.B004 | ZCAP_US | ZCAP | NOS | 1 | 0.01 | INR
2000 | Central Zone, Bhubaneswar | 2100 | EHT (O&M) Circle, Bhubaneswar | 2102 | EHT (O&M) Division,Bhubaneswar | C228 | 220/132/33 kV T/L S/S S/D Pratapsasan | 1000000120 | 220KV OIL 2C IVT/PT | IVT.220OIL.S.B003 | ZCAP_SCRAP | ZCAP | NOS | 2 | 0.02 | INR
2000 | Central Zone, Bhubaneswar | 2100 | EHT (O&M) Circle, Bhubaneswar | 2102 | EHT (O&M) Division,Bhubaneswar | C222 | 220/132/33 kV T/L S/S S/D Chandaka | 1000000120 | 220KV OIL 2C IVT/PT | IVT.220OIL.S.B003 | ZCAP_ACT | ZCAP | NOS | 1 | 188015.86 | INR
2000 | Central Zone, Bhubaneswar | 2100 | EHT (O&M) Circle, Bhubaneswar | 2102 | EHT (O&M) Division,Bhubaneswar | C228 | 220/132/33 kV T/L S/S S/D Pratapsasan | 1000000120 | 220KV OIL 2C IVT/PT | IVT.220OIL.S.B003 | ZCAP_ACT | ZCAP | NOS | 4 | 752063.45 | INR
2000 | Central Zone, Bhubaneswar | 2100 | EHT (O&M) Circle, Bhubaneswar | 2102 | EHT (O&M) Division,Bhubaneswar | C222 | 220/132/33 kV T/L S/S S/D Chandaka | 1000000122 | 36KV 2C SP IVT/PT | IVT.36OIL.S.B003 | ZCAP_ACT | ZCAP | NOS | 3 | 213329.01 | INR
2000 | Central Zone, Bhubaneswar | 2100 | EHT (O&M) Circle, Bhubaneswar | 2102 | EHT (O&M) Division,Bhubaneswar | C223 | 132/33 kV T/L S/S S/D Bhubaneswar | 1000000122 | 36KV 2C SP IVT/PT | IVT.36OIL.S.B003 | ZCAP_ACT | ZCAP | NOS | 2 | 142219.33 | INR
2000 | Central Zone, Bhubaneswar | 2100 | EHT (O&M) Circle, Bhubaneswar | 2102 | EHT (O&M) Division,Bhubaneswar | C226 | 132/33 kV T/L S/S S/D Ranasinghpur | 1000000122 | 36KV 2C SP IVT/PT | IVT.36OIL.S.B003 | ZCAP_ACT | ZCAP | NOS | 2 | 142219.33 | INR
2000 | Central Zone, Bhubaneswar | 2100 | EHT (O&M) Circle, Bhubaneswar | 2102 | EHT (O&M) Division,Bhubaneswar | C222 | 220/132/33 kV T/L S/S S/D Chandaka | 1000000122 | 36KV 2C SP IVT/PT | IVT.36OIL.S.B003 | ZCAP_US | ZCAP | NOS | 1 | 12232.32 | INR
2000 | Central Zone, Bhubaneswar | 2100 | EHT (O&M) Circle, Bhubaneswar | 2102 | EHT (O&M) Division,Bhubaneswar | C222 | 220/132/33 kV T/L S/S S/D Chandaka | 1000000130 | 132KV SURGE ARRESTER OF 120 KV | SA.145MO.GL.A001 | ZCAP_ACT | ZCAP | NOS | 1 | 31611.81 | INR
2000 | Central Zone, Bhubaneswar | 2100 | EHT (O&M) Circle, Bhubaneswar | 2102 | EHT (O&M) Division,Bhubaneswar | C223 | 132/33 kV T/L S/S S/D Bhubaneswar | 1000000130 | 132KV SURGE ARRESTER OF 120 KV | SA.145MO.GL.A001 | ZCAP_ACT | ZCAP | NOS | 6 | 189670.84 | INR
2000 | Central Zone, Bhubaneswar | 2100 | EHT (O&M) Circle, Bhubaneswar | 2102 | EHT (O&M) Division,Bhubaneswar | C226 | 132/33 kV T/L S/S S/D Ranasinghpur | 1000000130 | 132KV SURGE ARRESTER OF 120 KV | SA.145MO.GL.A001 | ZCAP_ACT | ZCAP | NOS | 1 | 31611.81 | INR
2000 | Central Zone, Bhubaneswar | 2100 | EHT (O&M) Circle, Bhubaneswar | 2102 | EHT (O&M) Division,Bhubaneswar | C227 | 132/33 kV T/L S/S S/D Badagada | 1000000130 | 132KV SURGE ARRESTER OF 120 KV | SA.145MO.GL.A001 | ZCAP_ACT | ZCAP | NOS | 1 | 31611.81 | INR
2000 | Central Zone, Bhubaneswar | 2100 | EHT (O&M) Circle, Bhubaneswar | 2102 | EHT (O&M) Division,Bhubaneswar | C225 | 220/132/33 kV Chandaka-B (GIS) | 1000000130 | 132KV SURGE ARRESTER OF 120 KV | SA.145MO.GL.A001 | ZCAP_FREE | ZCAP | NOS | 1 | 0 | INR
2000 | Central Zone, Bhubaneswar | 2100 | EHT (O&M) Circle, Bhubaneswar | 2102 | EHT (O&M) Division,Bhubaneswar | C229 | 220/33 kV Infocity-II (GIS) | 1000000132 | 220KV MO WITH RING SURGE ARRESTER | SA.245MO.WR.A005 | ZCAP_ACT | ZCAP | NOS | 1 | 46040.85 | INR
2000 | Central Zone, Bhubaneswar | 2100 | EHT (O&M) Circle, Bhubaneswar | 2102 | EHT (O&M) Division,Bhubaneswar | C222 | 220/132/33 kV T/L S/S S/D Chandaka | 1000000132 | 220KV MO WITH RING SURGE ARRESTER | SA.245MO.WR.A005 | ZCAP_US | ZCAP | NOS | 1 | 18000 | INR
2000 | Central Zone, Bhubaneswar | 2100 | EHT (O&M) Circle, Bhubaneswar | 2102 | EHT (O&M) Division,Bhubaneswar | C226 | 132/33 kV T/L S/S S/D Ranasinghpur | 1000000133 | 30KV MO SURGE ARRESTER | SA.30MO.A001 | ZCAP_SH | ZCAP | NOS | 9 | 6752.25 | INR
2000 | Central Zone, Bhubaneswar | 2100 | EHT (O&M) Circle, Bhubaneswar | 2102 | EHT (O&M) Division,Bhubaneswar | C224 | 132/33 kV GIS S/S Mancheswar | 1000000133 | 30KV MO SURGE ARRESTER | SA.30MO.A001 | ZCAP_SH | ZCAP | NOS | 3 | 2250.75 | INR
2000 | Central Zone, Bhubaneswar | 2100 | EHT (O&M) Circle, Bhubaneswar | 2102 | EHT (O&M) Division,Bhubaneswar | C22A | 132/33 kV UNIT-VIII GIS S/S Bhubaneswar | 1000000133 | 30KV MO SURGE ARRESTER | SA.30MO.A001 | ZCAP_ACT | ZCAP | NOS | 1 | 4973.21 | INR
2000 | Central Zone, Bhubaneswar | 2100 | EHT (O&M) Circle, Bhubaneswar | 2102 | EHT (O&M) Division,Bhubaneswar | C224 | 132/33 kV GIS S/S Mancheswar | 1000000133 | 30KV MO SURGE ARRESTER | SA.30MO.A001 | ZCAP_ACT | ZCAP | NOS | 1 | 4973.21 | INR
2000 | Central Zone, Bhubaneswar | 2100 | EHT (O&M) Circle, Bhubaneswar | 2102 | EHT (O&M) Division,Bhubaneswar | C222 | 220/132/33 kV T/L S/S S/D Chandaka | 1000000133 | 30KV MO SURGE ARRESTER | SA.30MO.A001 | ZCAP_ACT | ZCAP | NOS | 4 | 19892.81 | INR
2000 | Central Zone, Bhubaneswar | 2100 | EHT (O&M) Circle, Bhubaneswar | 2102 | EHT (O&M) Division,Bhubaneswar | C227 | 132/33 kV T/L S/S S/D Badagada | 1000000134 | 36KV MO W/O SURGE ARRESTER | SA.36MO.WOR.A001 | ZCAP_ACT | ZCAP | NOS | 6 | 49052.08 | INR
2000 | Central Zone, Bhubaneswar | 2100 | EHT (O&M) Circle, Bhubaneswar | 2102 | EHT (O&M) Division,Bhubaneswar | C226 | 132/33 kV T/L S/S S/D Ranasinghpur | 1000000134 | 36KV MO W/O SURGE ARRESTER | SA.36MO.WOR.A001 | ZCAP_ACT | ZCAP | NOS | 1 | 8175.35 | INR
2000 | Central Zone, Bhubaneswar | 2100 | EHT (O&M) Circle, Bhubaneswar | 2102 | EHT (O&M) Division,Bhubaneswar | C223 | 132/33 kV T/L S/S S/D Bhubaneswar | 1000000134 | 36KV MO W/O SURGE ARRESTER | SA.36MO.WOR.A001 | ZCAP_ACT | ZCAP | NOS | 5 | 40876.74 | INR
2000 | Central Zone, Bhubaneswar | 2100 | EHT (O&M) Circle, Bhubaneswar | 2102 | EHT (O&M) Division,Bhubaneswar | C223 | 132/33 kV T/L S/S S/D Bhubaneswar | 1000000134 | 36KV MO W/O SURGE ARRESTER | SA.36MO.WOR.A001 | ZCAP_SH | ZCAP | NOS | 9 | 2250 | INR
2000 | Central Zone, Bhubaneswar | 2100 | EHT (O&M) Circle, Bhubaneswar | 2102 | EHT (O&M) Division,Bhubaneswar | C22A | 132/33 kV UNIT-VIII GIS S/S Bhubaneswar | 1000000134 | 36KV MO W/O SURGE ARRESTER | SA.36MO.WOR.A001 | ZCAP_ACT | ZCAP | NOS | 3 | 24526.04 | INR
2000 | Central Zone, Bhubaneswar | 2100 | EHT (O&M) Circle, Bhubaneswar | 2102 | EHT (O&M) Division,Bhubaneswar | C228 | 220/132/33 kV T/L S/S S/D Pratapsasan | 1000000134 | 36KV MO W/O SURGE ARRESTER | SA.36MO.WOR.A001 | ZCAP_ACT | ZCAP | NOS | 6 | 49052.09 | INR
2000 | Central Zone, Bhubaneswar | 2100 | EHT (O&M) Circle, Bhubaneswar | 2102 | EHT (O&M) Division,Bhubaneswar | C22A | 132/33 kV UNIT-VIII GIS S/S Bhubaneswar | 1000000147 | 250KVA 33/0.4KV STATION Tfr or 200KVA | TFR.200ST11H.D001 | ZCAP_US | ZCAP | NOS | 1 | 0.01 | INR
2000 | Central Zone, Bhubaneswar | 2100 | EHT (O&M) Circle, Bhubaneswar | 2102 | EHT (O&M) Division,Bhubaneswar | C223 | 132/33 kV T/L S/S S/D Bhubaneswar | 1000000147 | 250KVA 33/0.4KV STATION Tfr or 200KVA | TFR.200ST11H.D001 | ZCAP_ACT | ZCAP | NOS | 1 | 712484 | INR
2000 | Central Zone, Bhubaneswar | 2100 | EHT (O&M) Circle, Bhubaneswar | 2102 | EHT (O&M) Division,Bhubaneswar | C229 | 220/33 kV Infocity-II (GIS) | 1000000151 | 250KVA 33/0.4KV STATION Tfr | TFR.250ST33H.A003 | ZCAP_US | ZCAP | NOS | 1 | 0 | INR
2000 | Central Zone, Bhubaneswar | 2100 | EHT (O&M) Circle, Bhubaneswar | 2102 | EHT (O&M) Division,Bhubaneswar | C229 | 220/33 kV Infocity-II (GIS) | 1000000155 | 40MVA 220/33Kv Power Tfr | TFR.40PWR220H.D003 | ZCAP_US | ZCAP | NOS | 1 | 0.01 | INR
2000 | Central Zone, Bhubaneswar | 2100 | EHT (O&M) Circle, Bhubaneswar | 2102 | EHT (O&M) Division,Bhubaneswar | CL23 | 132/33 kV T/L S/S S/D Bhubaneswar_Line | 1000000190 | 3mtr extension to 132 KV PA type Tower | TWR.132PA+3.L.A001 | ZCAP_FREE | ZCAP | MT | 1.222 | 0 | INR
2000 | Central Zone, Bhubaneswar | 2100 | EHT (O&M) Circle, Bhubaneswar | 2102 | EHT (O&M) Division,Bhubaneswar | CL23 | 132/33 kV T/L S/S S/D Bhubaneswar_Line | 1000000192 | 6mtr extension to 132 KV PA type Tower | TWR.132PA+6.L.A001 | ZCAP_FREE | ZCAP | MT | 6.4 | 0 | INR
2000 | Central Zone, Bhubaneswar | 2100 | EHT (O&M) Circle, Bhubaneswar | 2102 | EHT (O&M) Division,Bhubaneswar | CL23 | 132/33 kV T/L S/S S/D Bhubaneswar_Line | 1000000193 | 132 KV PB TYPE TOWER | TWR.132PB.L.A001 | ZCAP_FREE | ZCAP | MT | 10.204 | 0 | INR
2000 | Central Zone, Bhubaneswar | 2100 | EHT (O&M) Circle, Bhubaneswar | 2102 | EHT (O&M) Division,Bhubaneswar | CL23 | 132/33 kV T/L S/S S/D Bhubaneswar_Line | 1000000195 | 3 Mtr Extension to 132KV PB Tower | TWR.132PB+3.L.A001 | ZCAP_FREE | ZCAP | MT | 2.076 | 0 | INR
2000 | Central Zone, Bhubaneswar | 2100 | EHT (O&M) Circle, Bhubaneswar | 2102 | EHT (O&M) Division,Bhubaneswar | CL23 | 132/33 kV T/L S/S S/D Bhubaneswar_Line | 1000000195 | 3 Mtr Extension to 132KV PB Tower | TWR.132PB+3.L.A001 | ZCAP_FREE | ZCAP | MT | 3.929 | 0 | INR
2000 | Central Zone, Bhubaneswar | 2100 | EHT (O&M) Circle, Bhubaneswar | 2102 | EHT (O&M) Division,Bhubaneswar | CL23 | 132/33 kV T/L S/S S/D Bhubaneswar_Line | 1000000196 | 6Mtr extension to 132KV PB Tower | TWR.132PB+6.L.A001 | ZCAP_ACT | ZCAP | MT | 1.8 | 258687.96 | INR
2000 | Central Zone, Bhubaneswar | 2100 | EHT (O&M) Circle, Bhubaneswar | 2102 | EHT (O&M) Division,Bhubaneswar | CL23 | 132/33 kV T/L S/S S/D Bhubaneswar_Line | 1000000197 | 132 KV PC TYPE TOWER | TWR.132PC.L.A001 | ZCAP_FREE | ZCAP | MT | 6.174 | 0 | INR
2000 | Central Zone, Bhubaneswar | 2100 | EHT (O&M) Circle, Bhubaneswar | 2102 | EHT (O&M) Division,Bhubaneswar | CL23 | 132/33 kV T/L S/S S/D Bhubaneswar_Line | 1000000197 | 132 KV PC TYPE TOWER | TWR.132PC.L.A001 | ZCAP_ACT | ZCAP | MT | 1.5 | 204221.63 | INR
2000 | Central Zone, Bhubaneswar | 2100 | EHT (O&M) Circle, Bhubaneswar | 2102 | EHT (O&M) Division,Bhubaneswar | CL23 | 132/33 kV T/L S/S S/D Bhubaneswar_Line | 1000000199 | 3mtr extension to 132 KV PC type Tower | TWR.132PC+3.L.A001 | ZCAP_FREE | ZCAP | MT | 7.248 | 0 | INR
2000 | Central Zone, Bhubaneswar | 2100 | EHT (O&M) Circle, Bhubaneswar | 2102 | EHT (O&M) Division,Bhubaneswar | CL23 | 132/33 kV T/L S/S S/D Bhubaneswar_Line | 1000000199 | 3mtr extension to 132 KV PC type Tower | TWR.132PC+3.L.A001 | ZCAP_FREE | ZCAP | MT | 3.208 | 0 | INR
2000 | Central Zone, Bhubaneswar | 2100 | EHT (O&M) Circle, Bhubaneswar | 2102 | EHT (O&M) Division,Bhubaneswar | CL23 | 132/33 kV T/L S/S S/D Bhubaneswar_Line | 1000000199 | 3mtr extension to 132 KV PC type Tower | TWR.132PC+3.L.A001 | ZCAP_ACT | ZCAP | MT | 2.138 | 21.38 | INR
2000 | Central Zone, Bhubaneswar | 2100 | EHT (O&M) Circle, Bhubaneswar | 2102 | EHT (O&M) Division,Bhubaneswar | CL23 | 132/33 kV T/L S/S S/D Bhubaneswar_Line | 1000000201 | 6mtr extension to 132 KV PC type Tower | TWR.132PC+6.L.A001 | ZCAP_ACT | ZCAP | MT | 4.492 | 245574.75 | INR
2000 | Central Zone, Bhubaneswar | 2100 | EHT (O&M) Circle, Bhubaneswar | 2102 | EHT (O&M) Division,Bhubaneswar | CL23 | 132/33 kV T/L S/S S/D Bhubaneswar_Line | 1000000201 | 6mtr extension to 132 KV PC type Tower | TWR.132PC+6.L.A001 | ZCAP_FREE | ZCAP | MT | 5.053 | 0 | INR
2000 | Central Zone, Bhubaneswar | 2100 | EHT (O&M) Circle, Bhubaneswar | 2102 | EHT (O&M) Division,Bhubaneswar | CL22 | 220/132/33 kV T/L S/S S/D Chandaka-Line | 1000000206 | 220 KV DA type normal Tower with Stub | TWR.220DA.L.B001 | ZCAP_ACT | ZCAP | MT | 8.487 | 563825.36 | INR
2000 | Central Zone, Bhubaneswar | 2100 | EHT (O&M) Circle, Bhubaneswar | 2102 | EHT (O&M) Division,Bhubaneswar | CL22 | 220/132/33 kV T/L S/S S/D Chandaka-Line | 1000000208 | 220kV DA tower stub & cleat(Kalpataru) | TWR.220DA.L.C001 | ZCAP_ACT | ZCAP | MT | 3.204 | 212854.54 | INR
2000 | Central Zone, Bhubaneswar | 2100 | EHT (O&M) Circle, Bhubaneswar | 2102 | EHT (O&M) Division,Bhubaneswar | CL22 | 220/132/33 kV T/L S/S S/D Chandaka-Line | 1000000211 | 6 Mtr Extension to 220KV DA tower. | TWR.220DA+6.L.B001 | ZCAP_ACT | ZCAP | MT | 2.992 | 198770.53 | INR
2000 | Central Zone, Bhubaneswar | 2100 | EHT (O&M) Circle, Bhubaneswar | 2102 | EHT (O&M) Division,Bhubaneswar | CL22 | 220/132/33 kV T/L S/S S/D Chandaka-Line | 1000000215 | 220 KV DB type normal Tower with Stub | TWR.220DB.L.C001 | ZCAP_ACT | ZCAP | MT | 12.64 | 839725.76 | INR
2000 | Central Zone, Bhubaneswar | 2100 | EHT (O&M) Circle, Bhubaneswar | 2102 | EHT (O&M) Division,Bhubaneswar | CL22 | 220/132/33 kV T/L S/S S/D Chandaka-Line | 1000000216 | 6 Mtr Extension to 220KV DB Tower. | TWR.220DB+6.L.B001 | ZCAP_ACT | ZCAP | MT | 3.11 | 206609.74 | INR
2000 | Central Zone, Bhubaneswar | 2100 | EHT (O&M) Circle, Bhubaneswar | 2102 | EHT (O&M) Division,Bhubaneswar | CL22 | 220/132/33 kV T/L S/S S/D Chandaka-Line | 1000000219 | 6+ meter extension 220kV DC type tower | TWR.220DC+6.L.B001 | ZCAP_ACT | ZCAP | MT | 9.26 | 615178.84 | INR
2000 | Central Zone, Bhubaneswar | 2100 | EHT (O&M) Circle, Bhubaneswar | 2102 | EHT (O&M) Division,Bhubaneswar | CL22 | 220/132/33 kV T/L S/S S/D Chandaka-Line | 1000000221 | 220 KV DD type normal Tower with Stub | TWR.220DD.L.C001 | ZCAP_ACT | ZCAP | MT | 9.607 | 638231.44 | INR
2000 | Central Zone, Bhubaneswar | 2100 | EHT (O&M) Circle, Bhubaneswar | 2102 | EHT (O&M) Division,Bhubaneswar | CL22 | 220/132/33 kV T/L S/S S/D Chandaka-Line | 1000000223 | 6Mtr Extension to 220KV DD Tower. | TWR.220DD+6.L.B001 | ZCAP_ACT | ZCAP | MT | 2.478 | 164623.45 | INR
2000 | Central Zone, Bhubaneswar | 2100 | EHT (O&M) Circle, Bhubaneswar | 2102 | EHT (O&M) Division,Bhubaneswar | CL23 | 132/33 kV T/L S/S S/D Bhubaneswar_Line | 1000000235 | 220 KV OB TYPE TOWER | TWR.220OB.L.A001 | ZCAP_FREE | ZCAP | MT | 12.867 | 0 | INR
2000 | Central Zone, Bhubaneswar | 2100 | EHT (O&M) Circle, Bhubaneswar | 2102 | EHT (O&M) Division,Bhubaneswar | CL23 | 132/33 kV T/L S/S S/D Bhubaneswar_Line | 1000000238 | 220 KV OB+3 EXTENSION TOWER | TWR.220OB+3.L.A001 | ZCAP_ACT | ZCAP | MT | 0.336 | 3.36 | INR
2000 | Central Zone, Bhubaneswar | 2100 | EHT (O&M) Circle, Bhubaneswar | 2102 | EHT (O&M) Division,Bhubaneswar | CL23 | 132/33 kV T/L S/S S/D Bhubaneswar_Line | 1000000238 | 220 KV OB+3 EXTENSION TOWER | TWR.220OB+3.L.A001 | ZCAP_FREE | ZCAP | MT | 2.671 | 0 | INR
2000 | Central Zone, Bhubaneswar | 2100 | EHT (O&M) Circle, Bhubaneswar | 2102 | EHT (O&M) Division,Bhubaneswar | CL22 | 220/132/33 kV T/L S/S S/D Chandaka-Line | 1000000240 | 220 KV OC TYPE TOWER | TWR.220OC.L.A001 | ZCAP_ACT | ZCAP | MT | 73.528 | 7078914.05 | INR
2000 | Central Zone, Bhubaneswar | 2100 | EHT (O&M) Circle, Bhubaneswar | 2102 | EHT (O&M) Division,Bhubaneswar | CL23 | 132/33 kV T/L S/S S/D Bhubaneswar_Line | 1000000242 | 3mtr extension to 220 KV OC type Tower | TWR.220OC+3.L.A001 | ZCAP_FREE | ZCAP | MT | 2.873 | 0 | INR
2000 | Central Zone, Bhubaneswar | 2100 | EHT (O&M) Circle, Bhubaneswar | 2102 | EHT (O&M) Division,Bhubaneswar | CL23 | 132/33 kV T/L S/S S/D Bhubaneswar_Line | 1000000242 | 3mtr extension to 220 KV OC type Tower | TWR.220OC+3.L.A001 | ZCAP_FREE | ZCAP | MT | 4.402 | 0 | INR
2000 | Central Zone, Bhubaneswar | 2100 | EHT (O&M) Circle, Bhubaneswar | 2102 | EHT (O&M) Division,Bhubaneswar | CL23 | 132/33 kV T/L S/S S/D Bhubaneswar_Line | 1000000244 | 6mtr extension to 220 KV OC type Tower | TWR.220OC+6.L.A001 | ZCAP_FREE | ZCAP | MT | 5.2 | 0 | INR
2000 | Central Zone, Bhubaneswar | 2100 | EHT (O&M) Circle, Bhubaneswar | 2102 | EHT (O&M) Division,Bhubaneswar | CL22 | 220/132/33 kV T/L S/S S/D Chandaka-Line | 1000000244 | 6mtr extension to 220 KV OC type Tower | TWR.220OC+6.L.A001 | ZCAP_ACT | ZCAP | MT | 10.856 | 942457.01 | INR
2000 | Central Zone, Bhubaneswar | 2100 | EHT (O&M) Circle, Bhubaneswar | 2102 | EHT (O&M) Division,Bhubaneswar | CL23 | 132/33 kV T/L S/S S/D Bhubaneswar_Line | 1000000246 | 6mtr extension to 220 KV UR type Tower | TWR.220UR+6.L.A001 | ZCAP_FREE | ZCAP | MT | 4.161 | 0 | INR
2000 | Central Zone, Bhubaneswar | 2100 | EHT (O&M) Circle, Bhubaneswar | 2102 | EHT (O&M) Division,Bhubaneswar | CL23 | 132/33 kV T/L S/S S/D Bhubaneswar_Line | 1000000246 | 6mtr extension to 220 KV UR type Tower | TWR.220UR+6.L.A001 | ZCAP_FREE | ZCAP | MT | 20.812 | 0 | INR
2000 | Central Zone, Bhubaneswar | 2100 | EHT (O&M) Circle, Bhubaneswar | 2102 | EHT (O&M) Division,Bhubaneswar | CL23 | 132/33 kV T/L S/S S/D Bhubaneswar_Line | 1000000246 | 6mtr extension to 220 KV UR type Tower | TWR.220UR+6.L.A001 | ZCAP_FREE | ZCAP | MT | 8 | 0 | INR
2000 | Central Zone, Bhubaneswar | 2100 | EHT (O&M) Circle, Bhubaneswar | 2102 | EHT (O&M) Division,Bhubaneswar | C22A | 132/33 kV UNIT-VIII GIS S/S Bhubaneswar | 1000000301 | 10 PAIR TELEPHONE AJF | CBLE.TEL.AJF.A010 | ZCAP_ACT | ZCAP | KM | 0.38 | 25988.2 | INR
2000 | Central Zone, Bhubaneswar | 2100 | EHT (O&M) Circle, Bhubaneswar | 2102 | EHT (O&M) Division,Bhubaneswar | C22A | 132/33 kV UNIT-VIII GIS S/S Bhubaneswar | 1000000302 | 25 PAIR TELEPHONE,AJF | CBLE.TEL.AJF.B025 | ZCAP_ACT | ZCAP | KM | 0.997 | 78906.57 | INR
2000 | Central Zone, Bhubaneswar | 2100 | EHT (O&M) Circle, Bhubaneswar | 2102 | EHT (O&M) Division,Bhubaneswar | C223 | 132/33 kV T/L S/S S/D Bhubaneswar | 2000000016 | ENAMEL BLUE PAINT | CNSM.PAINT.A003 | ZCON_ACT | ZCON | L | 10 | 2685.2 | INR
2000 | Central Zone, Bhubaneswar | 2100 | EHT (O&M) Circle, Bhubaneswar | 2102 | EHT (O&M) Division,Bhubaneswar | C223 | 132/33 kV T/L S/S S/D Bhubaneswar | 2000000018 | ENAMEL RED PAINT | CNSM.PAINT.A005 | ZCON_ACT | ZCON | L | 6 | 1611.12 | INR
2000 | Central Zone, Bhubaneswar | 2100 | EHT (O&M) Circle, Bhubaneswar | 2102 | EHT (O&M) Division,Bhubaneswar | C223 | 132/33 kV T/L S/S S/D Bhubaneswar | 2000000019 | Aluminium Paint | CNSM.PAINT.A007 | ZCON_ACT | ZCON | L | 8 | 2046.53 | INR
2000 | Central Zone, Bhubaneswar | 2100 | EHT (O&M) Circle, Bhubaneswar | 2102 | EHT (O&M) Division,Bhubaneswar | C227 | 132/33 kV T/L S/S S/D Badagada | 2000000019 | Aluminium Paint | CNSM.PAINT.A007 | ZCON_ACT | ZCON | L | 2 | 511.63 | INR
2000 | Central Zone, Bhubaneswar | 2100 | EHT (O&M) Circle, Bhubaneswar | 2102 | EHT (O&M) Division,Bhubaneswar | C223 | 132/33 kV T/L S/S S/D Bhubaneswar | 2000000020 | Black enamel Paint | CNSM.PAINT.A016 | ZCON_ACT | ZCON | L | 31 | 8324.12 | INR
2000 | Central Zone, Bhubaneswar | 2100 | EHT (O&M) Circle, Bhubaneswar | 2102 | EHT (O&M) Division,Bhubaneswar | C223 | 132/33 kV T/L S/S S/D Bhubaneswar | 2000000021 | RED OXIDE PAINT | CNSM.PAINT.A017 | ZCON_ACT | ZCON | L | 16 | 3760 | INR
2000 | Central Zone, Bhubaneswar | 2100 | EHT (O&M) Circle, Bhubaneswar | 2102 | EHT (O&M) Division,Bhubaneswar | C223 | 132/33 kV T/L S/S S/D Bhubaneswar | 2000000086 | CEILING FAN | ILWR.FANACCS.A001 | ZCON_US | ZCON | NOS | 5 | 5 | INR
2000 | Central Zone, Bhubaneswar | 2100 | EHT (O&M) Circle, Bhubaneswar | 2102 | EHT (O&M) Division,Bhubaneswar | C223 | 132/33 kV T/L S/S S/D Bhubaneswar | 2000000089 | LED STREET LIGHT FITTING | ILWR.FL.FT.A001 | ZCON_US | ZCON | NOS | 10 | 10000 | INR
2000 | Central Zone, Bhubaneswar | 2100 | EHT (O&M) Circle, Bhubaneswar | 2102 | EHT (O&M) Division,Bhubaneswar | C226 | 132/33 kV T/L S/S S/D Ranasinghpur | 2000000092 | 4A HRC Fuse Cylindrical with Carriers | ILWR.FUSE.A003 | ZCON_ACT | ZCON | NOS | 14 | 2352 | INR
2000 | Central Zone, Bhubaneswar | 2100 | EHT (O&M) Circle, Bhubaneswar | 2102 | EHT (O&M) Division,Bhubaneswar | C226 | 132/33 kV T/L S/S S/D Ranasinghpur | 2000000094 | 10A HRC Fuse Cylindrical with Carriers | ILWR.FUSE.A005 | ZCON_ACT | ZCON | NOS | 15 | 2535 | INR
2000 | Central Zone, Bhubaneswar | 2100 | EHT (O&M) Circle, Bhubaneswar | 2102 | EHT (O&M) Division,Bhubaneswar | C227 | 132/33 kV T/L S/S S/D Badagada | 2000000096 | HRC FUSE OF DIFFERENT RATINGS | ILWR.FUSE.B001 | ZCON_ACT | ZCON | NOS | 2 | 72 | INR
2000 | Central Zone, Bhubaneswar | 2100 | EHT (O&M) Circle, Bhubaneswar | 2102 | EHT (O&M) Division,Bhubaneswar | C229 | 220/33 kV Infocity-II (GIS) | 2000000097 | HRC FUSE 4A | ILWR.FUSE.B002 | ZCON_FREE | ZCON | NOS | 2 | 0 | INR
2000 | Central Zone, Bhubaneswar | 2100 | EHT (O&M) Circle, Bhubaneswar | 2102 | EHT (O&M) Division,Bhubaneswar | C225 | 220/132/33 kV Chandaka-B (GIS) | 2000000097 | HRC FUSE 4A | ILWR.FUSE.B002 | ZCON_FREE | ZCON | NOS | 20 | 0 | INR
2000 | Central Zone, Bhubaneswar | 2100 | EHT (O&M) Circle, Bhubaneswar | 2102 | EHT (O&M) Division,Bhubaneswar | C227 | 132/33 kV T/L S/S S/D Badagada | 2000000097 | HRC FUSE 4A | ILWR.FUSE.B002 | ZCON_ACT | ZCON | NOS | 31 | 1694.22 | INR
2000 | Central Zone, Bhubaneswar | 2100 | EHT (O&M) Circle, Bhubaneswar | 2102 | EHT (O&M) Division,Bhubaneswar | C227 | 132/33 kV T/L S/S S/D Badagada | 2000000098 | HRC FUSE 6A | ILWR.FUSE.B003 | ZCON_ACT | ZCON | NOS | 26 | 1230.19 | INR
2000 | Central Zone, Bhubaneswar | 2100 | EHT (O&M) Circle, Bhubaneswar | 2102 | EHT (O&M) Division,Bhubaneswar | C225 | 220/132/33 kV Chandaka-B (GIS) | 2000000098 | HRC FUSE 6A | ILWR.FUSE.B003 | ZCON_FREE | ZCON | NOS | 2 | 0 | INR
2000 | Central Zone, Bhubaneswar | 2100 | EHT (O&M) Circle, Bhubaneswar | 2102 | EHT (O&M) Division,Bhubaneswar | C229 | 220/33 kV Infocity-II (GIS) | 2000000098 | HRC FUSE 6A | ILWR.FUSE.B003 | ZCON_FREE | ZCON | NOS | 2 | 0 | INR
2000 | Central Zone, Bhubaneswar | 2100 | EHT (O&M) Circle, Bhubaneswar | 2102 | EHT (O&M) Division,Bhubaneswar | C227 | 132/33 kV T/L S/S S/D Badagada | 2000000099 | HRC FUSE 10A | ILWR.FUSE.B004 | ZCON_ACT | ZCON | NOS | 22 | 1275 | INR
2000 | Central Zone, Bhubaneswar | 2100 | EHT (O&M) Circle, Bhubaneswar | 2102 | EHT (O&M) Division,Bhubaneswar | C227 | 132/33 kV T/L S/S S/D Badagada | 2000000100 | HRC FUSE 32A | ILWR.FUSE.B005 | ZCON_ACT | ZCON | NOS | 70 | 3343.2 | INR
2000 | Central Zone, Bhubaneswar | 2100 | EHT (O&M) Circle, Bhubaneswar | 2102 | EHT (O&M) Division,Bhubaneswar | C227 | 132/33 kV T/L S/S S/D Badagada | 2000000101 | HRC FUSE 16A | ILWR.FUSE.B006 | ZCON_ACT | ZCON | NOS | 17 | 839.8 | INR
2000 | Central Zone, Bhubaneswar | 2100 | EHT (O&M) Circle, Bhubaneswar | 2102 | EHT (O&M) Division,Bhubaneswar | C222 | 220/132/33 kV T/L S/S S/D Chandaka | 2000000119 | 1000W LAMP OF HALOGEN LIGHT FITTING | ILWR.HL.FT.S.C003 | ZCON_SH | ZCON | NOS | 5 | 75 | INR
2000 | Central Zone, Bhubaneswar | 2100 | EHT (O&M) Circle, Bhubaneswar | 2102 | EHT (O&M) Division,Bhubaneswar | C225 | 220/132/33 kV Chandaka-B (GIS) | 2000000145 | LED TYPE INDICATION LAMP (RED) | ILWR.INDIC.LAMP.A001 | ZCON_FREE | ZCON | NOS | 2 | 0 | INR
2000 | Central Zone, Bhubaneswar | 2100 | EHT (O&M) Circle, Bhubaneswar | 2102 | EHT (O&M) Division,Bhubaneswar | C229 | 220/33 kV Infocity-II (GIS) | 2000000145 | LED TYPE INDICATION LAMP (RED) | ILWR.INDIC.LAMP.A001 | ZCON_FREE | ZCON | NOS | 2 | 0 | INR
2000 | Central Zone, Bhubaneswar | 2100 | EHT (O&M) Circle, Bhubaneswar | 2102 | EHT (O&M) Division,Bhubaneswar | C225 | 220/132/33 kV Chandaka-B (GIS) | 2000000147 | LED TYPE INDICATION LAMP (GREEN) | ILWR.INDIC.LAMP.A002 | ZCON_FREE | ZCON | NOS | 26 | 0 | INR
2000 | Central Zone, Bhubaneswar | 2100 | EHT (O&M) Circle, Bhubaneswar | 2102 | EHT (O&M) Division,Bhubaneswar | C229 | 220/33 kV Infocity-II (GIS) | 2000000147 | LED TYPE INDICATION LAMP (GREEN) | ILWR.INDIC.LAMP.A002 | ZCON_FREE | ZCON | NOS | 10 | 0 | INR
2000 | Central Zone, Bhubaneswar | 2100 | EHT (O&M) Circle, Bhubaneswar | 2102 | EHT (O&M) Division,Bhubaneswar | C229 | 220/33 kV Infocity-II (GIS) | 2000000148 | LED TYPE INDICATION LAMP (WHITE) | ILWR.INDIC.LAMP.A003 | ZCON_FREE | ZCON | NOS | 2 | 0 | INR
2000 | Central Zone, Bhubaneswar | 2100 | EHT (O&M) Circle, Bhubaneswar | 2102 | EHT (O&M) Division,Bhubaneswar | C225 | 220/132/33 kV Chandaka-B (GIS) | 2000000148 | LED TYPE INDICATION LAMP (WHITE) | ILWR.INDIC.LAMP.A003 | ZCON_FREE | ZCON | NOS | 4 | 0 | INR
2000 | Central Zone, Bhubaneswar | 2100 | EHT (O&M) Circle, Bhubaneswar | 2102 | EHT (O&M) Division,Bhubaneswar | C227 | 132/33 kV T/L S/S S/D Badagada | 2000000148 | LED TYPE INDICATION LAMP (WHITE) | ILWR.INDIC.LAMP.A003 | ZCON_ACT | ZCON | NOS | 6 | 7384.8 | INR
2000 | Central Zone, Bhubaneswar | 2100 | EHT (O&M) Circle, Bhubaneswar | 2102 | EHT (O&M) Division,Bhubaneswar | C225 | 220/132/33 kV Chandaka-B (GIS) | 2000000149 | LED TYPE INDICATION LAMP (AMBER/ORANGE) | ILWR.INDIC.LAMP.A004 | ZCON_FREE | ZCON | NOS | 2 | 0 | INR
2000 | Central Zone, Bhubaneswar | 2100 | EHT (O&M) Circle, Bhubaneswar | 2102 | EHT (O&M) Division,Bhubaneswar | C223 | 132/33 kV T/L S/S S/D Bhubaneswar | 2000000159 | LED based Flood light fitting | ILWR.LED.FT.A012 | ZCON_ACT | ZCON | NOS | 13 | 68206.67 | INR
2000 | Central Zone, Bhubaneswar | 2100 | EHT (O&M) Circle, Bhubaneswar | 2102 | EHT (O&M) Division,Bhubaneswar | C222 | 220/132/33 kV T/L S/S S/D Chandaka | 2000000159 | LED based Flood light fitting | ILWR.LED.FT.A012 | ZCON_ACT | ZCON | NOS | 2 | 10493.33 | INR
2000 | Central Zone, Bhubaneswar | 2100 | EHT (O&M) Circle, Bhubaneswar | 2102 | EHT (O&M) Division,Bhubaneswar | C226 | 132/33 kV T/L S/S S/D Ranasinghpur | 2000000166 | 32 Amp. 2 pole DC MCB | ILWR.MCB.A006 | ZCON_ACT | ZCON | NOS | 6 | 8094 | INR
2000 | Central Zone, Bhubaneswar | 2100 | EHT (O&M) Circle, Bhubaneswar | 2102 | EHT (O&M) Division,Bhubaneswar | C222 | 220/132/33 kV T/L S/S S/D Chandaka | 2000000222 | 4MM GASKET RUBBERISED | MISC.GASKET.R.A001 | ZCON_ACT | ZCON | NOS | 2 | 170 | INR
2000 | Central Zone, Bhubaneswar | 2100 | EHT (O&M) Circle, Bhubaneswar | 2102 | EHT (O&M) Division,Bhubaneswar | C223 | 132/33 kV T/L S/S S/D Bhubaneswar | 2000000234 | MESSAGE IN / OUT LOG BOOK | MISC.LOGBOOK.A001 | ZCON_ACT | ZCON | NOS | 12 | 889.92 | INR
2000 | Central Zone, Bhubaneswar | 2100 | EHT (O&M) Circle, Bhubaneswar | 2102 | EHT (O&M) Division,Bhubaneswar | CL22 | 220/132/33 kV T/L S/S S/D Chandaka-Line | 2000000236 | PETROLLING LOG BOOK | MISC.LOGBOOK.B001 | ZCON_ACT | ZCON | NOS | 41 | 41 | INR
2000 | Central Zone, Bhubaneswar | 2100 | EHT (O&M) Circle, Bhubaneswar | 2102 | EHT (O&M) Division,Bhubaneswar | C223 | 132/33 kV T/L S/S S/D Bhubaneswar | 2000000237 | REQUISITION/RETURN/PERMIT/MBOOK REGISTER | MISC.LOGBOOK.D001 | ZCON_ACT | ZCON | NOS | 101 | 9034.45 | INR
2000 | Central Zone, Bhubaneswar | 2100 | EHT (O&M) Circle, Bhubaneswar | 2102 | EHT (O&M) Division,Bhubaneswar | C222 | 220/132/33 kV T/L S/S S/D Chandaka | 2000000244 | OIL SAMPLING BOTTLE / CONTAINER | MISC.OILSMPBOT.A001 | ZCON_ACT | ZCON | NOS | 2 | 3000 | INR
2000 | Central Zone, Bhubaneswar | 2100 | EHT (O&M) Circle, Bhubaneswar | 2102 | EHT (O&M) Division,Bhubaneswar | C222 | 220/132/33 kV T/L S/S S/D Chandaka | 3000000001 | 220V 350AH BATTERY CHARGER | BAT.220CHRG.T.A007 | ZSPR_ACT | ZSPR | SET | 2 | 905593.76 | INR
2000 | Central Zone, Bhubaneswar | 2100 | EHT (O&M) Circle, Bhubaneswar | 2102 | EHT (O&M) Division,Bhubaneswar | C225 | 220/132/33 kV Chandaka-B (GIS) | 3000000004 | YKP29 350AH BATTERY Cell | BAT.350AH.A001 | ZSPR_FREE | ZSPR | SET | 1 | 0 | INR
2000 | Central Zone, Bhubaneswar | 2100 | EHT (O&M) Circle, Bhubaneswar | 2102 | EHT (O&M) Division,Bhubaneswar | C224 | 132/33 kV GIS S/S Mancheswar | 3000000013 | S202M-B6 UC,2P,MCB(ABB-STOTZ) | GIS.LCC.145SPR.A001 | ZSPR_FREE | ZSPR | NOS | 2 | 0 | INR
2000 | Central Zone, Bhubaneswar | 2100 | EHT (O&M) Circle, Bhubaneswar | 2102 | EHT (O&M) Division,Bhubaneswar | C225 | 220/132/33 kV Chandaka-B (GIS) | 3000000013 | S202M-B6 UC,2P,MCB(ABB-STOTZ) | GIS.LCC.145SPR.A001 | ZSPR_FREE | ZSPR | NOS | 1 | 0 | INR
2000 | Central Zone, Bhubaneswar | 2100 | EHT (O&M) Circle, Bhubaneswar | 2102 | EHT (O&M) Division,Bhubaneswar | C22A | 132/33 kV UNIT-VIII GIS S/S Bhubaneswar | 3000000013 | S202M-B6 UC,2P,MCB(ABB-STOTZ) | GIS.LCC.145SPR.A001 | ZSPR_FREE | ZSPR | NOS | 1 | 0 | INR
2000 | Central Zone, Bhubaneswar | 2100 | EHT (O&M) Circle, Bhubaneswar | 2102 | EHT (O&M) Division,Bhubaneswar | C224 | 132/33 kV GIS S/S Mancheswar | 3000000014 | S2C-H11L,1NO+1 NC,MCB(ABB-STOTZ) | GIS.LCC.145SPR.A002 | ZSPR_FREE | ZSPR | NOS | 1 | 0 | INR
2000 | Central Zone, Bhubaneswar | 2100 | EHT (O&M) Circle, Bhubaneswar | 2102 | EHT (O&M) Division,Bhubaneswar | C225 | 220/132/33 kV Chandaka-B (GIS) | 3000000014 | S2C-H11L,1NO+1 NC,MCB(ABB-STOTZ) | GIS.LCC.145SPR.A002 | ZSPR_FREE | ZSPR | NOS | 2 | 0 | INR
2000 | Central Zone, Bhubaneswar | 2100 | EHT (O&M) Circle, Bhubaneswar | 2102 | EHT (O&M) Division,Bhubaneswar | C22A | 132/33 kV UNIT-VIII GIS S/S Bhubaneswar | 3000000014 | S2C-H11L,1NO+1 NC,MCB(ABB-STOTZ) | GIS.LCC.145SPR.A002 | ZSPR_FREE | ZSPR | NOS | 2 | 0 | INR
2000 | Central Zone, Bhubaneswar | 2100 | EHT (O&M) Circle, Bhubaneswar | 2102 | EHT (O&M) Division,Bhubaneswar | C224 | 132/33 kV GIS S/S Mancheswar | 3000000015 | S2C-A2 for MCB(ABB-STOTZ) | GIS.LCC.145SPR.A003 | ZSPR_FREE | ZSPR | NOS | 1 | 0 | INR
2000 | Central Zone, Bhubaneswar | 2100 | EHT (O&M) Circle, Bhubaneswar | 2102 | EHT (O&M) Division,Bhubaneswar | C22A | 132/33 kV UNIT-VIII GIS S/S Bhubaneswar | 3000000015 | S2C-A2 for MCB(ABB-STOTZ) | GIS.LCC.145SPR.A003 | ZSPR_FREE | ZSPR | NOS | 2 | 0 | INR
2000 | Central Zone, Bhubaneswar | 2100 | EHT (O&M) Circle, Bhubaneswar | 2102 | EHT (O&M) Division,Bhubaneswar | C224 | 132/33 kV GIS S/S Mancheswar | 3000000016 | S202M-K0.5UC,2P,MCB(ABB-STOTZ) | GIS.LCC.145SPR.A004 | ZSPR_FREE | ZSPR | NOS | 1 | 0 | INR
2000 | Central Zone, Bhubaneswar | 2100 | EHT (O&M) Circle, Bhubaneswar | 2102 | EHT (O&M) Division,Bhubaneswar | C225 | 220/132/33 kV Chandaka-B (GIS) | 3000000016 | S202M-K0.5UC,2P,MCB(ABB-STOTZ) | GIS.LCC.145SPR.A004 | ZSPR_FREE | ZSPR | NOS | 1 | 0 | INR
2000 | Central Zone, Bhubaneswar | 2100 | EHT (O&M) Circle, Bhubaneswar | 2102 | EHT (O&M) Division,Bhubaneswar | C22A | 132/33 kV UNIT-VIII GIS S/S Bhubaneswar | 3000000016 | S202M-K0.5UC,2P,MCB(ABB-STOTZ) | GIS.LCC.145SPR.A004 | ZSPR_FREE | ZSPR | NOS | 1 | 0 | INR
2000 | Central Zone, Bhubaneswar | 2100 | EHT (O&M) Circle, Bhubaneswar | 2102 | EHT (O&M) Division,Bhubaneswar | C222 | 220/132/33 kV T/L S/S S/D Chandaka | 3000000023 | IV BUSHING W/O ROD FOR 160MVA AREVA Tfr | BUSH.132ARVA.AB09 | ZSPR_ACT | ZSPR | NOS | 1 | 50500 | INR
2000 | Central Zone, Bhubaneswar | 2100 | EHT (O&M) Circle, Bhubaneswar | 2102 | EHT (O&M) Division,Bhubaneswar | C222 | 220/132/33 kV T/L S/S S/D Chandaka | 3000000023 | IV BUSHING W/O ROD FOR 160MVA AREVA Tfr | BUSH.132ARVA.AB09 | ZSPR_SH | ZSPR | NOS | 1 | 50500 | INR
2000 | Central Zone, Bhubaneswar | 2100 | EHT (O&M) Circle, Bhubaneswar | 2102 | EHT (O&M) Division,Bhubaneswar | C227 | 132/33 kV T/L S/S S/D Badagada | 3000000026 | HV bushing for 63MVA 132/33KV Tfr | BUSH.132ASTM.AB16 | ZSPR_ACT | ZSPR | NOS | 1 | 9440.44 | INR
2000 | Central Zone, Bhubaneswar | 2100 | EHT (O&M) Circle, Bhubaneswar | 2102 | EHT (O&M) Division,Bhubaneswar | C227 | 132/33 kV T/L S/S S/D Badagada | 3000000027 | HV N bushing for 63MVA 132/33KV ASTM Tfr | BUSH.132ASTM.CB16 | ZSPR_ACT | ZSPR | NOS | 1 | 9440.44 | INR
2000 | Central Zone, Bhubaneswar | 2100 | EHT (O&M) Circle, Bhubaneswar | 2102 | EHT (O&M) Division,Bhubaneswar | C226 | 132/33 kV T/L S/S S/D Ranasinghpur | 3000000030 | HV BUSHINGWITH M.PART FOR 40MVA BHEL Tfr | BUSH.132BHEL.AB06 | ZSPR_ACT | ZSPR | NOS | 1 | 71271.5 | INR
2000 | Central Zone, Bhubaneswar | 2100 | EHT (O&M) Circle, Bhubaneswar | 2102 | EHT (O&M) Division,Bhubaneswar | C222 | 220/132/33 kV T/L S/S S/D Chandaka | 3000000031 | N BUSHING W/O ROD BHEL40MVA Tfr | BUSH.132BHEL.AB07 | ZSPR_ACT | ZSPR | NOS | 1 | 13000 | INR
2000 | Central Zone, Bhubaneswar | 2100 | EHT (O&M) Circle, Bhubaneswar | 2102 | EHT (O&M) Division,Bhubaneswar | C222 | 220/132/33 kV T/L S/S S/D Chandaka | 3000000032 | 132kV BUSHING W/O ROD-100MVA Tfr BHEL | BUSH.132BHEL.AB08 | ZSPR_ACT | ZSPR | NOS | 2 | 10000 | INR
2000 | Central Zone, Bhubaneswar | 2100 | EHT (O&M) Circle, Bhubaneswar | 2102 | EHT (O&M) Division,Bhubaneswar | C222 | 220/132/33 kV T/L S/S S/D Chandaka | 3000000032 | 132kV BUSHING W/O ROD-100MVA Tfr BHEL | BUSH.132BHEL.AB08 | ZSPR_SH | ZSPR | NOS | 2 | 10000 | INR
2000 | Central Zone, Bhubaneswar | 2100 | EHT (O&M) Circle, Bhubaneswar | 2102 | EHT (O&M) Division,Bhubaneswar | C225 | 220/132/33 kV Chandaka-B (GIS) | 3000000033 | IV Bushingfor160MVA 220/132/33KV BHEL AT | BUSH.132BHEL.AC09 | ZSPR_FREE | ZSPR | NOS | 2 | 0 | INR
2000 | Central Zone, Bhubaneswar | 2100 | EHT (O&M) Circle, Bhubaneswar | 2102 | EHT (O&M) Division,Bhubaneswar | C222 | 220/132/33 kV T/L S/S S/D Chandaka | 3000000046 | HV BUSHING W/O ROD FOR 160MVA AREVA Tfr | BUSH.220ARVA.AB09 | ZSPR_ACT | ZSPR | NOS | 1 | 75000 | INR
2000 | Central Zone, Bhubaneswar | 2100 | EHT (O&M) Circle, Bhubaneswar | 2102 | EHT (O&M) Division,Bhubaneswar | C222 | 220/132/33 kV T/L S/S S/D Chandaka | 3000000046 | HV BUSHING W/O ROD FOR 160MVA AREVA Tfr | BUSH.220ARVA.AB09 | ZSPR_SH | ZSPR | NOS | 1 | 75000 | INR
2000 | Central Zone, Bhubaneswar | 2100 | EHT (O&M) Circle, Bhubaneswar | 2102 | EHT (O&M) Division,Bhubaneswar | C225 | 220/132/33 kV Chandaka-B (GIS) | 3000000047 | HV Bushing of 160MVA 220/132KV BHEL Tfr | BUSH.220BHEL.AA09 | ZSPR_FREE | ZSPR | NOS | 0 | 0 | INR
2000 | Central Zone, Bhubaneswar | 2100 | EHT (O&M) Circle, Bhubaneswar | 2102 | EHT (O&M) Division,Bhubaneswar | C222 | 220/132/33 kV T/L S/S S/D Chandaka | 3000000050 | 220kV BUSHING W/O ROD-100MVA Trf BHEL | BUSH.220BHEL.AB08 | ZSPR_ACT | ZSPR | NOS | 1 | 60000 | INR
2000 | Central Zone, Bhubaneswar | 2100 | EHT (O&M) Circle, Bhubaneswar | 2102 | EHT (O&M) Division,Bhubaneswar | C222 | 220/132/33 kV T/L S/S S/D Chandaka | 3000000058 | T. Bushing of160MVA 220/132/33KV AlSM AT | BUSH.33ALSM.AC09 | ZSPR_ACT | ZSPR | NOS | 2 | 35000 | INR
2000 | Central Zone, Bhubaneswar | 2100 | EHT (O&M) Circle, Bhubaneswar | 2102 | EHT (O&M) Division,Bhubaneswar | C226 | 132/33 kV T/L S/S S/D Ranasinghpur | 3000000065 | BUSHING WITH ROD FOR 40MVA ALSTOM Tfr | BUSH.33ASTM.BA06 | ZSPR_ACT | ZSPR | NOS | 1 | 8500 | INR
2000 | Central Zone, Bhubaneswar | 2100 | EHT (O&M) Circle, Bhubaneswar | 2102 | EHT (O&M) Division,Bhubaneswar | C227 | 132/33 kV T/L S/S S/D Badagada | 3000000067 | LV Nbushing for 63MVA 132/33KV Tfr | BUSH.33ASTM.CB16 | ZSPR_ACT | ZSPR | NOS | 1 | 5000.67 | INR
2000 | Central Zone, Bhubaneswar | 2100 | EHT (O&M) Circle, Bhubaneswar | 2102 | EHT (O&M) Division,Bhubaneswar | C225 | 220/132/33 kV Chandaka-B (GIS) | 3000000068 | T.Bushing of 160MVA 220/132/33KV BHEL AT | BUSH.33BHEL.AC09 | ZSPR_FREE | ZSPR | NOS | 2 | 0 | INR
2000 | Central Zone, Bhubaneswar | 2100 | EHT (O&M) Circle, Bhubaneswar | 2102 | EHT (O&M) Division,Bhubaneswar | C222 | 220/132/33 kV T/L S/S S/D Chandaka | 3000000070 | BUSHING WITH ROD BHEL 100MVA Tfr | BUSH.33BHEL.BB08 | ZSPR_SH | ZSPR | NOS | 3 | 38685 | INR
2000 | Central Zone, Bhubaneswar | 2100 | EHT (O&M) Circle, Bhubaneswar | 2102 | EHT (O&M) Division,Bhubaneswar | C222 | 220/132/33 kV T/L S/S S/D Chandaka | 3000000079 | BUSHING FOR 40MVA GEC Tfr | BUSH.33GEC.BB06 | ZSPR_SH | ZSPR | NOS | 1 | 350 | INR
2000 | Central Zone, Bhubaneswar | 2100 | EHT (O&M) Circle, Bhubaneswar | 2102 | EHT (O&M) Division,Bhubaneswar | C226 | 132/33 kV T/L S/S S/D Ranasinghpur | 3000000082 | HV BUSHING FOR 250 KVA OTPL STATION Tfr | BUSH.33OTPL.BA11 | ZSPR_ACT | ZSPR | NOS | 3 | 48795.42 | INR
2000 | Central Zone, Bhubaneswar | 2100 | EHT (O&M) Circle, Bhubaneswar | 2102 | EHT (O&M) Division,Bhubaneswar | C222 | 220/132/33 kV T/L S/S S/D Chandaka | 3000000092 | HV BUSHING FOR 63MVA ALSTOM Tfr | BUSH.63ASTM.AB01 | ZSPR_ACT | ZSPR | NOS | 2 | 38229.65 | INR
2000 | Central Zone, Bhubaneswar | 2100 | EHT (O&M) Circle, Bhubaneswar | 2102 | EHT (O&M) Division,Bhubaneswar | C223 | 132/33 kV T/L S/S S/D Bhubaneswar | 3000000092 | HV BUSHING FOR 63MVA ALSTOM Tfr | BUSH.63ASTM.AB01 | ZSPR_ACT | ZSPR | NOS | 3 | 57344.47 | INR
2000 | Central Zone, Bhubaneswar | 2100 | EHT (O&M) Circle, Bhubaneswar | 2102 | EHT (O&M) Division,Bhubaneswar | C226 | 132/33 kV T/L S/S S/D Ranasinghpur | 3000000092 | HV BUSHING FOR 63MVA ALSTOM Tfr | BUSH.63ASTM.AB01 | ZSPR_ACT | ZSPR | NOS | 1 | 19114.82 | INR
2000 | Central Zone, Bhubaneswar | 2100 | EHT (O&M) Circle, Bhubaneswar | 2102 | EHT (O&M) Division,Bhubaneswar | C226 | 132/33 kV T/L S/S S/D Ranasinghpur | 3000000093 | LV BUSHING FOR 63MVA Tfr | BUSH.63ASTM.AB02 | ZSPR_ACT | ZSPR | SET | 2 | 10001.34 | INR
2000 | Central Zone, Bhubaneswar | 2100 | EHT (O&M) Circle, Bhubaneswar | 2102 | EHT (O&M) Division,Bhubaneswar | C227 | 132/33 kV T/L S/S S/D Badagada | 3000000093 | LV BUSHING FOR 63MVA Tfr | BUSH.63ASTM.AB02 | ZSPR_ACT | ZSPR | SET | 1 | 5000.67 | INR
2000 | Central Zone, Bhubaneswar | 2100 | EHT (O&M) Circle, Bhubaneswar | 2102 | EHT (O&M) Division,Bhubaneswar | C223 | 132/33 kV T/L S/S S/D Bhubaneswar | 3000000093 | LV BUSHING FOR 63MVA Tfr | BUSH.63ASTM.AB02 | ZSPR_ACT | ZSPR | SET | 3 | 15002.01 | INR
2000 | Central Zone, Bhubaneswar | 2100 | EHT (O&M) Circle, Bhubaneswar | 2102 | EHT (O&M) Division,Bhubaneswar | C222 | 220/132/33 kV T/L S/S S/D Chandaka | 3000000094 | HV N BUSHING FOR 63MVA ALSTOM Tfr | BUSH.63ASTM.AB03 | ZSPR_ACT | ZSPR | SET | 2 | 22948.95 | INR
2000 | Central Zone, Bhubaneswar | 2100 | EHT (O&M) Circle, Bhubaneswar | 2102 | EHT (O&M) Division,Bhubaneswar | C226 | 132/33 kV T/L S/S S/D Ranasinghpur | 3000000094 | HV N BUSHING FOR 63MVA ALSTOM Tfr | BUSH.63ASTM.AB03 | ZSPR_ACT | ZSPR | SET | 2 | 22948.95 | INR
2000 | Central Zone, Bhubaneswar | 2100 | EHT (O&M) Circle, Bhubaneswar | 2102 | EHT (O&M) Division,Bhubaneswar | C223 | 132/33 kV T/L S/S S/D Bhubaneswar | 3000000094 | HV N BUSHING FOR 63MVA ALSTOM Tfr | BUSH.63ASTM.AB03 | ZSPR_ACT | ZSPR | SET | 3 | 34423.42 | INR
2000 | Central Zone, Bhubaneswar | 2100 | EHT (O&M) Circle, Bhubaneswar | 2102 | EHT (O&M) Division,Bhubaneswar | C222 | 220/132/33 kV T/L S/S S/D Chandaka | 3000000095 | LV N BUSHING FOR 63MVA ALSTOM Tfr | BUSH.63ASTM.AB04 | ZSPR_ACT | ZSPR | SET | 4 | 40572.58 | INR
2000 | Central Zone, Bhubaneswar | 2100 | EHT (O&M) Circle, Bhubaneswar | 2102 | EHT (O&M) Division,Bhubaneswar | C223 | 132/33 kV T/L S/S S/D Bhubaneswar | 3000000095 | LV N BUSHING FOR 63MVA ALSTOM Tfr | BUSH.63ASTM.AB04 | ZSPR_ACT | ZSPR | SET | 3 | 30429.43 | INR
2000 | Central Zone, Bhubaneswar | 2100 | EHT (O&M) Circle, Bhubaneswar | 2102 | EHT (O&M) Division,Bhubaneswar | C222 | 220/132/33 kV T/L S/S S/D Chandaka | 3000000096 | Neutral Bushing & rod-160MVA ALSM AT | BUSH.NTRL.ALSM.AC09 | ZSPR_ACT | ZSPR | NOS | 2 | 70000 | INR
2000 | Central Zone, Bhubaneswar | 2100 | EHT (O&M) Circle, Bhubaneswar | 2102 | EHT (O&M) Division,Bhubaneswar | C224 | 132/33 kV GIS S/S Mancheswar | 3000000103 | S202M-K1 UC,2P MCB(ABB-STOTZ) | GIS.LCC.145SPR.A005 | ZSPR_FREE | ZSPR | NOS | 1 | 0 | INR
2000 | Central Zone, Bhubaneswar | 2100 | EHT (O&M) Circle, Bhubaneswar | 2102 | EHT (O&M) Division,Bhubaneswar | C225 | 220/132/33 kV Chandaka-B (GIS) | 3000000103 | S202M-K1 UC,2P MCB(ABB-STOTZ) | GIS.LCC.145SPR.A005 | ZSPR_FREE | ZSPR | NOS | 1 | 0 | INR
2000 | Central Zone, Bhubaneswar | 2100 | EHT (O&M) Circle, Bhubaneswar | 2102 | EHT (O&M) Division,Bhubaneswar | C22A | 132/33 kV UNIT-VIII GIS S/S Bhubaneswar | 3000000103 | S202M-K1 UC,2P MCB(ABB-STOTZ) | GIS.LCC.145SPR.A005 | ZSPR_FREE | ZSPR | NOS | 1 | 0 | INR
2000 | Central Zone, Bhubaneswar | 2100 | EHT (O&M) Circle, Bhubaneswar | 2102 | EHT (O&M) Division,Bhubaneswar | C224 | 132/33 kV GIS S/S Mancheswar | 3000000106 | S202-K4UC,2P,MCB(ABB-STOTZ) | GIS.LCC.145SPR.A006 | ZSPR_FREE | ZSPR | NOS | 1 | 0 | INR
2000 | Central Zone, Bhubaneswar | 2100 | EHT (O&M) Circle, Bhubaneswar | 2102 | EHT (O&M) Division,Bhubaneswar | C225 | 220/132/33 kV Chandaka-B (GIS) | 3000000106 | S202-K4UC,2P,MCB(ABB-STOTZ) | GIS.LCC.145SPR.A006 | ZSPR_FREE | ZSPR | NOS | 1 | 0 | INR
2000 | Central Zone, Bhubaneswar | 2100 | EHT (O&M) Circle, Bhubaneswar | 2102 | EHT (O&M) Division,Bhubaneswar | C22A | 132/33 kV UNIT-VIII GIS S/S Bhubaneswar | 3000000106 | S202-K4UC,2P,MCB(ABB-STOTZ) | GIS.LCC.145SPR.A006 | ZSPR_FREE | ZSPR | NOS | 1 | 0 | INR
2000 | Central Zone, Bhubaneswar | 2100 | EHT (O&M) Circle, Bhubaneswar | 2102 | EHT (O&M) Division,Bhubaneswar | C222 | 220/132/33 kV T/L S/S S/D Chandaka | 3000000107 | 2.5SQMM 4C CONTROL CABLE | CBLE.CTRL.AR.C004 | ZSPR_ACT | ZSPR | KM | 1.002 | 120240 | INR
2000 | Central Zone, Bhubaneswar | 2100 | EHT (O&M) Circle, Bhubaneswar | 2102 | EHT (O&M) Division,Bhubaneswar | C229 | 220/33 kV Infocity-II (GIS) | 3000000108 | 2.5SQMM 5C CONTROL CABLE | CBLE.CTRL.AR.C005 | ZSPR_FREE | ZSPR | KM | 0.197 | 0 | INR
2000 | Central Zone, Bhubaneswar | 2100 | EHT (O&M) Circle, Bhubaneswar | 2102 | EHT (O&M) Division,Bhubaneswar | C229 | 220/33 kV Infocity-II (GIS) | 3000000109 | 2.5SQMM 7C CONTROL CABLE | CBLE.CTRL.AR.C007 | ZSPR_FREE | ZSPR | KM | 0.382 | 0 | INR
2000 | Central Zone, Bhubaneswar | 2100 | EHT (O&M) Circle, Bhubaneswar | 2102 | EHT (O&M) Division,Bhubaneswar | C222 | 220/132/33 kV T/L S/S S/D Chandaka | 3000000109 | 2.5SQMM 7C CONTROL CABLE | CBLE.CTRL.AR.C007 | ZSPR_ACT | ZSPR | KM | 1.8 | 273600 | INR
2000 | Central Zone, Bhubaneswar | 2100 | EHT (O&M) Circle, Bhubaneswar | 2102 | EHT (O&M) Division,Bhubaneswar | C222 | 220/132/33 kV T/L S/S S/D Chandaka | 3000000110 | 2.5SQMM 9C CONTROL CABLE | CBLE.CTRL.AR.C009 | ZSPR_ACT | ZSPR | KM | 1.008 | 181440 | INR
2000 | Central Zone, Bhubaneswar | 2100 | EHT (O&M) Circle, Bhubaneswar | 2102 | EHT (O&M) Division,Bhubaneswar | C229 | 220/33 kV Infocity-II (GIS) | 3000000111 | 2.5SQMM 12C CONTROL CABLE | CBLE.CTRL.AR.C012 | ZSPR_FREE | ZSPR | KM | 0.288 | 0 | INR
2000 | Central Zone, Bhubaneswar | 2100 | EHT (O&M) Circle, Bhubaneswar | 2102 | EHT (O&M) Division,Bhubaneswar | C229 | 220/33 kV Infocity-II (GIS) | 3000000112 | 2.5SQMM 16C CONTROL CABLE | CBLE.CTRL.AR.C016 | ZSPR_FREE | ZSPR | KM | 0.182 | 0 | INR
2000 | Central Zone, Bhubaneswar | 2100 | EHT (O&M) Circle, Bhubaneswar | 2102 | EHT (O&M) Division,Bhubaneswar | C229 | 220/33 kV Infocity-II (GIS) | 3000000113 | 2.5SQMM 19C CONTROL CABLE | CBLE.CTRL.AR.C019 | ZSPR_FREE | ZSPR | KM | 0.03 | 0 | INR
2000 | Central Zone, Bhubaneswar | 2100 | EHT (O&M) Circle, Bhubaneswar | 2102 | EHT (O&M) Division,Bhubaneswar | C228 | 220/132/33 kV T/L S/S S/D Pratapsasan | 3000000123 | 2.5 SQMM 12C CONTROL CABLE CU | CBLE.CTRL.AR.D012 | ZSPR_ACT | ZSPR | KM | 0.433 | 112406.8 | INR
2000 | Central Zone, Bhubaneswar | 2100 | EHT (O&M) Circle, Bhubaneswar | 2102 | EHT (O&M) Division,Bhubaneswar | C229 | 220/33 kV Infocity-II (GIS) | 3000000139 | 2.5 SQMM 10C CONTROL CABLE | CBLE.CTRL.UAR.C010 | ZSPR_FREE | ZSPR | KM | 0.531 | 0 | INR
2000 | Central Zone, Bhubaneswar | 2100 | EHT (O&M) Circle, Bhubaneswar | 2102 | EHT (O&M) Division,Bhubaneswar | C226 | 132/33 kV T/L S/S S/D Ranasinghpur | 3000000144 | 12C X 2.5SQMM CONTROL UNARMOURED CABLE | CBLE.CTRL.UAR.D0012 | ZSPR_ACT | ZSPR | KM | 0.123 | 41515.88 | INR
2000 | Central Zone, Bhubaneswar | 2100 | EHT (O&M) Circle, Bhubaneswar | 2102 | EHT (O&M) Division,Bhubaneswar | C226 | 132/33 kV T/L S/S S/D Ranasinghpur | 3000000145 | 2C X 2.5SQMM CONTROL UNARMOURED CABLE | CBLE.CTRL.UAR.D002 | ZSPR_ACT | ZSPR | KM | 0.527 | 33185.22 | INR
2000 | Central Zone, Bhubaneswar | 2100 | EHT (O&M) Circle, Bhubaneswar | 2102 | EHT (O&M) Division,Bhubaneswar | C223 | 132/33 kV T/L S/S S/D Bhubaneswar | 3000000147 | 2.5sq.mm Control cable 4 Core | CBLE.CTRL.UAR.D004 | ZSPR_ACT | ZSPR | KM | 3.418 | 285149.69 | INR
2000 | Central Zone, Bhubaneswar | 2100 | EHT (O&M) Circle, Bhubaneswar | 2102 | EHT (O&M) Division,Bhubaneswar | C226 | 132/33 kV T/L S/S S/D Ranasinghpur | 3000000149 | 7C X 2.5SQMM CONTROL UNARMOURED CABLE | CBLE.CTRL.UAR.D007 | ZSPR_ACT | ZSPR | KM | 1.868 | 362302.52 | INR
2000 | Central Zone, Bhubaneswar | 2100 | EHT (O&M) Circle, Bhubaneswar | 2102 | EHT (O&M) Division,Bhubaneswar | C226 | 132/33 kV T/L S/S S/D Ranasinghpur | 3000000152 | 16CX2.5SQMM CONTROL UNARMOURED CABLE | CBLE.CTRL.UAR.D016 | ZSPR_ACT | ZSPR | KM | 1 | 426443.03 | INR
2000 | Central Zone, Bhubaneswar | 2100 | EHT (O&M) Circle, Bhubaneswar | 2102 | EHT (O&M) Division,Bhubaneswar | C223 | 132/33 kV T/L S/S S/D Bhubaneswar | 3000000153 | 19CX2.5SQMM CONTROL UR CABLE | CBLE.CTRL.UAR.D019 | ZSPR_ACT | ZSPR | KM | 0.8 | 281241.2 | INR
2000 | Central Zone, Bhubaneswar | 2100 | EHT (O&M) Circle, Bhubaneswar | 2102 | EHT (O&M) Division,Bhubaneswar | C226 | 132/33 kV T/L S/S S/D Ranasinghpur | 3000000166 | 20/22 SQ.MM CABLE GLAND | CBLE.GLAND.A009 | ZSPR_ACT | ZSPR | NOS | 10 | 1520 | INR
2000 | Central Zone, Bhubaneswar | 2100 | EHT (O&M) Circle, Bhubaneswar | 2102 | EHT (O&M) Division,Bhubaneswar | C229 | 220/33 kV Infocity-II (GIS) | 3000000193 | 3.5Cx35 Sqmm AL PWR cable | CBLE.PWR.AL.AR.D004 | ZSPR_FREE | ZSPR | KM | 0.085 | 0 | INR
2000 | Central Zone, Bhubaneswar | 2100 | EHT (O&M) Circle, Bhubaneswar | 2102 | EHT (O&M) Division,Bhubaneswar | C228 | 220/132/33 kV T/L S/S S/D Pratapsasan | 3000000193 | 3.5Cx35 Sqmm AL PWR cable | CBLE.PWR.AL.AR.D004 | ZSPR_ACT | ZSPR | KM | 1.324 | 223411.76 | INR
2000 | Central Zone, Bhubaneswar | 2100 | EHT (O&M) Circle, Bhubaneswar | 2102 | EHT (O&M) Division,Bhubaneswar | C228 | 220/132/33 kV T/L S/S S/D Pratapsasan | 3000000195 | 3.5Cx70 Sqmm AL PWR cable | CBLE.PWR.AL.AR.D006 | ZSPR_ACT | ZSPR | KM | 0.007 | 2155.86 | INR
2000 | Central Zone, Bhubaneswar | 2100 | EHT (O&M) Circle, Bhubaneswar | 2102 | EHT (O&M) Division,Bhubaneswar | C229 | 220/33 kV Infocity-II (GIS) | 3000000195 | 3.5Cx70 Sqmm AL PWR cable | CBLE.PWR.AL.AR.D006 | ZSPR_FREE | ZSPR | KM | 0.108 | 0 | INR
2000 | Central Zone, Bhubaneswar | 2100 | EHT (O&M) Circle, Bhubaneswar | 2102 | EHT (O&M) Division,Bhubaneswar | C223 | 132/33 kV T/L S/S S/D Bhubaneswar | 3000000196 | 3.5Cx95 Sqmm AL PWR cable | CBLE.PWR.AL.AR.D007 | ZSPR_ACT | ZSPR | KM | 0.356 | 226787.78 | INR
2000 | Central Zone, Bhubaneswar | 2100 | EHT (O&M) Circle, Bhubaneswar | 2102 | EHT (O&M) Division,Bhubaneswar | C226 | 132/33 kV T/L S/S S/D Ranasinghpur | 3000000196 | 3.5Cx95 Sqmm AL PWR cable | CBLE.PWR.AL.AR.D007 | ZSPR_ACT | ZSPR | KM | 0.29 | 184742.86 | INR
2000 | Central Zone, Bhubaneswar | 2100 | EHT (O&M) Circle, Bhubaneswar | 2102 | EHT (O&M) Division,Bhubaneswar | C229 | 220/33 kV Infocity-II (GIS) | 3000000197 | 3.5Cx120 Sqmm AL PWR cable | CBLE.PWR.AL.AR.D008 | ZSPR_FREE | ZSPR | KM | 0.155 | 0 | INR
2000 | Central Zone, Bhubaneswar | 2100 | EHT (O&M) Circle, Bhubaneswar | 2102 | EHT (O&M) Division,Bhubaneswar | C222 | 220/132/33 kV T/L S/S S/D Chandaka | 3000000197 | 3.5Cx120 Sqmm AL PWR cable | CBLE.PWR.AL.AR.D008 | ZSPR_ACT | ZSPR | KM | 0.5 | 835402.11 | INR
2000 | Central Zone, Bhubaneswar | 2100 | EHT (O&M) Circle, Bhubaneswar | 2102 | EHT (O&M) Division,Bhubaneswar | C229 | 220/33 kV Infocity-II (GIS) | 3000000198 | 3.5Cx185 Sqmm AL PWR cable | CBLE.PWR.AL.AR.D010 | ZSPR_FREE | ZSPR | KM | 0.091 | 0 | INR
2000 | Central Zone, Bhubaneswar | 2100 | EHT (O&M) Circle, Bhubaneswar | 2102 | EHT (O&M) Division,Bhubaneswar | C223 | 132/33 kV T/L S/S S/D Bhubaneswar | 3000000199 | 3.5Cx300 Sqmm AL PWR cable | CBLE.PWR.AL.AR.D011 | ZSPR_ACT | ZSPR | KM | 0.23 | 140048.61 | INR
2000 | Central Zone, Bhubaneswar | 2100 | EHT (O&M) Circle, Bhubaneswar | 2102 | EHT (O&M) Division,Bhubaneswar | C228 | 220/132/33 kV T/L S/S S/D Pratapsasan | 3000000200 | 4Cx16 Sqmm AL PWR cable | CBLE.PWR.AL.AR.E002 | ZSPR_ACT | ZSPR | KM | 3.129 | 300159.02 | INR
2000 | Central Zone, Bhubaneswar | 2100 | EHT (O&M) Circle, Bhubaneswar | 2102 | EHT (O&M) Division,Bhubaneswar | C229 | 220/33 kV Infocity-II (GIS) | 3000000200 | 4Cx16 Sqmm AL PWR cable | CBLE.PWR.AL.AR.E002 | ZSPR_FREE | ZSPR | KM | 0.02 | 0 | INR
2000 | Central Zone, Bhubaneswar | 2100 | EHT (O&M) Circle, Bhubaneswar | 2102 | EHT (O&M) Division,Bhubaneswar | C222 | 220/132/33 kV T/L S/S S/D Chandaka | 3000000206 | 3.5Cx185 Sqmm 4C AL POWER CABLE | CBLE.PWR.AL.AR.E010 | ZSPR_SH | ZSPR | KM | 0.055 | 297 | INR
2000 | Central Zone, Bhubaneswar | 2100 | EHT (O&M) Circle, Bhubaneswar | 2102 | EHT (O&M) Division,Bhubaneswar | C222 | 220/132/33 kV T/L S/S S/D Chandaka | 3000000207 | 3.5Cx300 Sqmm 4C AL POWER CABLE | CBLE.PWR.AL.AR.E011 | ZSPR_SH | ZSPR | KM | 0.03 | 130.29 | INR
2000 | Central Zone, Bhubaneswar | 2100 | EHT (O&M) Circle, Bhubaneswar | 2102 | EHT (O&M) Division,Bhubaneswar | C229 | 220/33 kV Infocity-II (GIS) | 3000000208 | 4Cx6 Sqmm AL POWER CABLE | CBLE.PWR.AL.AR.E018 | ZSPR_FREE | ZSPR | KM | 0.163 | 0 | INR
2000 | Central Zone, Bhubaneswar | 2100 | EHT (O&M) Circle, Bhubaneswar | 2102 | EHT (O&M) Division,Bhubaneswar | C228 | 220/132/33 kV T/L S/S S/D Pratapsasan | 3000000208 | 4Cx6 Sqmm AL POWER CABLE | CBLE.PWR.AL.AR.E018 | ZSPR_ACT | ZSPR | KM | 1.802 | 162191.4 | INR
2000 | Central Zone, Bhubaneswar | 2100 | EHT (O&M) Circle, Bhubaneswar | 2102 | EHT (O&M) Division,Bhubaneswar | C229 | 220/33 kV Infocity-II (GIS) | 3000000209 | 2Cx6 Sqmm AL POWER CABLE | CBLE.PWR.AL.UAR.A005 | ZSPR_FREE | ZSPR | KM | 0.09 | 0 | INR
2000 | Central Zone, Bhubaneswar | 2100 | EHT (O&M) Circle, Bhubaneswar | 2102 | EHT (O&M) Division,Bhubaneswar | C228 | 220/132/33 kV T/L S/S S/D Pratapsasan | 3000000209 | 2Cx6 Sqmm AL POWER CABLE | CBLE.PWR.AL.UAR.A005 | ZSPR_ACT | ZSPR | KM | 1.392 | 80485.44 | INR
2000 | Central Zone, Bhubaneswar | 2100 | EHT (O&M) Circle, Bhubaneswar | 2102 | EHT (O&M) Division,Bhubaneswar | C223 | 132/33 kV T/L S/S S/D Bhubaneswar | 3000000212 | 3.5Cx25SQMM POWER CABLE AL | CBLE.PWR.AL.UAR.D003 | ZSPR_ACT | ZSPR | KM | 1.655 | 827500 | INR
2000 | Central Zone, Bhubaneswar | 2100 | EHT (O&M) Circle, Bhubaneswar | 2102 | EHT (O&M) Division,Bhubaneswar | C224 | 132/33 kV GIS S/S Mancheswar | 3000000214 | 4Cx10SQMM POWER CABLE AL | CBLE.PWR.AL.UAR.E001 | ZSPR_FREE | ZSPR | KM | 0.105 | 0 | INR
2000 | Central Zone, Bhubaneswar | 2100 | EHT (O&M) Circle, Bhubaneswar | 2102 | EHT (O&M) Division,Bhubaneswar | C224 | 132/33 kV GIS S/S Mancheswar | 3000000217 | 1Cx95SQMM POWER CABLE CU | CBLE.PWR.CU.AR.A007 | ZSPR_ACT | ZSPR | KM | 0.254 | 155023.82 | INR
2000 | Central Zone, Bhubaneswar | 2100 | EHT (O&M) Circle, Bhubaneswar | 2102 | EHT (O&M) Division,Bhubaneswar | C228 | 220/132/33 kV T/L S/S S/D Pratapsasan | 3000000218 | 1Cx120 SQMM POWER CABLE CU | CBLE.PWR.CU.UAR.A008 | ZSPR_ACT | ZSPR | KM | 0.649 | 559814.41 | INR
2000 | Central Zone, Bhubaneswar | 2100 | EHT (O&M) Circle, Bhubaneswar | 2102 | EHT (O&M) Division,Bhubaneswar | C229 | 220/33 kV Infocity-II (GIS) | 3000000236 | 33kV Indoor 630 sqmm cable term., Kit | CBLE.T KIT.A004 | ZSPR_FREE | ZSPR | NOS | 1 | 0 | INR
2000 | Central Zone, Bhubaneswar | 2100 | EHT (O&M) Circle, Bhubaneswar | 2102 | EHT (O&M) Division,Bhubaneswar | C229 | 220/33 kV Infocity-II (GIS) | 3000000237 | 33kV outdoor 630 sqmm cable term., Kit | CBLE.T KIT.A005 | ZSPR_FREE | ZSPR | NOS | 1 | 0 | INR
2000 | Central Zone, Bhubaneswar | 2100 | EHT (O&M) Circle, Bhubaneswar | 2102 | EHT (O&M) Division,Bhubaneswar | C229 | 220/33 kV Infocity-II (GIS) | 3000000239 | Indoor term., kits (GIS side) suitable | CBLE.T KIT.AB01 | ZSPR_FREE | ZSPR | NOS | 1 | 0 | INR
2000 | Central Zone, Bhubaneswar | 2100 | EHT (O&M) Circle, Bhubaneswar | 2102 | EHT (O&M) Division,Bhubaneswar | C225 | 220/132/33 kV Chandaka-B (GIS) | 3000000239 | Indoor term., kits (GIS side) suitable | CBLE.T KIT.AB01 | ZSPR_FREE | ZSPR | NOS | 6 | 0 | INR
2000 | Central Zone, Bhubaneswar | 2100 | EHT (O&M) Circle, Bhubaneswar | 2102 | EHT (O&M) Division,Bhubaneswar | C224 | 132/33 kV GIS S/S Mancheswar | 3000000239 | Indoor term., kits (GIS side) suitable | CBLE.T KIT.AB01 | ZSPR_ACT | ZSPR | NOS | 6 | 1004799.83 | INR
2000 | Central Zone, Bhubaneswar | 2100 | EHT (O&M) Circle, Bhubaneswar | 2102 | EHT (O&M) Division,Bhubaneswar | C229 | 220/33 kV Infocity-II (GIS) | 3000000240 | Outdoor term., kits (GIS side) suitable | CBLE.T KIT.AB02 | ZSPR_FREE | ZSPR | NOS | 1 | 0 | INR
2000 | Central Zone, Bhubaneswar | 2100 | EHT (O&M) Circle, Bhubaneswar | 2102 | EHT (O&M) Division,Bhubaneswar | C224 | 132/33 kV GIS S/S Mancheswar | 3000000246 | Control valves for 145KV GIS | GIS.145SPR.A005 | ZSPR_FREE | ZSPR | NOS | 1 | 0 | INR
2000 | Central Zone, Bhubaneswar | 2100 | EHT (O&M) Circle, Bhubaneswar | 2102 | EHT (O&M) Division,Bhubaneswar | C225 | 220/132/33 kV Chandaka-B (GIS) | 3000000246 | Control valves for 145KV GIS | GIS.145SPR.A005 | ZSPR_FREE | ZSPR | NOS | 2 | 0 | INR
2000 | Central Zone, Bhubaneswar | 2100 | EHT (O&M) Circle, Bhubaneswar | 2102 | EHT (O&M) Division,Bhubaneswar | C223 | 132/33 kV T/L S/S S/D Bhubaneswar | 3000000248 | 200/150/100X75X2500M CABLE TRAY | CBLE.TRAY.A001 | ZSPR_ACT | ZSPR | NOS | 285 | 114000 | INR
2000 | Central Zone, Bhubaneswar | 2100 | EHT (O&M) Circle, Bhubaneswar | 2102 | EHT (O&M) Division,Bhubaneswar | CL23 | 132/33 kV T/L S/S S/D Bhubaneswar_Line | 3000000261 | DIFFERENT TYPES OF ASSORTED CLAMPS | CLMP.ASRT.A001 | ZSPR_SH | ZSPR | NOS | 6 | 0.01 | INR
2000 | Central Zone, Bhubaneswar | 2100 | EHT (O&M) Circle, Bhubaneswar | 2102 | EHT (O&M) Division,Bhubaneswar | C223 | 132/33 kV T/L S/S S/D Bhubaneswar | 3000000261 | DIFFERENT TYPES OF ASSORTED CLAMPS | CLMP.ASRT.A001 | ZSPR_ACT | ZSPR | NOS | 66 | 48580 | INR
2000 | Central Zone, Bhubaneswar | 2100 | EHT (O&M) Circle, Bhubaneswar | 2102 | EHT (O&M) Division,Bhubaneswar | C223 | 132/33 kV T/L S/S S/D Bhubaneswar | 3000000263 | Al Clamps for 30mm CTStud-80mm Al pipe | CLMP.ASRT.A0012 | ZSPR_ACT | ZSPR | NOS | 10 | 22000 | INR
2000 | Central Zone, Bhubaneswar | 2100 | EHT (O&M) Circle, Bhubaneswar | 2102 | EHT (O&M) Division,Bhubaneswar | C222 | 220/132/33 kV T/L S/S S/D Chandaka | 3000000268 | BIMETALLIC CTSTUD CLAMP 25MM | CLMP.ASRT.A006 | ZSPR_ACT | ZSPR | NOS | 3 | 14340 | INR
2000 | Central Zone, Bhubaneswar | 2100 | EHT (O&M) Circle, Bhubaneswar | 2102 | EHT (O&M) Division,Bhubaneswar | C227 | 132/33 kV T/L S/S S/D Badagada | 3000000268 | BIMETALLIC CTSTUD CLAMP 25MM | CLMP.ASRT.A006 | ZSPR_ACT | ZSPR | NOS | 12 | 57360 | INR
2000 | Central Zone, Bhubaneswar | 2100 | EHT (O&M) Circle, Bhubaneswar | 2102 | EHT (O&M) Division,Bhubaneswar | C223 | 132/33 kV T/L S/S S/D Bhubaneswar | 3000000275 | 33 KV Tfr BUSHING CLAMP | CLMP.BUSH.A001 | ZSPR_ACT | ZSPR | NOS | 5 | 6250 | INR
2000 | Central Zone, Bhubaneswar | 2100 | EHT (O&M) Circle, Bhubaneswar | 2102 | EHT (O&M) Division,Bhubaneswar | C223 | 132/33 kV T/L S/S S/D Bhubaneswar | 3000000275 | 33 KV Tfr BUSHING CLAMP | CLMP.BUSH.A001 | ZSPR_US | ZSPR | NOS | 8 | 2400 | INR
2000 | Central Zone, Bhubaneswar | 2100 | EHT (O&M) Circle, Bhubaneswar | 2102 | EHT (O&M) Division,Bhubaneswar | C222 | 220/132/33 kV T/L S/S S/D Chandaka | 3000000276 | 132 KV Tfr BUSHING CLAMP | CLMP.BUSH.A002 | ZSPR_ACT | ZSPR | NOS | 3 | 25500 | INR
2000 | Central Zone, Bhubaneswar | 2100 | EHT (O&M) Circle, Bhubaneswar | 2102 | EHT (O&M) Division,Bhubaneswar | C224 | 132/33 kV GIS S/S Mancheswar | 3000000276 | 132 KV Tfr BUSHING CLAMP | CLMP.BUSH.A002 | ZSPR_FREE | ZSPR | NOS | 6 | 0 | INR
2000 | Central Zone, Bhubaneswar | 2100 | EHT (O&M) Circle, Bhubaneswar | 2102 | EHT (O&M) Division,Bhubaneswar | C229 | 220/33 kV Infocity-II (GIS) | 3000000287 | 220kV CVT / IVT clamp | CLMP.CVT.A003 | ZSPR_FREE | ZSPR | NOS | 1 | 0 | INR
2000 | Central Zone, Bhubaneswar | 2100 | EHT (O&M) Circle, Bhubaneswar | 2102 | EHT (O&M) Division,Bhubaneswar | C229 | 220/33 kV Infocity-II (GIS) | 3000000289 | 220 KV GIS Bushing Clamp | CLMP.GIS.BUSH.A001 | ZSPR_FREE | ZSPR | NOS | 1 | 0 | INR
2000 | Central Zone, Bhubaneswar | 2100 | EHT (O&M) Circle, Bhubaneswar | 2102 | EHT (O&M) Division,Bhubaneswar | C229 | 220/33 kV Infocity-II (GIS) | 3000000290 | 220 KV Isolator hardware & fittings | CLMP.ISO.A001 | ZSPR_FREE | ZSPR | NOS | 1 | 0 | INR
2000 | Central Zone, Bhubaneswar | 2100 | EHT (O&M) Circle, Bhubaneswar | 2102 | EHT (O&M) Division,Bhubaneswar | C223 | 132/33 kV T/L S/S S/D Bhubaneswar | 3000000293 | 33KV Isolator Pad Clamp for Zebra | CLMP.ISO.AL.A004 | ZSPR_ACT | ZSPR | NOS | 55 | 20050.25 | INR
2000 | Central Zone, Bhubaneswar | 2100 | EHT (O&M) Circle, Bhubaneswar | 2102 | EHT (O&M) Division,Bhubaneswar | C223 | 132/33 kV T/L S/S S/D Bhubaneswar | 3000000294 | Isolator Pad Clamp for Twin Zebra | CLMP.ISO.AL.A005 | ZSPR_ACT | ZSPR | NOS | 7 | 8064 | INR
2000 | Central Zone, Bhubaneswar | 2100 | EHT (O&M) Circle, Bhubaneswar | 2102 | EHT (O&M) Division,Bhubaneswar | C223 | 132/33 kV T/L S/S S/D Bhubaneswar | 3000000298 | 33KV Isolator Pad clamp for twin Moose | CLMP.ISO.AL.A012 | ZSPR_ACT | ZSPR | NOS | 9 | 16200 | INR
2000 | Central Zone, Bhubaneswar | 2100 | EHT (O&M) Circle, Bhubaneswar | 2102 | EHT (O&M) Division,Bhubaneswar | C223 | 132/33 kV T/L S/S S/D Bhubaneswar | 3000000299 | 132KV Isolator pad calmp for Twin Moose | CLMP.ISO.AL.A013 | ZSPR_ACT | ZSPR | NOS | 38 | 35378 | INR
2000 | Central Zone, Bhubaneswar | 2100 | EHT (O&M) Circle, Bhubaneswar | 2102 | EHT (O&M) Division,Bhubaneswar | C223 | 132/33 kV T/L S/S S/D Bhubaneswar | 3000000300 | 132KV Isolator pad calmp for Moose | CLMP.ISO.AL.A017 | ZSPR_ACT | ZSPR | NOS | 19 | 10264.37 | INR
2000 | Central Zone, Bhubaneswar | 2100 | EHT (O&M) Circle, Bhubaneswar | 2102 | EHT (O&M) Division,Bhubaneswar | C229 | 220/33 kV Infocity-II (GIS) | 3000000305 | 220KV LA hardware & fittings | CLMP.LA.A001 | ZSPR_FREE | ZSPR | NOS | 1 | 0 | INR
2000 | Central Zone, Bhubaneswar | 2100 | EHT (O&M) Circle, Bhubaneswar | 2102 | EHT (O&M) Division,Bhubaneswar | C229 | 220/33 kV Infocity-II (GIS) | 3000000306 | 33 KV LA hardware & fittings | CLMP.LA.A002 | ZSPR_FREE | ZSPR | NOS | 1 | 0 | INR
2000 | Central Zone, Bhubaneswar | 2100 | EHT (O&M) Circle, Bhubaneswar | 2102 | EHT (O&M) Division,Bhubaneswar | C223 | 132/33 kV T/L S/S S/D Bhubaneswar | 3000000312 | L PAD CLAMP AL FOR PAD TO PANTHER | CLMP.LPAD.AL.A004 | ZSPR_ACT | ZSPR | NOS | 11 | 3617.46 | INR
2000 | Central Zone, Bhubaneswar | 2100 | EHT (O&M) Circle, Bhubaneswar | 2102 | EHT (O&M) Division,Bhubaneswar | C222 | 220/132/33 kV T/L S/S S/D Chandaka | 3000000320 | PAD CLAMP AL FOR MOOSE | CLMP.PAD.AL.A003 | ZSPR_ACT | ZSPR | NOS | 10 | 55175.63 | INR
2000 | Central Zone, Bhubaneswar | 2100 | EHT (O&M) Circle, Bhubaneswar | 2102 | EHT (O&M) Division,Bhubaneswar | C227 | 132/33 kV T/L S/S S/D Badagada | 3000000320 | PAD CLAMP AL FOR MOOSE | CLMP.PAD.AL.A003 | ZSPR_ACT | ZSPR | NOS | 14 | 77245.89 | INR
2000 | Central Zone, Bhubaneswar | 2100 | EHT (O&M) Circle, Bhubaneswar | 2102 | EHT (O&M) Division,Bhubaneswar | C227 | 132/33 kV T/L S/S S/D Badagada | 3000000321 | 33kV CB PAD CLAMP AL FOR TWIN ZEBRA | CLMP.PAD.AL.A004 | ZSPR_ACT | ZSPR | NOS | 1 | 903.71 | INR
2000 | Central Zone, Bhubaneswar | 2100 | EHT (O&M) Circle, Bhubaneswar | 2102 | EHT (O&M) Division,Bhubaneswar | C223 | 132/33 kV T/L S/S S/D Bhubaneswar | 3000000321 | 33kV CB PAD CLAMP AL FOR TWIN ZEBRA | CLMP.PAD.AL.A004 | ZSPR_ACT | ZSPR | NOS | 33 | 29822.29 | INR
2000 | Central Zone, Bhubaneswar | 2100 | EHT (O&M) Circle, Bhubaneswar | 2102 | EHT (O&M) Division,Bhubaneswar | C223 | 132/33 kV T/L S/S S/D Bhubaneswar | 3000000326 | PAD CLAMP ALLUMINIUM FOR PANTHER | CLMP.PAD.AL.B001 | ZSPR_ACT | ZSPR | NOS | 26 | 17513.34 | INR
2000 | Central Zone, Bhubaneswar | 2100 | EHT (O&M) Circle, Bhubaneswar | 2102 | EHT (O&M) Division,Bhubaneswar | C222 | 220/132/33 kV T/L S/S S/D Chandaka | 3000000332 | BIMETALIC PAD CLAMP FOR MOOSE | CLMP.PAD.BI.A003 | ZSPR_ACT | ZSPR | NOS | 20 | 86000 | INR
2000 | Central Zone, Bhubaneswar | 2100 | EHT (O&M) Circle, Bhubaneswar | 2102 | EHT (O&M) Division,Bhubaneswar | C222 | 220/132/33 kV T/L S/S S/D Chandaka | 3000000334 | Bimetallic Isolator Pad clamp-zebra | CLMP.PAD.BI.A008 | ZSPR_ACT | ZSPR | NOS | 8 | 6400 | INR
2000 | Central Zone, Bhubaneswar | 2100 | EHT (O&M) Circle, Bhubaneswar | 2102 | EHT (O&M) Division,Bhubaneswar | C227 | 132/33 kV T/L S/S S/D Badagada | 3000000336 | Bimetallic Pad clamp | CLMP.PAD.BI.A010 | ZSPR_ACT | ZSPR | NOS | 2 | 1550 | INR
2000 | Central Zone, Bhubaneswar | 2100 | EHT (O&M) Circle, Bhubaneswar | 2102 | EHT (O&M) Division,Bhubaneswar | C222 | 220/132/33 kV T/L S/S S/D Chandaka | 3000000337 | PAD CLAMP BREAKER PAD -TWIN ACSR ZEBRA | CLMP.PAD.BI.A011 | ZSPR_ACT | ZSPR | NOS | 5 | 5750 | INR
2000 | Central Zone, Bhubaneswar | 2100 | EHT (O&M) Circle, Bhubaneswar | 2102 | EHT (O&M) Division,Bhubaneswar | CL23 | 132/33 kV T/L S/S S/D Bhubaneswar_Line | 3000000342 | 1 BOLTED PG CLAMP FOR PANTHER - PANTHER | CLMP.PG.A001 | ZSPR_FREE | ZSPR | NOS | 21 | 0 | INR
2000 | Central Zone, Bhubaneswar | 2100 | EHT (O&M) Circle, Bhubaneswar | 2102 | EHT (O&M) Division,Bhubaneswar | C227 | 132/33 kV T/L S/S S/D Badagada | 3000000342 | 1 BOLTED PG CLAMP FOR PANTHER - PANTHER | CLMP.PG.A001 | ZSPR_ACT | ZSPR | NOS | 1 | 294.12 | INR
2000 | Central Zone, Bhubaneswar | 2100 | EHT (O&M) Circle, Bhubaneswar | 2102 | EHT (O&M) Division,Bhubaneswar | CL22 | 220/132/33 kV T/L S/S S/D Chandaka-Line | 3000000343 | 1 BOLTED PG CLAMP FOR ZEBRA - ZEBRA | CLMP.PG.A002 | ZSPR_ACT | ZSPR | NOS | 3 | 943.59 | INR
2000 | Central Zone, Bhubaneswar | 2100 | EHT (O&M) Circle, Bhubaneswar | 2102 | EHT (O&M) Division,Bhubaneswar | C223 | 132/33 kV T/L S/S S/D Bhubaneswar | 3000000343 | 1 BOLTED PG CLAMP FOR ZEBRA - ZEBRA | CLMP.PG.A002 | ZSPR_ACT | ZSPR | NOS | 59 | 18557.27 | INR
2000 | Central Zone, Bhubaneswar | 2100 | EHT (O&M) Circle, Bhubaneswar | 2102 | EHT (O&M) Division,Bhubaneswar | C227 | 132/33 kV T/L S/S S/D Badagada | 3000000347 | 2 BOLTED PG CLAMP FOR PANTHER -PANTHER | CLMP.PG.B001 | ZSPR_ACT | ZSPR | NOS | 2 | 1000.76 | INR
2000 | Central Zone, Bhubaneswar | 2100 | EHT (O&M) Circle, Bhubaneswar | 2102 | EHT (O&M) Division,Bhubaneswar | CL26 | 132/33 kV T/L S/S S/D Ranasinghpur_Line | 3000000347 | 2 BOLTED PG CLAMP FOR PANTHER -PANTHER | CLMP.PG.B001 | ZSPR_ACT | ZSPR | NOS | 2 | 1000.76 | INR
2000 | Central Zone, Bhubaneswar | 2100 | EHT (O&M) Circle, Bhubaneswar | 2102 | EHT (O&M) Division,Bhubaneswar | CL23 | 132/33 kV T/L S/S S/D Bhubaneswar_Line | 3000000347 | 2 BOLTED PG CLAMP FOR PANTHER -PANTHER | CLMP.PG.B001 | ZSPR_FREE | ZSPR | NOS | 44 | 0 | INR
2000 | Central Zone, Bhubaneswar | 2100 | EHT (O&M) Circle, Bhubaneswar | 2102 | EHT (O&M) Division,Bhubaneswar | CL23 | 132/33 kV T/L S/S S/D Bhubaneswar_Line | 3000000348 | 2 BOLTED PG CLAMP FOR ZEBRA - ZEBRA | CLMP.PG.B002 | ZSPR_ACT | ZSPR | NOS | 5 | 2350.82 | INR
2000 | Central Zone, Bhubaneswar | 2100 | EHT (O&M) Circle, Bhubaneswar | 2102 | EHT (O&M) Division,Bhubaneswar | C223 | 132/33 kV T/L S/S S/D Bhubaneswar | 3000000350 | 2 BOLTED PG CLAMP FOR MOOSE - MOOSE | CLMP.PG.B004 | ZSPR_ACT | ZSPR | NOS | 4 | 2203.43 | INR
2000 | Central Zone, Bhubaneswar | 2100 | EHT (O&M) Circle, Bhubaneswar | 2102 | EHT (O&M) Division,Bhubaneswar | C226 | 132/33 kV T/L S/S S/D Ranasinghpur | 3000000351 | 2 BOLTED PG CLAMP FOR HORSE-HORSE | CLMP.PG.B006 | ZSPR_ACT | ZSPR | NOS | 4 | 1077.12 | INR
2000 | Central Zone, Bhubaneswar | 2100 | EHT (O&M) Circle, Bhubaneswar | 2102 | EHT (O&M) Division,Bhubaneswar | C223 | 132/33 kV T/L S/S S/D Bhubaneswar | 3000000354 | 2Bolt PG Clamp-HTLS to Moose | CLMP.PG.B009 | ZSPR_ACT | ZSPR | NOS | 6 | 2634 | INR
2000 | Central Zone, Bhubaneswar | 2100 | EHT (O&M) Circle, Bhubaneswar | 2102 | EHT (O&M) Division,Bhubaneswar | CL26 | 132/33 kV T/L S/S S/D Ranasinghpur_Line | 3000000355 | 3 BOLTED PG CLAMP FOR PANTHER -PANTHER | CLMP.PG.C001 | ZSPR_ACT | ZSPR | NOS | 4 | 1400 | INR
2000 | Central Zone, Bhubaneswar | 2100 | EHT (O&M) Circle, Bhubaneswar | 2102 | EHT (O&M) Division,Bhubaneswar | C223 | 132/33 kV T/L S/S S/D Bhubaneswar | 3000000357 | 3 BOLTED PG CLAMP FOR ZEBRA - PANTHER | CLMP.PG.C003 | ZSPR_ACT | ZSPR | NOS | 22 | 10934 | INR
2000 | Central Zone, Bhubaneswar | 2100 | EHT (O&M) Circle, Bhubaneswar | 2102 | EHT (O&M) Division,Bhubaneswar | C227 | 132/33 kV T/L S/S S/D Badagada | 3000000358 | 3 BOLTED PG CLAMP FOR MOOSE - MOOSE | CLMP.PG.C004 | ZSPR_ACT | ZSPR | NOS | 1 | 543.17 | INR
2000 | Central Zone, Bhubaneswar | 2100 | EHT (O&M) Circle, Bhubaneswar | 2102 | EHT (O&M) Division,Bhubaneswar | C222 | 220/132/33 kV T/L S/S S/D Chandaka | 3000000358 | 3 BOLTED PG CLAMP FOR MOOSE - MOOSE | CLMP.PG.C004 | ZSPR_ACT | ZSPR | NOS | 8 | 4345.4 | INR
2000 | Central Zone, Bhubaneswar | 2100 | EHT (O&M) Circle, Bhubaneswar | 2102 | EHT (O&M) Division,Bhubaneswar | CL23 | 132/33 kV T/L S/S S/D Bhubaneswar_Line | 3000000363 | 4 BOLTED PG CLAMP FOR PANTHER -PANTHER | CLMP.PG.D001 | ZSPR_FREE | ZSPR | NOS | 9 | 0 | INR
2000 | Central Zone, Bhubaneswar | 2100 | EHT (O&M) Circle, Bhubaneswar | 2102 | EHT (O&M) Division,Bhubaneswar | C223 | 132/33 kV T/L S/S S/D Bhubaneswar | 3000000370 | ASSORTED SIZE PG CLAMP | CLMP.PG.E002 | ZSPR_SH | ZSPR | NOS | 28 | 560 | INR
2000 | Central Zone, Bhubaneswar | 2100 | EHT (O&M) Circle, Bhubaneswar | 2102 | EHT (O&M) Division,Bhubaneswar | C223 | 132/33 kV T/L S/S S/D Bhubaneswar | 3000000372 | PI CLAMP for single AAAC moose | CLMP.PI.AL.A002 | ZSPR_ACT | ZSPR | NOS | 10 | 2700 | INR
2000 | Central Zone, Bhubaneswar | 2100 | EHT (O&M) Circle, Bhubaneswar | 2102 | EHT (O&M) Division,Bhubaneswar | C222 | 220/132/33 kV T/L S/S S/D Chandaka | 3000000375 | 3 BOLTED PI CLAMP AL FOR TWIN ZEBRA | CLMP.PI.AL.C003 | ZSPR_ACT | ZSPR | NOS | 11 | 3080 | INR
2000 | Central Zone, Bhubaneswar | 2100 | EHT (O&M) Circle, Bhubaneswar | 2102 | EHT (O&M) Division,Bhubaneswar | C222 | 220/132/33 kV T/L S/S S/D Chandaka | 3000000376 | 4BOLTED POST INSULATOR CLAMP ALFOR ZEBRA | CLMP.PI.AL.D001 | ZSPR_ACT | ZSPR | NOS | 5 | 2250 | INR
2000 | Central Zone, Bhubaneswar | 2100 | EHT (O&M) Circle, Bhubaneswar | 2102 | EHT (O&M) Division,Bhubaneswar | C223 | 132/33 kV T/L S/S S/D Bhubaneswar | 3000000377 | P.I Clamp for single ACSR Moose | CLMP.PI.AL.D002 | ZSPR_ACT | ZSPR | NOS | 30 | 8160 | INR
2000 | Central Zone, Bhubaneswar | 2100 | EHT (O&M) Circle, Bhubaneswar | 2102 | EHT (O&M) Division,Bhubaneswar | C223 | 132/33 kV T/L S/S S/D Bhubaneswar | 3000000378 | 4 BOLTED PI CLAMP AL FOR TWIN ZEBRA | CLMP.PI.AL.D003 | ZSPR_ACT | ZSPR | NOS | 8 | 5600 | INR
2000 | Central Zone, Bhubaneswar | 2100 | EHT (O&M) Circle, Bhubaneswar | 2102 | EHT (O&M) Division,Bhubaneswar | C223 | 132/33 kV T/L S/S S/D Bhubaneswar | 3000000379 | PI CLAMP AL FOR TWIN MOOSE | CLMP.PI.AL.D004 | ZSPR_ACT | ZSPR | NOS | 24 | 36318.62 | INR
2000 | Central Zone, Bhubaneswar | 2100 | EHT (O&M) Circle, Bhubaneswar | 2102 | EHT (O&M) Division,Bhubaneswar | C227 | 132/33 kV T/L S/S S/D Badagada | 3000000379 | PI CLAMP AL FOR TWIN MOOSE | CLMP.PI.AL.D004 | ZSPR_ACT | ZSPR | NOS | 5 | 7566.38 | INR
2000 | Central Zone, Bhubaneswar | 2100 | EHT (O&M) Circle, Bhubaneswar | 2102 | EHT (O&M) Division,Bhubaneswar | C227 | 132/33 kV T/L S/S S/D Badagada | 3000000381 | CT Clamp for ACSR TWIN MOOSE | CLMP.SP.CT.AL.A006 | ZSPR_ACT | ZSPR | NOS | 3 | 24 | INR
2000 | Central Zone, Bhubaneswar | 2100 | EHT (O&M) Circle, Bhubaneswar | 2102 | EHT (O&M) Division,Bhubaneswar | C223 | 132/33 kV T/L S/S S/D Bhubaneswar | 3000000386 | STRAIGHT THROUGH CLAMP ZEBRA BIMETALLIC | CLMP.ST.THRU.AL.A001 | ZSPR_ACT | ZSPR | NOS | 19 | 57182.4 | INR
2000 | Central Zone, Bhubaneswar | 2100 | EHT (O&M) Circle, Bhubaneswar | 2102 | EHT (O&M) Division,Bhubaneswar | C227 | 132/33 kV T/L S/S S/D Badagada | 3000000386 | STRAIGHT THROUGH CLAMP ZEBRA BIMETALLIC | CLMP.ST.THRU.AL.A001 | ZSPR_ACT | ZSPR | NOS | 6 | 18057.6 | INR
2000 | Central Zone, Bhubaneswar | 2100 | EHT (O&M) Circle, Bhubaneswar | 2102 | EHT (O&M) Division,Bhubaneswar | C222 | 220/132/33 kV T/L S/S S/D Chandaka | 3000000387 | ST CLAMP AL FOR CT STUD-MOOSE | CLMP.ST.THRU.AL.A002 | ZSPR_ACT | ZSPR | NOS | 6 | 18517.86 | INR
2000 | Central Zone, Bhubaneswar | 2100 | EHT (O&M) Circle, Bhubaneswar | 2102 | EHT (O&M) Division,Bhubaneswar | C223 | 132/33 kV T/L S/S S/D Bhubaneswar | 3000000387 | ST CLAMP AL FOR CT STUD-MOOSE | CLMP.ST.THRU.AL.A002 | ZSPR_ACT | ZSPR | NOS | 15 | 46294.66 | INR
2000 | Central Zone, Bhubaneswar | 2100 | EHT (O&M) Circle, Bhubaneswar | 2102 | EHT (O&M) Division,Bhubaneswar | C227 | 132/33 kV T/L S/S S/D Badagada | 3000000387 | ST CLAMP AL FOR CT STUD-MOOSE | CLMP.ST.THRU.AL.A002 | ZSPR_ACT | ZSPR | NOS | 8 | 24690.48 | INR
2000 | Central Zone, Bhubaneswar | 2100 | EHT (O&M) Circle, Bhubaneswar | 2102 | EHT (O&M) Division,Bhubaneswar | C223 | 132/33 kV T/L S/S S/D Bhubaneswar | 3000000388 | T Clamp for Panther run-Panther Drop | CLMP.T.AL.A001 | ZSPR_ACT | ZSPR | NOS | 6 | 6912 | INR
2000 | Central Zone, Bhubaneswar | 2100 | EHT (O&M) Circle, Bhubaneswar | 2102 | EHT (O&M) Division,Bhubaneswar | C225 | 220/132/33 kV Chandaka-B (GIS) | 3000000388 | T Clamp for Panther run-Panther Drop | CLMP.T.AL.A001 | ZSPR_FREE | ZSPR | NOS | 6 | 0 | INR
2000 | Central Zone, Bhubaneswar | 2100 | EHT (O&M) Circle, Bhubaneswar | 2102 | EHT (O&M) Division,Bhubaneswar | C223 | 132/33 kV T/L S/S S/D Bhubaneswar | 3000000389 | T CLAMP ALFOR PANTHER RUN-ZEBRA DROP | CLMP.T.AL.A002 | ZSPR_ACT | ZSPR | NOS | 14 | 3991.82 | INR
2000 | Central Zone, Bhubaneswar | 2100 | EHT (O&M) Circle, Bhubaneswar | 2102 | EHT (O&M) Division,Bhubaneswar | C222 | 220/132/33 kV T/L S/S S/D Chandaka | 3000000391 | T CLAMP ALFOR ZEBRA RUN - ZEBRA DROP | CLMP.T.AL.A004 | ZSPR_ACT | ZSPR | NOS | 6 | 4851 | INR
2000 | Central Zone, Bhubaneswar | 2100 | EHT (O&M) Circle, Bhubaneswar | 2102 | EHT (O&M) Division,Bhubaneswar | C223 | 132/33 kV T/L S/S S/D Bhubaneswar | 3000000391 | T CLAMP ALFOR ZEBRA RUN - ZEBRA DROP | CLMP.T.AL.A004 | ZSPR_ACT | ZSPR | NOS | 6 | 4851 | INR
2000 | Central Zone, Bhubaneswar | 2100 | EHT (O&M) Circle, Bhubaneswar | 2102 | EHT (O&M) Division,Bhubaneswar | C223 | 132/33 kV T/L S/S S/D Bhubaneswar | 3000000391 | T CLAMP ALFOR ZEBRA RUN - ZEBRA DROP | CLMP.T.AL.A004 | ZSPR_SH | ZSPR | NOS | 78 | 1560 | INR
2000 | Central Zone, Bhubaneswar | 2100 | EHT (O&M) Circle, Bhubaneswar | 2102 | EHT (O&M) Division,Bhubaneswar | C223 | 132/33 kV T/L S/S S/D Bhubaneswar | 3000000394 | T-CLAMP ACSR MOOSE RUN AND MOOSE DROP | CLMP.T.AL.A007 | ZSPR_ACT | ZSPR | NOS | 26 | 23196.16 | INR
2000 | Central Zone, Bhubaneswar | 2100 | EHT (O&M) Circle, Bhubaneswar | 2102 | EHT (O&M) Division,Bhubaneswar | C226 | 132/33 kV T/L S/S S/D Ranasinghpur | 3000000394 | T-CLAMP ACSR MOOSE RUN AND MOOSE DROP | CLMP.T.AL.A007 | ZSPR_ACT | ZSPR | NOS | 30 | 26764.8 | INR
2000 | Central Zone, Bhubaneswar | 2100 | EHT (O&M) Circle, Bhubaneswar | 2102 | EHT (O&M) Division,Bhubaneswar | C225 | 220/132/33 kV Chandaka-B (GIS) | 3000000394 | T-CLAMP ACSR MOOSE RUN AND MOOSE DROP | CLMP.T.AL.A007 | ZSPR_FREE | ZSPR | NOS | 6 | 0 | INR
2000 | Central Zone, Bhubaneswar | 2100 | EHT (O&M) Circle, Bhubaneswar | 2102 | EHT (O&M) Division,Bhubaneswar | C227 | 132/33 kV T/L S/S S/D Badagada | 3000000394 | T-CLAMP ACSR MOOSE RUN AND MOOSE DROP | CLMP.T.AL.A007 | ZSPR_ACT | ZSPR | NOS | 30 | 26764.8 | INR
2000 | Central Zone, Bhubaneswar | 2100 | EHT (O&M) Circle, Bhubaneswar | 2102 | EHT (O&M) Division,Bhubaneswar | C222 | 220/132/33 kV T/L S/S S/D Chandaka | 3000000394 | T-CLAMP ACSR MOOSE RUN AND MOOSE DROP | CLMP.T.AL.A007 | ZSPR_ACT | ZSPR | NOS | 5 | 4460.8 | INR
2000 | Central Zone, Bhubaneswar | 2100 | EHT (O&M) Circle, Bhubaneswar | 2102 | EHT (O&M) Division,Bhubaneswar | C222 | 220/132/33 kV T/L S/S S/D Chandaka | 3000000395 | T CLAMP ALFOR MOOSE RUN- ZEBRA DROP | CLMP.T.AL.A008 | ZSPR_ACT | ZSPR | NOS | 3 | 5334.27 | INR
2000 | Central Zone, Bhubaneswar | 2100 | EHT (O&M) Circle, Bhubaneswar | 2102 | EHT (O&M) Division,Bhubaneswar | C227 | 132/33 kV T/L S/S S/D Badagada | 3000000395 | T CLAMP ALFOR MOOSE RUN- ZEBRA DROP | CLMP.T.AL.A008 | ZSPR_ACT | ZSPR | NOS | 30 | 53342.73 | INR
2000 | Central Zone, Bhubaneswar | 2100 | EHT (O&M) Circle, Bhubaneswar | 2102 | EHT (O&M) Division,Bhubaneswar | C223 | 132/33 kV T/L S/S S/D Bhubaneswar | 3000000401 | T-clamp-HTLS run-moose drop | CLMP.T.AL.A025 | ZSPR_ACT | ZSPR | NOS | 12 | 7020 | INR
2000 | Central Zone, Bhubaneswar | 2100 | EHT (O&M) Circle, Bhubaneswar | 2102 | EHT (O&M) Division,Bhubaneswar | C223 | 132/33 kV T/L S/S S/D Bhubaneswar | 3000000402 | T-clamp ACSR panther run ACSR moose drop | CLMP.T.AL.A026 | ZSPR_ACT | ZSPR | NOS | 6 | 3216 | INR
2000 | Central Zone, Bhubaneswar | 2100 | EHT (O&M) Circle, Bhubaneswar | 2102 | EHT (O&M) Division,Bhubaneswar | C223 | 132/33 kV T/L S/S S/D Bhubaneswar | 3000000403 | T clamp twin Moose run to Moose drop | CLMP.T.AL.A027 | ZSPR_ACT | ZSPR | NOS | 3 | 3456 | INR
2000 | Central Zone, Bhubaneswar | 2100 | EHT (O&M) Circle, Bhubaneswar | 2102 | EHT (O&M) Division,Bhubaneswar | C222 | 220/132/33 kV T/L S/S S/D Chandaka | 3000000405 | SPR T CLAMP AL TWIN ZEBRA RUN-ZEBRA DROP | CLMP.T.AL.B001 | ZSPR_ACT | ZSPR | NOS | 46 | 15454.26 | INR
2000 | Central Zone, Bhubaneswar | 2100 | EHT (O&M) Circle, Bhubaneswar | 2102 | EHT (O&M) Division,Bhubaneswar | C223 | 132/33 kV T/L S/S S/D Bhubaneswar | 3000000405 | SPR T CLAMP AL TWIN ZEBRA RUN-ZEBRA DROP | CLMP.T.AL.B001 | ZSPR_ACT | ZSPR | NOS | 38 | 12766.56 | INR
2000 | Central Zone, Bhubaneswar | 2100 | EHT (O&M) Circle, Bhubaneswar | 2102 | EHT (O&M) Division,Bhubaneswar | C222 | 220/132/33 kV T/L S/S S/D Chandaka | 3000000408 | SP T CLAMP AL TWIN MOOSE RUN-DROP | CLMP.T.AL.B004 | ZSPR_ACT | ZSPR | NOS | 5 | 9625 | INR
2000 | Central Zone, Bhubaneswar | 2100 | EHT (O&M) Circle, Bhubaneswar | 2102 | EHT (O&M) Division,Bhubaneswar | C223 | 132/33 kV T/L S/S S/D Bhubaneswar | 3000000408 | SP T CLAMP AL TWIN MOOSE RUN-DROP | CLMP.T.AL.B004 | ZSPR_ACT | ZSPR | NOS | 25 | 48125 | INR
2000 | Central Zone, Bhubaneswar | 2100 | EHT (O&M) Circle, Bhubaneswar | 2102 | EHT (O&M) Division,Bhubaneswar | C225 | 220/132/33 kV Chandaka-B (GIS) | 3000000415 | JUMPER CONE FOR ACSR MOOSE CONDUCTOR | COND.ACCES.A004 | ZSPR_FREE | ZSPR | NOS | 35 | 0 | INR
2000 | Central Zone, Bhubaneswar | 2100 | EHT (O&M) Circle, Bhubaneswar | 2102 | EHT (O&M) Division,Bhubaneswar | C227 | 132/33 kV T/L S/S S/D Badagada | 3000000420 | JUMPER CONE FOR AAAC MOOSE CONDUCTOR | COND.ACCES.A009 | ZSPR_ACT | ZSPR | NOS | 39 | 15015 | INR
2000 | Central Zone, Bhubaneswar | 2100 | EHT (O&M) Circle, Bhubaneswar | 2102 | EHT (O&M) Division,Bhubaneswar | CL26 | 132/33 kV T/L S/S S/D Ranasinghpur_Line | 3000000423 | Terminal Jumper for HTLS conductor | COND.ACCES.A012 | ZSPR_ACT | ZSPR | NOS | 16 | 0.16 | INR
2000 | Central Zone, Bhubaneswar | 2100 | EHT (O&M) Circle, Bhubaneswar | 2102 | EHT (O&M) Division,Bhubaneswar | CL23 | 132/33 kV T/L S/S S/D Bhubaneswar_Line | 3000000427 | PA ROD ACSR PANTHER IN SET | COND.ACCES.B002 | ZSPR_ACT | ZSPR | NOS | 8 | 16099.6 | INR
2000 | Central Zone, Bhubaneswar | 2100 | EHT (O&M) Circle, Bhubaneswar | 2102 | EHT (O&M) Division,Bhubaneswar | CL22 | 220/132/33 kV T/L S/S S/D Chandaka-Line | 3000000428 | PA ROD ACSR ZEBRA IN SET | COND.ACCES.B003 | ZSPR_ACT | ZSPR | NOS | 1 | 237.97 | INR
2000 | Central Zone, Bhubaneswar | 2100 | EHT (O&M) Circle, Bhubaneswar | 2102 | EHT (O&M) Division,Bhubaneswar | CL26 | 132/33 kV T/L S/S S/D Ranasinghpur_Line | 3000000435 | PA Rod for HTLS conductor | COND.ACCES.B012 | ZSPR_ACT | ZSPR | SET | 20 | 0.2 | INR
2000 | Central Zone, Bhubaneswar | 2100 | EHT (O&M) Circle, Bhubaneswar | 2102 | EHT (O&M) Division,Bhubaneswar | CL23 | 132/33 kV T/L S/S S/D Bhubaneswar_Line | 3000000436 | MS JOINT FOR ACSR HORSE CONDUCTOR | COND.ACCES.C001 | ZSPR_ACT | ZSPR | NOS | 4 | 1212.6 | INR
2000 | Central Zone, Bhubaneswar | 2100 | EHT (O&M) Circle, Bhubaneswar | 2102 | EHT (O&M) Division,Bhubaneswar | CL26 | 132/33 kV T/L S/S S/D Ranasinghpur_Line | 3000000437 | MS JOINT FOR ACSR PANTHER CONDUCTOR | COND.ACCES.C002 | ZSPR_ACT | ZSPR | NOS | 54 | 14472.54 | INR
2000 | Central Zone, Bhubaneswar | 2100 | EHT (O&M) Circle, Bhubaneswar | 2102 | EHT (O&M) Division,Bhubaneswar | CL23 | 132/33 kV T/L S/S S/D Bhubaneswar_Line | 3000000437 | MS JOINT FOR ACSR PANTHER CONDUCTOR | COND.ACCES.C002 | ZSPR_ACT | ZSPR | NOS | 70 | 18760.7 | INR
2000 | Central Zone, Bhubaneswar | 2100 | EHT (O&M) Circle, Bhubaneswar | 2102 | EHT (O&M) Division,Bhubaneswar | C227 | 132/33 kV T/L S/S S/D Badagada | 3000000442 | MS JOINT AAAC PANTHER EQUIVALENT | COND.ACCES.C007 | ZSPR_ACT | ZSPR | NOS | 4 | 5130.4 | INR
2000 | Central Zone, Bhubaneswar | 2100 | EHT (O&M) Circle, Bhubaneswar | 2102 | EHT (O&M) Division,Bhubaneswar | CL26 | 132/33 kV T/L S/S S/D Ranasinghpur_Line | 3000000446 | Mid Span Joint for HTLS conductor | COND.ACCES.C012 | ZSPR_ACT | ZSPR | NOS | 158 | 1.58 | INR
2000 | Central Zone, Bhubaneswar | 2100 | EHT (O&M) Circle, Bhubaneswar | 2102 | EHT (O&M) Division,Bhubaneswar | C222 | 220/132/33 kV T/L S/S S/D Chandaka | 3000000447 | SPACER FOR ACSR TWIN ZEBRA CONDUCTOR | COND.ACCES.D001 | ZSPR_ACT | ZSPR | NOS | 175 | 65637.72 | INR
2000 | Central Zone, Bhubaneswar | 2100 | EHT (O&M) Circle, Bhubaneswar | 2102 | EHT (O&M) Division,Bhubaneswar | C227 | 132/33 kV T/L S/S S/D Badagada | 3000000447 | SPACER FOR ACSR TWIN ZEBRA CONDUCTOR | COND.ACCES.D001 | ZSPR_ACT | ZSPR | NOS | 36 | 13502.62 | INR
2000 | Central Zone, Bhubaneswar | 2100 | EHT (O&M) Circle, Bhubaneswar | 2102 | EHT (O&M) Division,Bhubaneswar | C223 | 132/33 kV T/L S/S S/D Bhubaneswar | 3000000447 | SPACER FOR ACSR TWIN ZEBRA CONDUCTOR | COND.ACCES.D001 | ZSPR_ACT | ZSPR | NOS | 296 | 111021.5 | INR
2000 | Central Zone, Bhubaneswar | 2100 | EHT (O&M) Circle, Bhubaneswar | 2102 | EHT (O&M) Division,Bhubaneswar | C227 | 132/33 kV T/L S/S S/D Badagada | 3000000450 | SPACER FOR AAAC TWIN MOOSE CONDUCTOR | COND.ACCES.D004 | ZSPR_ACT | ZSPR | NOS | 17 | 6630 | INR
2000 | Central Zone, Bhubaneswar | 2100 | EHT (O&M) Circle, Bhubaneswar | 2102 | EHT (O&M) Division,Bhubaneswar | C223 | 132/33 kV T/L S/S S/D Bhubaneswar | 3000000450 | SPACER FOR AAAC TWIN MOOSE CONDUCTOR | COND.ACCES.D004 | ZSPR_ACT | ZSPR | NOS | 9 | 3510 | INR
2000 | Central Zone, Bhubaneswar | 2100 | EHT (O&M) Circle, Bhubaneswar | 2102 | EHT (O&M) Division,Bhubaneswar | CL26 | 132/33 kV T/L S/S S/D Ranasinghpur_Line | 3000000455 | VD OFACSR PANTHER CONDUCTOR | COND.ACCES.E002 | ZSPR_ACT | ZSPR | NOS | 15 | 8727.27 | INR
2000 | Central Zone, Bhubaneswar | 2100 | EHT (O&M) Circle, Bhubaneswar | 2102 | EHT (O&M) Division,Bhubaneswar | C222 | 220/132/33 kV T/L S/S S/D Chandaka | 3000000455 | VD OFACSR PANTHER CONDUCTOR | COND.ACCES.E002 | ZSPR_ACT | ZSPR | NOS | 32 | 18618.18 | INR
2000 | Central Zone, Bhubaneswar | 2100 | EHT (O&M) Circle, Bhubaneswar | 2102 | EHT (O&M) Division,Bhubaneswar | C222 | 220/132/33 kV T/L S/S S/D Chandaka | 3000000456 | VD OF ACSR ZEBRA CONDUCTOR | COND.ACCES.E003 | ZSPR_ACT | ZSPR | NOS | 10 | 6722.5 | INR
2000 | Central Zone, Bhubaneswar | 2100 | EHT (O&M) Circle, Bhubaneswar | 2102 | EHT (O&M) Division,Bhubaneswar | CL22 | 220/132/33 kV T/L S/S S/D Chandaka-Line | 3000000456 | VD OF ACSR ZEBRA CONDUCTOR | COND.ACCES.E003 | ZSPR_ACT | ZSPR | NOS | 6 | 4033.5 | INR
2000 | Central Zone, Bhubaneswar | 2100 | EHT (O&M) Circle, Bhubaneswar | 2102 | EHT (O&M) Division,Bhubaneswar | CL22 | 220/132/33 kV T/L S/S S/D Chandaka-Line | 3000000461 | VD AAAC ZEBRA EQUIVALENT | COND.ACCES.E008 | ZSPR_ACT | ZSPR | NOS | 100 | 44287 | INR
2000 | Central Zone, Bhubaneswar | 2100 | EHT (O&M) Circle, Bhubaneswar | 2102 | EHT (O&M) Division,Bhubaneswar | CL26 | 132/33 kV T/L S/S S/D Ranasinghpur_Line | 3000000463 | VD of HTLS Conductor | COND.ACCES.E012 | ZSPR_ACT | ZSPR | NOS | 60 | 0.6 | INR
2000 | Central Zone, Bhubaneswar | 2100 | EHT (O&M) Circle, Bhubaneswar | 2102 | EHT (O&M) Division,Bhubaneswar | CL23 | 132/33 kV T/L S/S S/D Bhubaneswar_Line | 3000000464 | REPAIR SLEEVE FOR ACSR HORSE CONDUCTOR | COND.ACCES.F001 | ZSPR_ACT | ZSPR | NOS | 5 | 1352.35 | INR
2000 | Central Zone, Bhubaneswar | 2100 | EHT (O&M) Circle, Bhubaneswar | 2102 | EHT (O&M) Division,Bhubaneswar | CL26 | 132/33 kV T/L S/S S/D Ranasinghpur_Line | 3000000465 | REPAIR SLEEVE FOR ACSR PANTHER CONDUCTOR | COND.ACCES.F002 | ZSPR_ACT | ZSPR | NOS | 95 | 29556.25 | INR
2000 | Central Zone, Bhubaneswar | 2100 | EHT (O&M) Circle, Bhubaneswar | 2102 | EHT (O&M) Division,Bhubaneswar | CL23 | 132/33 kV T/L S/S S/D Bhubaneswar_Line | 3000000465 | REPAIR SLEEVE FOR ACSR PANTHER CONDUCTOR | COND.ACCES.F002 | ZSPR_ACT | ZSPR | NOS | 69 | 21467.17 | INR
2000 | Central Zone, Bhubaneswar | 2100 | EHT (O&M) Circle, Bhubaneswar | 2102 | EHT (O&M) Division,Bhubaneswar | C222 | 220/132/33 kV T/L S/S S/D Chandaka | 3000000465 | REPAIR SLEEVE FOR ACSR PANTHER CONDUCTOR | COND.ACCES.F002 | ZSPR_ACT | ZSPR | NOS | 10 | 3111.18 | INR
2000 | Central Zone, Bhubaneswar | 2100 | EHT (O&M) Circle, Bhubaneswar | 2102 | EHT (O&M) Division,Bhubaneswar | CL23 | 132/33 kV T/L S/S S/D Bhubaneswar_Line | 3000000466 | REPAIR SLEEVE FOR ACSR ZEBRA CONDUCTOR | COND.ACCES.F003 | ZSPR_FREE | ZSPR | NOS | 113 | 0 | INR
2000 | Central Zone, Bhubaneswar | 2100 | EHT (O&M) Circle, Bhubaneswar | 2102 | EHT (O&M) Division,Bhubaneswar | CL26 | 132/33 kV T/L S/S S/D Ranasinghpur_Line | 3000000466 | REPAIR SLEEVE FOR ACSR ZEBRA CONDUCTOR | COND.ACCES.F003 | ZSPR_ACT | ZSPR | NOS | 100 | 37081.35 | INR
2000 | Central Zone, Bhubaneswar | 2100 | EHT (O&M) Circle, Bhubaneswar | 2102 | EHT (O&M) Division,Bhubaneswar | CL22 | 220/132/33 kV T/L S/S S/D Chandaka-Line | 3000000466 | REPAIR SLEEVE FOR ACSR ZEBRA CONDUCTOR | COND.ACCES.F003 | ZSPR_ACT | ZSPR | NOS | 12 | 4449.76 | INR
2000 | Central Zone, Bhubaneswar | 2100 | EHT (O&M) Circle, Bhubaneswar | 2102 | EHT (O&M) Division,Bhubaneswar | C227 | 132/33 kV T/L S/S S/D Badagada | 3000000469 | REPAIR SLEEVE AAAC PANTHER EQUIVALENT | COND.ACCES.F007 | ZSPR_ACT | ZSPR | NOS | 7 | 49 | INR
2000 | Central Zone, Bhubaneswar | 2100 | EHT (O&M) Circle, Bhubaneswar | 2102 | EHT (O&M) Division,Bhubaneswar | CL26 | 132/33 kV T/L S/S S/D Ranasinghpur_Line | 3000000473 | Repair Sleeve of HTLS Conductor | COND.ACCES.F012 | ZSPR_ACT | ZSPR | NOS | 32 | 0.32 | INR
2000 | Central Zone, Bhubaneswar | 2100 | EHT (O&M) Circle, Bhubaneswar | 2102 | EHT (O&M) Division,Bhubaneswar | CL23 | 132/33 kV T/L S/S S/D Bhubaneswar_Line | 3000000490 | Marsh Anchor part no. R-14384-2 | ERS.NBW.A002 | ZSPR_FREE | ZSPR | NOS | 66 | 0 | INR
2000 | Central Zone, Bhubaneswar | 2100 | EHT (O&M) Circle, Bhubaneswar | 2102 | EHT (O&M) Division,Bhubaneswar | CL23 | 132/33 kV T/L S/S S/D Bhubaneswar_Line | 3000000496 | 5/8 Lock washer part no. 3-206 | ERS.NBW.A008 | ZSPR_FREE | ZSPR | NOS | 1 | 0 | INR
2000 | Central Zone, Bhubaneswar | 2100 | EHT (O&M) Circle, Bhubaneswar | 2102 | EHT (O&M) Division,Bhubaneswar | CL26 | 132/33 kV T/L S/S S/D Ranasinghpur_Line | 3000000500 | WIRE ROPE THIMBLE-7950 | ERS.TNP.A004 | ZSPR_US | ZSPR | NOS | 4 | 200 | INR
2000 | Central Zone, Bhubaneswar | 2100 | EHT (O&M) Circle, Bhubaneswar | 2102 | EHT (O&M) Division,Bhubaneswar | CL26 | 132/33 kV T/L S/S S/D Ranasinghpur_Line | 3000000507 | HOLE STICK OF ERS TOWER | ERS.TNP.A011 | ZSPR_ACT | ZSPR | NOS | 2 | 550 | INR
2000 | Central Zone, Bhubaneswar | 2100 | EHT (O&M) Circle, Bhubaneswar | 2102 | EHT (O&M) Division,Bhubaneswar | CL22 | 220/132/33 kV T/L S/S S/D Chandaka-Line | 3000000508 | FORGED BULL DOG CLAMP 1/2" | ERS.TNP.A012 | ZSPR_ACT | ZSPR | NOS | 10 | 3032.94 | INR
2000 | Central Zone, Bhubaneswar | 2100 | EHT (O&M) Circle, Bhubaneswar | 2102 | EHT (O&M) Division,Bhubaneswar | CL26 | 132/33 kV T/L S/S S/D Ranasinghpur_Line | 3000000508 | FORGED BULL DOG CLAMP 1/2" | ERS.TNP.A012 | ZSPR_ACT | ZSPR | NOS | 4 | 1213.18 | INR
2000 | Central Zone, Bhubaneswar | 2100 | EHT (O&M) Circle, Bhubaneswar | 2102 | EHT (O&M) Division,Bhubaneswar | CL26 | 132/33 kV T/L S/S S/D Ranasinghpur_Line | 3000000509 | FORGED BULL DOG CLAMP 5/8" | ERS.TNP.A013 | ZSPR_ACT | ZSPR | NOS | 3 | 947.31 | INR
2000 | Central Zone, Bhubaneswar | 2100 | EHT (O&M) Circle, Bhubaneswar | 2102 | EHT (O&M) Division,Bhubaneswar | CL22 | 220/132/33 kV T/L S/S S/D Chandaka-Line | 3000000509 | FORGED BULL DOG CLAMP 5/8" | ERS.TNP.A013 | ZSPR_ACT | ZSPR | NOS | 10 | 3157.69 | INR
2000 | Central Zone, Bhubaneswar | 2100 | EHT (O&M) Circle, Bhubaneswar | 2102 | EHT (O&M) Division,Bhubaneswar | CL23 | 132/33 kV T/L S/S S/D Bhubaneswar_Line | 3000000520 | 10 FT. EXTENSION ROD R 14384-3 | ERS.TWR.A001 | ZSPR_FREE | ZSPR | NOS | 199 | 0 | INR
2000 | Central Zone, Bhubaneswar | 2100 | EHT (O&M) Circle, Bhubaneswar | 2102 | EHT (O&M) Division,Bhubaneswar | CL23 | 132/33 kV T/L S/S S/D Bhubaneswar_Line | 3000000522 | 14' COLUMN PART NO 7152 / PART NO 14304 | ERS.TWR.A003 | ZSPR_FREE | ZSPR | NOS | 121 | 0 | INR
2000 | Central Zone, Bhubaneswar | 2100 | EHT (O&M) Circle, Bhubaneswar | 2102 | EHT (O&M) Division,Bhubaneswar | CL23 | 132/33 kV T/L S/S S/D Bhubaneswar_Line | 3000000523 | 7' COLUMN PART NO 7153 | ERS.TWR.A004 | ZSPR_FREE | ZSPR | NOS | 12 | 0 | INR
2000 | Central Zone, Bhubaneswar | 2100 | EHT (O&M) Circle, Bhubaneswar | 2102 | EHT (O&M) Division,Bhubaneswar | CL23 | 132/33 kV T/L S/S S/D Bhubaneswar_Line | 3000000524 | BOX SECTION PART NO 7155 | ERS.TWR.A005 | ZSPR_FREE | ZSPR | NOS | 41 | 0 | INR
2000 | Central Zone, Bhubaneswar | 2100 | EHT (O&M) Circle, Bhubaneswar | 2102 | EHT (O&M) Division,Bhubaneswar | CL26 | 132/33 kV T/L S/S S/D Ranasinghpur_Line | 3000000525 | 35 Kip Turn Buckle Eye- Eye | ERS.TWR.A008 | ZSPR_ACT | ZSPR | NOS | 1 | 0.01 | INR
2000 | Central Zone, Bhubaneswar | 2100 | EHT (O&M) Circle, Bhubaneswar | 2102 | EHT (O&M) Division,Bhubaneswar | CL23 | 132/33 kV T/L S/S S/D Bhubaneswar_Line | 3000000528 | MR anchor | ERS.TWR.A011 | ZSPR_FREE | ZSPR | NOS | 66 | 0 | INR
2000 | Central Zone, Bhubaneswar | 2100 | EHT (O&M) Circle, Bhubaneswar | 2102 | EHT (O&M) Division,Bhubaneswar | CL23 | 132/33 kV T/L S/S S/D Bhubaneswar_Line | 3000000529 | Triple Thimble EYE part no.R-16624-3 | ERS.TWR.A012 | ZSPR_FREE | ZSPR | NOS | 1 | 0 | INR
2000 | Central Zone, Bhubaneswar | 2100 | EHT (O&M) Circle, Bhubaneswar | 2102 | EHT (O&M) Division,Bhubaneswar | CL23 | 132/33 kV T/L S/S S/D Bhubaneswar_Line | 3000000530 | Coupling nut | ERS.TWR.A013 | ZSPR_FREE | ZSPR | NOS | 66 | 0 | INR
2000 | Central Zone, Bhubaneswar | 2100 | EHT (O&M) Circle, Bhubaneswar | 2102 | EHT (O&M) Division,Bhubaneswar | CL23 | 132/33 kV T/L S/S S/D Bhubaneswar_Line | 3000000567 | Hydrolic power Unit of ERS | ERS.TWR.A051 | ZSPR_FREE | ZSPR | NOS | 2 | 0 | INR
2000 | Central Zone, Bhubaneswar | 2100 | EHT (O&M) Circle, Bhubaneswar | 2102 | EHT (O&M) Division,Bhubaneswar | CL23 | 132/33 kV T/L S/S S/D Bhubaneswar_Line | 3000000574 | EARTHING DEVICE | ERTH.DEVICE.A001 | ZSPR_SH | ZSPR | NOS | 2 | 0.01 | INR
2000 | Central Zone, Bhubaneswar | 2100 | EHT (O&M) Circle, Bhubaneswar | 2102 | EHT (O&M) Division,Bhubaneswar | CL23 | 132/33 kV T/L S/S S/D Bhubaneswar_Line | 3000000574 | EARTHING DEVICE | ERTH.DEVICE.A001 | ZSPR_ACT | ZSPR | NOS | 8 | 9971.37 | INR
2000 | Central Zone, Bhubaneswar | 2100 | EHT (O&M) Circle, Bhubaneswar | 2102 | EHT (O&M) Division,Bhubaneswar | CL22 | 220/132/33 kV T/L S/S S/D Chandaka-Line | 3000000574 | EARTHING DEVICE | ERTH.DEVICE.A001 | ZSPR_ACT | ZSPR | NOS | 8 | 9971.37 | INR
2000 | Central Zone, Bhubaneswar | 2100 | EHT (O&M) Circle, Bhubaneswar | 2102 | EHT (O&M) Division,Bhubaneswar | C227 | 132/33 kV T/L S/S S/D Badagada | 3000000581 | 50 X 5 MM GI EARTH FLAT | ERTH.FLAT.GI.A004 | ZSPR_ACT | ZSPR | KG | 30.5 | 2135 | INR
2000 | Central Zone, Bhubaneswar | 2100 | EHT (O&M) Circle, Bhubaneswar | 2102 | EHT (O&M) Division,Bhubaneswar | C228 | 220/132/33 kV T/L S/S S/D Pratapsasan | 3000000582 | EARTHING:50X6mm GI Flat | ERTH.FLAT.GI.A005 | ZSPR_ACT | ZSPR | KG | 11 | 912.93 | INR
2000 | Central Zone, Bhubaneswar | 2100 | EHT (O&M) Circle, Bhubaneswar | 2102 | EHT (O&M) Division,Bhubaneswar | C223 | 132/33 kV T/L S/S S/D Bhubaneswar | 3000000582 | EARTHING:50X6mm GI Flat | ERTH.FLAT.GI.A005 | ZSPR_ACT | ZSPR | KG | 400 | 33197.51 | INR
2000 | Central Zone, Bhubaneswar | 2100 | EHT (O&M) Circle, Bhubaneswar | 2102 | EHT (O&M) Division,Bhubaneswar | C223 | 132/33 kV T/L S/S S/D Bhubaneswar | 3000000584 | 70 X 10 MM GI EARTH FLAT | ERTH.FLAT.GI.A008 | ZSPR_THEFT | ZSPR | KG | 3715.86 | 371586 | INR
2000 | Central Zone, Bhubaneswar | 2100 | EHT (O&M) Circle, Bhubaneswar | 2102 | EHT (O&M) Division,Bhubaneswar | CL26 | 132/33 kV T/L S/S S/D Ranasinghpur_Line | 3000000613 | MID SPAN JOINT FOR 7/3.15MM EARTH WIRE | EW.ACCES.A002 | ZSPR_US | ZSPR | NOS | 7 | 844.62 | INR
2000 | Central Zone, Bhubaneswar | 2100 | EHT (O&M) Circle, Bhubaneswar | 2102 | EHT (O&M) Division,Bhubaneswar | CL26 | 132/33 kV T/L S/S S/D Ranasinghpur_Line | 3000000616 | VD FOR 7/3.15MM GI EARTHWIRE | EW.ACCES.B002 | ZSPR_US | ZSPR | NOS | 35 | 5480.65 | INR
2000 | Central Zone, Bhubaneswar | 2100 | EHT (O&M) Circle, Bhubaneswar | 2102 | EHT (O&M) Division,Bhubaneswar | CL23 | 132/33 kV T/L S/S S/D Bhubaneswar_Line | 3000000619 | Damaged Cut Pieces GI Earthwire | EW.CUTPIECE.A001 | ZSPR_SH | ZSPR | KG | 742 | 0.01 | INR
2000 | Central Zone, Bhubaneswar | 2100 | EHT (O&M) Circle, Bhubaneswar | 2102 | EHT (O&M) Division,Bhubaneswar | C225 | 220/132/33 kV Chandaka-B (GIS) | 3000000620 | 132 kV Auxiliary contacts CB(4NO+4 NC)-1 | GIS.145ACCB.A001 | ZSPR_FREE | ZSPR | NOS | 1 | 0 | INR
2000 | Central Zone, Bhubaneswar | 2100 | EHT (O&M) Circle, Bhubaneswar | 2102 | EHT (O&M) Division,Bhubaneswar | C225 | 220/132/33 kV Chandaka-B (GIS) | 3000000621 | 132 kV Auxiliary contacts for DS & ES (4 | GIS.145ACDSES.A001 | ZSPR_FREE | ZSPR | NOS | 1 | 0 | INR
2000 | Central Zone, Bhubaneswar | 2100 | EHT (O&M) Circle, Bhubaneswar | 2102 | EHT (O&M) Division,Bhubaneswar | C224 | 132/33 kV GIS S/S Mancheswar | 3000000622 | Enclouser insulators-main circuit busbar | GIS.145BB.A001 | ZSPR_FREE | ZSPR | SET | 1 | 0 | INR
2000 | Central Zone, Bhubaneswar | 2100 | EHT (O&M) Circle, Bhubaneswar | 2102 | EHT (O&M) Division,Bhubaneswar | C225 | 220/132/33 kV Chandaka-B (GIS) | 3000000623 | 132 kV Bus housing assembled with insula | GIS.145BHA.A001 | ZSPR_FREE | ZSPR | NOS | 1 | 0 | INR
2000 | Central Zone, Bhubaneswar | 2100 | EHT (O&M) Circle, Bhubaneswar | 2102 | EHT (O&M) Division,Bhubaneswar | C225 | 220/132/33 kV Chandaka-B (GIS) | 3000000625 | 145KV GIS CT | GIS.145CT.A001 | ZSPR_FREE | ZSPR | SET | 1 | 0 | INR
2000 | Central Zone, Bhubaneswar | 2100 | EHT (O&M) Circle, Bhubaneswar | 2102 | EHT (O&M) Division,Bhubaneswar | C224 | 132/33 kV GIS S/S Mancheswar | 3000000625 | 145KV GIS CT | GIS.145CT.A001 | ZSPR_FREE | ZSPR | SET | 1 | 0 | INR
2000 | Central Zone, Bhubaneswar | 2100 | EHT (O&M) Circle, Bhubaneswar | 2102 | EHT (O&M) Division,Bhubaneswar | C22A | 132/33 kV UNIT-VIII GIS S/S Bhubaneswar | 3000000625 | 145KV GIS CT | GIS.145CT.A001 | ZSPR_FREE | ZSPR | SET | 1 | 0 | INR
2000 | Central Zone, Bhubaneswar | 2100 | EHT (O&M) Circle, Bhubaneswar | 2102 | EHT (O&M) Division,Bhubaneswar | C224 | 132/33 kV GIS S/S Mancheswar | 3000000627 | 145KV GIS IVT | GIS.145IVT.A001 | ZSPR_FREE | ZSPR | SET | 1 | 0 | INR
2000 | Central Zone, Bhubaneswar | 2100 | EHT (O&M) Circle, Bhubaneswar | 2102 | EHT (O&M) Division,Bhubaneswar | C225 | 220/132/33 kV Chandaka-B (GIS) | 3000000627 | 145KV GIS IVT | GIS.145IVT.A001 | ZSPR_FREE | ZSPR | SET | 1 | 0 | INR
2000 | Central Zone, Bhubaneswar | 2100 | EHT (O&M) Circle, Bhubaneswar | 2102 | EHT (O&M) Division,Bhubaneswar | C22A | 132/33 kV UNIT-VIII GIS S/S Bhubaneswar | 3000000627 | 145KV GIS IVT | GIS.145IVT.A001 | ZSPR_FREE | ZSPR | SET | 1 | 0 | INR
2000 | Central Zone, Bhubaneswar | 2100 | EHT (O&M) Circle, Bhubaneswar | 2102 | EHT (O&M) Division,Bhubaneswar | C22A | 132/33 kV UNIT-VIII GIS S/S Bhubaneswar | 3000000628 | 132kV GIS Motor DS(DESE mechanism) | GIS.145MDS.A006 | ZSPR_FREE | ZSPR | NOS | 1 | 0 | INR
2000 | Central Zone, Bhubaneswar | 2100 | EHT (O&M) Circle, Bhubaneswar | 2102 | EHT (O&M) Division,Bhubaneswar | C225 | 220/132/33 kV Chandaka-B (GIS) | 3000000628 | 132kV GIS Motor DS(DESE mechanism) | GIS.145MDS.A006 | ZSPR_FREE | ZSPR | NOS | 2 | 0 | INR
2000 | Central Zone, Bhubaneswar | 2100 | EHT (O&M) Circle, Bhubaneswar | 2102 | EHT (O&M) Division,Bhubaneswar | C224 | 132/33 kV GIS S/S Mancheswar | 3000000628 | 132kV GIS Motor DS(DESE mechanism) | GIS.145MDS.A006 | ZSPR_FREE | ZSPR | NOS | 1 | 0 | INR
2000 | Central Zone, Bhubaneswar | 2100 | EHT (O&M) Circle, Bhubaneswar | 2102 | EHT (O&M) Division,Bhubaneswar | C22A | 132/33 kV UNIT-VIII GIS S/S Bhubaneswar | 3000000629 | 132kV GIS Spring charge motor for CB | GIS.145SPM.A001 | ZSPR_FREE | ZSPR | NOS | 1 | 0 | INR
2000 | Central Zone, Bhubaneswar | 2100 | EHT (O&M) Circle, Bhubaneswar | 2102 | EHT (O&M) Division,Bhubaneswar | C225 | 220/132/33 kV Chandaka-B (GIS) | 3000000629 | 132kV GIS Spring charge motor for CB | GIS.145SPM.A001 | ZSPR_FREE | ZSPR | NOS | 1 | 0 | INR
2000 | Central Zone, Bhubaneswar | 2100 | EHT (O&M) Circle, Bhubaneswar | 2102 | EHT (O&M) Division,Bhubaneswar | C224 | 132/33 kV GIS S/S Mancheswar | 3000000629 | 132kV GIS Spring charge motor for CB | GIS.145SPM.A001 | ZSPR_FREE | ZSPR | NOS | 1 | 0 | INR
2000 | Central Zone, Bhubaneswar | 2100 | EHT (O&M) Circle, Bhubaneswar | 2102 | EHT (O&M) Division,Bhubaneswar | C225 | 220/132/33 kV Chandaka-B (GIS) | 3000000630 | Tripping&closing coils-145KV GIS CB | GIS.145SPR.A001 | ZSPR_FREE | ZSPR | SET | 6 | 0 | INR
2000 | Central Zone, Bhubaneswar | 2100 | EHT (O&M) Circle, Bhubaneswar | 2102 | EHT (O&M) Division,Bhubaneswar | C224 | 132/33 kV GIS S/S Mancheswar | 3000000631 | 145KV GIS Pressure relief devices | GIS.145SPR.A002 | ZSPR_FREE | ZSPR | SET | 2 | 0 | INR
2000 | Central Zone, Bhubaneswar | 2100 | EHT (O&M) Circle, Bhubaneswar | 2102 | EHT (O&M) Division,Bhubaneswar | C22A | 132/33 kV UNIT-VIII GIS S/S Bhubaneswar | 3000000631 | 145KV GIS Pressure relief devices | GIS.145SPR.A002 | ZSPR_FREE | ZSPR | SET | 2 | 0 | INR
2000 | Central Zone, Bhubaneswar | 2100 | EHT (O&M) Circle, Bhubaneswar | 2102 | EHT (O&M) Division,Bhubaneswar | C225 | 220/132/33 kV Chandaka-B (GIS) | 3000000631 | 145KV GIS Pressure relief devices | GIS.145SPR.A002 | ZSPR_FREE | ZSPR | SET | 2 | 0 | INR
2000 | Central Zone, Bhubaneswar | 2100 | EHT (O&M) Circle, Bhubaneswar | 2102 | EHT (O&M) Division,Bhubaneswar | C22A | 132/33 kV UNIT-VIII GIS S/S Bhubaneswar | 3000000632 | Auxiliary contacts-145KV GIS CB | GIS.145SPR.A003 | ZSPR_FREE | ZSPR | SET | 1 | 0 | INR
2000 | Central Zone, Bhubaneswar | 2100 | EHT (O&M) Circle, Bhubaneswar | 2102 | EHT (O&M) Division,Bhubaneswar | C224 | 132/33 kV GIS S/S Mancheswar | 3000000632 | Auxiliary contacts-145KV GIS CB | GIS.145SPR.A003 | ZSPR_FREE | ZSPR | SET | 1 | 0 | INR
2000 | Central Zone, Bhubaneswar | 2100 | EHT (O&M) Circle, Bhubaneswar | 2102 | EHT (O&M) Division,Bhubaneswar | C224 | 132/33 kV GIS S/S Mancheswar | 3000000633 | LS & Auxiliary contacts-145KV GIS DS&ES | GIS.145SPR.A004 | ZSPR_FREE | ZSPR | SET | 1 | 0 | INR
2000 | Central Zone, Bhubaneswar | 2100 | EHT (O&M) Circle, Bhubaneswar | 2102 | EHT (O&M) Division,Bhubaneswar | C22A | 132/33 kV UNIT-VIII GIS S/S Bhubaneswar | 3000000633 | LS & Auxiliary contacts-145KV GIS DS&ES | GIS.145SPR.A004 | ZSPR_FREE | ZSPR | SET | 1 | 0 | INR
2000 | Central Zone, Bhubaneswar | 2100 | EHT (O&M) Circle, Bhubaneswar | 2102 | EHT (O&M) Division,Bhubaneswar | C224 | 132/33 kV GIS S/S Mancheswar | 3000000634 | 132kV GIS drive mechanism switches | GIS.145SPR.A006 | ZSPR_FREE | ZSPR | SET | 2 | 0 | INR
2000 | Central Zone, Bhubaneswar | 2100 | EHT (O&M) Circle, Bhubaneswar | 2102 | EHT (O&M) Division,Bhubaneswar | C225 | 220/132/33 kV Chandaka-B (GIS) | 3000000634 | 132kV GIS drive mechanism switches | GIS.145SPR.A006 | ZSPR_FREE | ZSPR | SET | 3 | 0 | INR
2000 | Central Zone, Bhubaneswar | 2100 | EHT (O&M) Circle, Bhubaneswar | 2102 | EHT (O&M) Division,Bhubaneswar | C22A | 132/33 kV UNIT-VIII GIS S/S Bhubaneswar | 3000000634 | 132kV GIS drive mechanism switches | GIS.145SPR.A006 | ZSPR_FREE | ZSPR | SET | 1 | 0 | INR
2000 | Central Zone, Bhubaneswar | 2100 | EHT (O&M) Circle, Bhubaneswar | 2102 | EHT (O&M) Division,Bhubaneswar | C22A | 132/33 kV UNIT-VIII GIS S/S Bhubaneswar | 3000000635 | 132kV GIS drive m. fast acting switches | GIS.145SPR.A007 | ZSPR_FREE | ZSPR | SET | 1 | 0 | INR
2000 | Central Zone, Bhubaneswar | 2100 | EHT (O&M) Circle, Bhubaneswar | 2102 | EHT (O&M) Division,Bhubaneswar | C224 | 132/33 kV GIS S/S Mancheswar | 3000000636 | 132kV GIS Rupture disc for CB/PT | GIS.145SPR.A008 | ZSPR_FREE | ZSPR | SET | 1 | 0 | INR
2000 | Central Zone, Bhubaneswar | 2100 | EHT (O&M) Circle, Bhubaneswar | 2102 | EHT (O&M) Division,Bhubaneswar | C225 | 220/132/33 kV Chandaka-B (GIS) | 3000000636 | 132kV GIS Rupture disc for CB/PT | GIS.145SPR.A008 | ZSPR_FREE | ZSPR | SET | 1 | 0 | INR
2000 | Central Zone, Bhubaneswar | 2100 | EHT (O&M) Circle, Bhubaneswar | 2102 | EHT (O&M) Division,Bhubaneswar | C22A | 132/33 kV UNIT-VIII GIS S/S Bhubaneswar | 3000000636 | 132kV GIS Rupture disc for CB/PT | GIS.145SPR.A008 | ZSPR_FREE | ZSPR | SET | 1 | 0 | INR
2000 | Central Zone, Bhubaneswar | 2100 | EHT (O&M) Circle, Bhubaneswar | 2102 | EHT (O&M) Division,Bhubaneswar | C224 | 132/33 kV GIS S/S Mancheswar | 3000000637 | 132kV GIS Set of spares for LCC | GIS.145SPR.A009 | ZSPR_FREE | ZSPR | SET | 1 | 0 | INR
2000 | Central Zone, Bhubaneswar | 2100 | EHT (O&M) Circle, Bhubaneswar | 2102 | EHT (O&M) Division,Bhubaneswar | C229 | 220/33 kV Infocity-II (GIS) | 3000000638 | 132kV GIS Rupture disc for other comp | GIS.145SPR.A010 | ZSPR_FREE | ZSPR | SET | 2 | 0 | INR
2000 | Central Zone, Bhubaneswar | 2100 | EHT (O&M) Circle, Bhubaneswar | 2102 | EHT (O&M) Division,Bhubaneswar | C225 | 220/132/33 kV Chandaka-B (GIS) | 3000000638 | 132kV GIS Rupture disc for other comp | GIS.145SPR.A010 | ZSPR_FREE | ZSPR | SET | 2 | 0 | INR
2000 | Central Zone, Bhubaneswar | 2100 | EHT (O&M) Circle, Bhubaneswar | 2102 | EHT (O&M) Division,Bhubaneswar | C224 | 132/33 kV GIS S/S Mancheswar | 3000000638 | 132kV GIS Rupture disc for other comp | GIS.145SPR.A010 | ZSPR_FREE | ZSPR | SET | 1 | 0 | INR
2000 | Central Zone, Bhubaneswar | 2100 | EHT (O&M) Circle, Bhubaneswar | 2102 | EHT (O&M) Division,Bhubaneswar | C22A | 132/33 kV UNIT-VIII GIS S/S Bhubaneswar | 3000000639 | 132kV GIS Maintenance ES | GIS.145SPR.A011 | ZSPR_FREE | ZSPR | NOS | 1 | 0 | INR
2000 | Central Zone, Bhubaneswar | 2100 | EHT (O&M) Circle, Bhubaneswar | 2102 | EHT (O&M) Division,Bhubaneswar | C224 | 132/33 kV GIS S/S Mancheswar | 3000000639 | 132kV GIS Maintenance ES | GIS.145SPR.A011 | ZSPR_FREE | ZSPR | NOS | 2 | 0 | INR
2000 | Central Zone, Bhubaneswar | 2100 | EHT (O&M) Circle, Bhubaneswar | 2102 | EHT (O&M) Division,Bhubaneswar | C22A | 132/33 kV UNIT-VIII GIS S/S Bhubaneswar | 3000000640 | 132kV GIS Fast acting ES | GIS.145SPR.A012 | ZSPR_FREE | ZSPR | NOS | 1 | 0 | INR
2000 | Central Zone, Bhubaneswar | 2100 | EHT (O&M) Circle, Bhubaneswar | 2102 | EHT (O&M) Division,Bhubaneswar | C225 | 220/132/33 kV Chandaka-B (GIS) | 3000000640 | 132kV GIS Fast acting ES | GIS.145SPR.A012 | ZSPR_FREE | ZSPR | NOS | 3 | 0 | INR
2000 | Central Zone, Bhubaneswar | 2100 | EHT (O&M) Circle, Bhubaneswar | 2102 | EHT (O&M) Division,Bhubaneswar | C224 | 132/33 kV GIS S/S Mancheswar | 3000000640 | 132kV GIS Fast acting ES | GIS.145SPR.A012 | ZSPR_FREE | ZSPR | NOS | 4 | 0 | INR
2000 | Central Zone, Bhubaneswar | 2100 | EHT (O&M) Circle, Bhubaneswar | 2102 | EHT (O&M) Division,Bhubaneswar | C22A | 132/33 kV UNIT-VIII GIS S/S Bhubaneswar | 3000000641 | 132kV GIS Density switch for CB | GIS.145SPR.A013 | ZSPR_FREE | ZSPR | NOS | 2 | 0 | INR
2000 | Central Zone, Bhubaneswar | 2100 | EHT (O&M) Circle, Bhubaneswar | 2102 | EHT (O&M) Division,Bhubaneswar | C225 | 220/132/33 kV Chandaka-B (GIS) | 3000000641 | 132kV GIS Density switch for CB | GIS.145SPR.A013 | ZSPR_FREE | ZSPR | NOS | 1 | 0 | INR
2000 | Central Zone, Bhubaneswar | 2100 | EHT (O&M) Circle, Bhubaneswar | 2102 | EHT (O&M) Division,Bhubaneswar | C224 | 132/33 kV GIS S/S Mancheswar | 3000000641 | 132kV GIS Density switch for CB | GIS.145SPR.A013 | ZSPR_FREE | ZSPR | NOS | 2 | 0 | INR
2000 | Central Zone, Bhubaneswar | 2100 | EHT (O&M) Circle, Bhubaneswar | 2102 | EHT (O&M) Division,Bhubaneswar | C22A | 132/33 kV UNIT-VIII GIS S/S Bhubaneswar | 3000000642 | 132kV GIS Density monitor for other GC | GIS.145SPR.A014 | ZSPR_FREE | ZSPR | NOS | 1 | 0 | INR
2000 | Central Zone, Bhubaneswar | 2100 | EHT (O&M) Circle, Bhubaneswar | 2102 | EHT (O&M) Division,Bhubaneswar | C225 | 220/132/33 kV Chandaka-B (GIS) | 3000000642 | 132kV GIS Density monitor for other GC | GIS.145SPR.A014 | ZSPR_FREE | ZSPR | NOS | 1 | 0 | INR
2000 | Central Zone, Bhubaneswar | 2100 | EHT (O&M) Circle, Bhubaneswar | 2102 | EHT (O&M) Division,Bhubaneswar | C224 | 132/33 kV GIS S/S Mancheswar | 3000000642 | 132kV GIS Density monitor for other GC | GIS.145SPR.A014 | ZSPR_FREE | ZSPR | NOS | 1 | 0 | INR
2000 | Central Zone, Bhubaneswar | 2100 | EHT (O&M) Circle, Bhubaneswar | 2102 | EHT (O&M) Division,Bhubaneswar | C22A | 132/33 kV UNIT-VIII GIS S/S Bhubaneswar | 3000000643 | 132kV GIS Drive for CB in Set | GIS.145SPR.A015 | ZSPR_FREE | ZSPR | NOS | 1 | 0 | INR
2000 | Central Zone, Bhubaneswar | 2100 | EHT (O&M) Circle, Bhubaneswar | 2102 | EHT (O&M) Division,Bhubaneswar | C224 | 132/33 kV GIS S/S Mancheswar | 3000000643 | 132kV GIS Drive for CB in Set | GIS.145SPR.A015 | ZSPR_FREE | ZSPR | NOS | 1 | 0 | INR
2000 | Central Zone, Bhubaneswar | 2100 | EHT (O&M) Circle, Bhubaneswar | 2102 | EHT (O&M) Division,Bhubaneswar | C224 | 132/33 kV GIS S/S Mancheswar | 3000000644 | 132kV GIS Density Monitor-switch for CB | GIS.145SPR.A018 | ZSPR_FREE | ZSPR | NOS | 1 | 0 | INR
2000 | Central Zone, Bhubaneswar | 2100 | EHT (O&M) Circle, Bhubaneswar | 2102 | EHT (O&M) Division,Bhubaneswar | C22A | 132/33 kV UNIT-VIII GIS S/S Bhubaneswar | 3000000644 | 132kV GIS Density Monitor-switch for CB | GIS.145SPR.A018 | ZSPR_FREE | ZSPR | NOS | 1 | 0 | INR
2000 | Central Zone, Bhubaneswar | 2100 | EHT (O&M) Circle, Bhubaneswar | 2102 | EHT (O&M) Division,Bhubaneswar | C224 | 132/33 kV GIS S/S Mancheswar | 3000000645 | Closing coil of 132kV GIS CB | GIS.145SPRCC.001 | ZSPR_FREE | ZSPR | NOS | 3 | 0 | INR
2000 | Central Zone, Bhubaneswar | 2100 | EHT (O&M) Circle, Bhubaneswar | 2102 | EHT (O&M) Division,Bhubaneswar | C22A | 132/33 kV UNIT-VIII GIS S/S Bhubaneswar | 3000000645 | Closing coil of 132kV GIS CB | GIS.145SPRCC.001 | ZSPR_FREE | ZSPR | NOS | 3 | 0 | INR
2000 | Central Zone, Bhubaneswar | 2100 | EHT (O&M) Circle, Bhubaneswar | 2102 | EHT (O&M) Division,Bhubaneswar | C225 | 220/132/33 kV Chandaka-B (GIS) | 3000000646 | 132kV GIS Density meter & accessories | GIS.145SPRDMA.001 | ZSPR_FREE | ZSPR | NOS | 2 | 0 | INR
2000 | Central Zone, Bhubaneswar | 2100 | EHT (O&M) Circle, Bhubaneswar | 2102 | EHT (O&M) Division,Bhubaneswar | C224 | 132/33 kV GIS S/S Mancheswar | 3000000647 | Tripping coil of 132kV GIS CB | GIS.145SPRTC.001 | ZSPR_FREE | ZSPR | NOS | 6 | 0 | INR
2000 | Central Zone, Bhubaneswar | 2100 | EHT (O&M) Circle, Bhubaneswar | 2102 | EHT (O&M) Division,Bhubaneswar | C22A | 132/33 kV UNIT-VIII GIS S/S Bhubaneswar | 3000000647 | Tripping coil of 132kV GIS CB | GIS.145SPRTC.001 | ZSPR_FREE | ZSPR | NOS | 6 | 0 | INR
2000 | Central Zone, Bhubaneswar | 2100 | EHT (O&M) Circle, Bhubaneswar | 2102 | EHT (O&M) Division,Bhubaneswar | C229 | 220/33 kV Infocity-II (GIS) | 3000000648 | 220KV GIS Enclosure insulators & MCKT BB | GIS.245CKT.A001 | ZSPR_FREE | ZSPR | SET | 1 | 0 | INR
2000 | Central Zone, Bhubaneswar | 2100 | EHT (O&M) Circle, Bhubaneswar | 2102 | EHT (O&M) Division,Bhubaneswar | C225 | 220/132/33 kV Chandaka-B (GIS) | 3000000649 | 220KV GIS CT | GIS.245CT.A001 | ZSPR_FREE | ZSPR | NOS | 1 | 0 | INR
2000 | Central Zone, Bhubaneswar | 2100 | EHT (O&M) Circle, Bhubaneswar | 2102 | EHT (O&M) Division,Bhubaneswar | C229 | 220/33 kV Infocity-II (GIS) | 3000000649 | 220KV GIS CT | GIS.245CT.A001 | ZSPR_FREE | ZSPR | NOS | 3 | 0 | INR
2000 | Central Zone, Bhubaneswar | 2100 | EHT (O&M) Circle, Bhubaneswar | 2102 | EHT (O&M) Division,Bhubaneswar | C225 | 220/132/33 kV Chandaka-B (GIS) | 3000000650 | 220kV GIS Disconnector & ES | GIS.245DIS.A001 | ZSPR_FREE | ZSPR | NOS | 1 | 0 | INR
2000 | Central Zone, Bhubaneswar | 2100 | EHT (O&M) Circle, Bhubaneswar | 2102 | EHT (O&M) Division,Bhubaneswar | C225 | 220/132/33 kV Chandaka-B (GIS) | 3000000651 | 220kV GIS FAES w/o mechanism | GIS.245FES.A001 | ZSPR_FREE | ZSPR | NOS | 1 | 0 | INR
2000 | Central Zone, Bhubaneswar | 2100 | EHT (O&M) Circle, Bhubaneswar | 2102 | EHT (O&M) Division,Bhubaneswar | C225 | 220/132/33 kV Chandaka-B (GIS) | 3000000652 | 220kV GIS Drive for FAES | GIS.245FES.A002 | ZSPR_FREE | ZSPR | SET | 2 | 0 | INR
2000 | Central Zone, Bhubaneswar | 2100 | EHT (O&M) Circle, Bhubaneswar | 2102 | EHT (O&M) Division,Bhubaneswar | C229 | 220/33 kV Infocity-II (GIS) | 3000000653 | 220kV GIS IVT | GIS.245IVT.A001 | ZSPR_FREE | ZSPR | NOS | 3 | 0 | INR
2000 | Central Zone, Bhubaneswar | 2100 | EHT (O&M) Circle, Bhubaneswar | 2102 | EHT (O&M) Division,Bhubaneswar | C225 | 220/132/33 kV Chandaka-B (GIS) | 3000000653 | 220kV GIS IVT | GIS.245IVT.A001 | ZSPR_FREE | ZSPR | NOS | 1 | 0 | INR
2000 | Central Zone, Bhubaneswar | 2100 | EHT (O&M) Circle, Bhubaneswar | 2102 | EHT (O&M) Division,Bhubaneswar | C225 | 220/132/33 kV Chandaka-B (GIS) | 3000000654 | 220kV GIS SF6 PRD for CB | GIS.245PRD.A001 | ZSPR_FREE | ZSPR | EA | 1 | 0 | INR
2000 | Central Zone, Bhubaneswar | 2100 | EHT (O&M) Circle, Bhubaneswar | 2102 | EHT (O&M) Division,Bhubaneswar | C229 | 220/33 kV Infocity-II (GIS) | 3000000655 | 220 kV GIS SF6 PRD for VT | GIS.245PRD.A002 | ZSPR_FREE | ZSPR | EA | 2 | 0 | INR
2000 | Central Zone, Bhubaneswar | 2100 | EHT (O&M) Circle, Bhubaneswar | 2102 | EHT (O&M) Division,Bhubaneswar | C225 | 220/132/33 kV Chandaka-B (GIS) | 3000000655 | 220 kV GIS SF6 PRD for VT | GIS.245PRD.A002 | ZSPR_FREE | ZSPR | EA | 4 | 0 | INR
2000 | Central Zone, Bhubaneswar | 2100 | EHT (O&M) Circle, Bhubaneswar | 2102 | EHT (O&M) Division,Bhubaneswar | C225 | 220/132/33 kV Chandaka-B (GIS) | 3000000656 | Tripping/closing coil-220KV GIS | GIS.245SPR.A001 | ZSPR_FREE | ZSPR | NOS | 1 | 0 | INR
2000 | Central Zone, Bhubaneswar | 2100 | EHT (O&M) Circle, Bhubaneswar | 2102 | EHT (O&M) Division,Bhubaneswar | C229 | 220/33 kV Infocity-II (GIS) | 3000000656 | Tripping/closing coil-220KV GIS | GIS.245SPR.A001 | ZSPR_FREE | ZSPR | NOS | 3 | 0 | INR
2000 | Central Zone, Bhubaneswar | 2100 | EHT (O&M) Circle, Bhubaneswar | 2102 | EHT (O&M) Division,Bhubaneswar | C225 | 220/132/33 kV Chandaka-B (GIS) | 3000000657 | Control valves for 245KV GIS | GIS.245SPR.A002 | ZSPR_FREE | ZSPR | NOS | 1 | 0 | INR
2000 | Central Zone, Bhubaneswar | 2100 | EHT (O&M) Circle, Bhubaneswar | 2102 | EHT (O&M) Division,Bhubaneswar | C225 | 220/132/33 kV Chandaka-B (GIS) | 3000000658 | 220kV GIS Auxiliary contacts for CB | GIS.245SPR.A003 | ZSPR_FREE | ZSPR | NOS | 1 | 0 | INR
2000 | Central Zone, Bhubaneswar | 2100 | EHT (O&M) Circle, Bhubaneswar | 2102 | EHT (O&M) Division,Bhubaneswar | C229 | 220/33 kV Infocity-II (GIS) | 3000000658 | 220kV GIS Auxiliary contacts for CB | GIS.245SPR.A003 | ZSPR_FREE | ZSPR | NOS | 2 | 0 | INR
2000 | Central Zone, Bhubaneswar | 2100 | EHT (O&M) Circle, Bhubaneswar | 2102 | EHT (O&M) Division,Bhubaneswar | C225 | 220/132/33 kV Chandaka-B (GIS) | 3000000659 | Auxiliary contacts DS & ES (220 KV GIS) | GIS.245SPR.A004 | ZSPR_FREE | ZSPR | SET | 2 | 0 | INR
2000 | Central Zone, Bhubaneswar | 2100 | EHT (O&M) Circle, Bhubaneswar | 2102 | EHT (O&M) Division,Bhubaneswar | C229 | 220/33 kV Infocity-II (GIS) | 3000000659 | Auxiliary contacts DS & ES (220 KV GIS) | GIS.245SPR.A004 | ZSPR_FREE | ZSPR | SET | 4 | 0 | INR
2000 | Central Zone, Bhubaneswar | 2100 | EHT (O&M) Circle, Bhubaneswar | 2102 | EHT (O&M) Division,Bhubaneswar | C225 | 220/132/33 kV Chandaka-B (GIS) | 3000000660 | spring charge motor for CB(220 KV GIS) | GIS.245SPR.A005 | ZSPR_FREE | ZSPR | NOS | 1 | 0 | INR
2000 | Central Zone, Bhubaneswar | 2100 | EHT (O&M) Circle, Bhubaneswar | 2102 | EHT (O&M) Division,Bhubaneswar | C225 | 220/132/33 kV Chandaka-B (GIS) | 3000000661 | 220kV GIS Complete drive mech.DS&GS | GIS.245SPR.A006 | ZSPR_FREE | ZSPR | SET | 6 | 0 | INR
2000 | Central Zone, Bhubaneswar | 2100 | EHT (O&M) Circle, Bhubaneswar | 2102 | EHT (O&M) Division,Bhubaneswar | C229 | 220/33 kV Infocity-II (GIS) | 3000000662 | 220kV GIS Motor for DS&GS | GIS.245SPR.A007 | ZSPR_FREE | ZSPR | NOS | 1 | 0 | INR
2000 | Central Zone, Bhubaneswar | 2100 | EHT (O&M) Circle, Bhubaneswar | 2102 | EHT (O&M) Division,Bhubaneswar | C225 | 220/132/33 kV Chandaka-B (GIS) | 3000000662 | 220kV GIS Motor for DS&GS | GIS.245SPR.A007 | ZSPR_FREE | ZSPR | NOS | 2 | 0 | INR
2000 | Central Zone, Bhubaneswar | 2100 | EHT (O&M) Circle, Bhubaneswar | 2102 | EHT (O&M) Division,Bhubaneswar | C225 | 220/132/33 kV Chandaka-B (GIS) | 3000000663 | 220KV GIS Complete drive mech. for FAGS | GIS.245SPR.A008 | ZSPR_FREE | ZSPR | NOS | 1 | 0 | INR
2000 | Central Zone, Bhubaneswar | 2100 | EHT (O&M) Circle, Bhubaneswar | 2102 | EHT (O&M) Division,Bhubaneswar | C229 | 220/33 kV Infocity-II (GIS) | 3000000664 | 220KV GIS Motor for FAGS | GIS.245SPR.A009 | ZSPR_FREE | ZSPR | NOS | 1 | 0 | INR
2000 | Central Zone, Bhubaneswar | 2100 | EHT (O&M) Circle, Bhubaneswar | 2102 | EHT (O&M) Division,Bhubaneswar | C225 | 220/132/33 kV Chandaka-B (GIS) | 3000000664 | 220KV GIS Motor for FAGS | GIS.245SPR.A009 | ZSPR_FREE | ZSPR | NOS | 2 | 0 | INR
2000 | Central Zone, Bhubaneswar | 2100 | EHT (O&M) Circle, Bhubaneswar | 2102 | EHT (O&M) Division,Bhubaneswar | C225 | 220/132/33 kV Chandaka-B (GIS) | 3000000665 | 220KV GIS Rupture disc for CB/PT | GIS.245SPR.A010 | ZSPR_FREE | ZSPR | NOS | 1 | 0 | INR
2000 | Central Zone, Bhubaneswar | 2100 | EHT (O&M) Circle, Bhubaneswar | 2102 | EHT (O&M) Division,Bhubaneswar | C229 | 220/33 kV Infocity-II (GIS) | 3000000665 | 220KV GIS Rupture disc for CB/PT | GIS.245SPR.A010 | ZSPR_FREE | ZSPR | NOS | 2 | 0 | INR
2000 | Central Zone, Bhubaneswar | 2100 | EHT (O&M) Circle, Bhubaneswar | 2102 | EHT (O&M) Division,Bhubaneswar | C225 | 220/132/33 kV Chandaka-B (GIS) | 3000000666 | Set of spares for LCC-220KV GIS | GIS.245SPR.A011 | ZSPR_FREE | ZSPR | SET | 1 | 0 | INR
2000 | Central Zone, Bhubaneswar | 2100 | EHT (O&M) Circle, Bhubaneswar | 2102 | EHT (O&M) Division,Bhubaneswar | C229 | 220/33 kV Infocity-II (GIS) | 3000000666 | Set of spares for LCC-220KV GIS | GIS.245SPR.A011 | ZSPR_FREE | ZSPR | SET | 2 | 0 | INR
2000 | Central Zone, Bhubaneswar | 2100 | EHT (O&M) Circle, Bhubaneswar | 2102 | EHT (O&M) Division,Bhubaneswar | C225 | 220/132/33 kV Chandaka-B (GIS) | 3000000667 | Rupture disc oth compartments(220KV GIS) | GIS.245SPR.A012 | ZSPR_FREE | ZSPR | NOS | 1 | 0 | INR
2000 | Central Zone, Bhubaneswar | 2100 | EHT (O&M) Circle, Bhubaneswar | 2102 | EHT (O&M) Division,Bhubaneswar | C229 | 220/33 kV Infocity-II (GIS) | 3000000667 | Rupture disc oth compartments(220KV GIS) | GIS.245SPR.A012 | ZSPR_FREE | ZSPR | NOS | 2 | 0 | INR
2000 | Central Zone, Bhubaneswar | 2100 | EHT (O&M) Circle, Bhubaneswar | 2102 | EHT (O&M) Division,Bhubaneswar | C225 | 220/132/33 kV Chandaka-B (GIS) | 3000000668 | 220KV GIS Maintenance earthing switch | GIS.245SPR.A013 | ZSPR_FREE | ZSPR | NOS | 1 | 0 | INR
2000 | Central Zone, Bhubaneswar | 2100 | EHT (O&M) Circle, Bhubaneswar | 2102 | EHT (O&M) Division,Bhubaneswar | C229 | 220/33 kV Infocity-II (GIS) | 3000000669 | 220KV GIS Fast acting earthing switch | GIS.245SPR.A014 | ZSPR_FREE | ZSPR | NOS | 1 | 0 | INR
2000 | Central Zone, Bhubaneswar | 2100 | EHT (O&M) Circle, Bhubaneswar | 2102 | EHT (O&M) Division,Bhubaneswar | C225 | 220/132/33 kV Chandaka-B (GIS) | 3000000669 | 220KV GIS Fast acting earthing switch | GIS.245SPR.A014 | ZSPR_FREE | ZSPR | NOS | 1 | 0 | INR
2000 | Central Zone, Bhubaneswar | 2100 | EHT (O&M) Circle, Bhubaneswar | 2102 | EHT (O&M) Division,Bhubaneswar | C229 | 220/33 kV Infocity-II (GIS) | 3000000670 | 220KV GIS Disconnector | GIS.245SPR.A015 | ZSPR_FREE | ZSPR | NOS | 1 | 0 | INR
2000 | Central Zone, Bhubaneswar | 2100 | EHT (O&M) Circle, Bhubaneswar | 2102 | EHT (O&M) Division,Bhubaneswar | C225 | 220/132/33 kV Chandaka-B (GIS) | 3000000670 | 220KV GIS Disconnector | GIS.245SPR.A015 | ZSPR_FREE | ZSPR | NOS | 1 | 0 | INR
2000 | Central Zone, Bhubaneswar | 2100 | EHT (O&M) Circle, Bhubaneswar | 2102 | EHT (O&M) Division,Bhubaneswar | C225 | 220/132/33 kV Chandaka-B (GIS) | 3000000671 | Density monitors for CB-220KV GIS | GIS.245SPR.A016 | ZSPR_FREE | ZSPR | NOS | 1 | 0 | INR
2000 | Central Zone, Bhubaneswar | 2100 | EHT (O&M) Circle, Bhubaneswar | 2102 | EHT (O&M) Division,Bhubaneswar | C225 | 220/132/33 kV Chandaka-B (GIS) | 3000000672 | 220kV GIS D.Monitor-other gas compartmen | GIS.245SPR.A017 | ZSPR_FREE | ZSPR | NOS | 1 | 0 | INR
2000 | Central Zone, Bhubaneswar | 2100 | EHT (O&M) Circle, Bhubaneswar | 2102 | EHT (O&M) Division,Bhubaneswar | C229 | 220/33 kV Infocity-II (GIS) | 3000000672 | 220kV GIS D.Monitor-other gas compartmen | GIS.245SPR.A017 | ZSPR_FREE | ZSPR | NOS | 1 | 0 | INR
2000 | Central Zone, Bhubaneswar | 2100 | EHT (O&M) Circle, Bhubaneswar | 2102 | EHT (O&M) Division,Bhubaneswar | C225 | 220/132/33 kV Chandaka-B (GIS) | 3000000673 | Drive for circuit breaker (220KV GIS) | GIS.245SPR.A018 | ZSPR_FREE | ZSPR | NOS | 1 | 0 | INR
2000 | Central Zone, Bhubaneswar | 2100 | EHT (O&M) Circle, Bhubaneswar | 2102 | EHT (O&M) Division,Bhubaneswar | C225 | 220/132/33 kV Chandaka-B (GIS) | 3000000674 | LS&A contacts-245KV GIS DS & ES | GIS.245SPR.A019 | ZSPR_FREE | ZSPR | NOS | 1 | 0 | INR
2000 | Central Zone, Bhubaneswar | 2100 | EHT (O&M) Circle, Bhubaneswar | 2102 | EHT (O&M) Division,Bhubaneswar | C225 | 220/132/33 kV Chandaka-B (GIS) | 3000000675 | 220kV GIS Block of aux. contacts for MCB | GIS.245SPR.A020 | ZSPR_FREE | ZSPR | EA | 1 | 0 | INR
2000 | Central Zone, Bhubaneswar | 2100 | EHT (O&M) Circle, Bhubaneswar | 2102 | EHT (O&M) Division,Bhubaneswar | C225 | 220/132/33 kV Chandaka-B (GIS) | 3000000676 | Semaphore-NSI22 B-S22 (Round) | GIS.245SPR.A021 | ZSPR_FREE | ZSPR | EA | 1 | 0 | INR
2000 | Central Zone, Bhubaneswar | 2100 | EHT (O&M) Circle, Bhubaneswar | 2102 | EHT (O&M) Division,Bhubaneswar | C225 | 220/132/33 kV Chandaka-B (GIS) | 3000000677 | 245KV GIS Bus support insulator | GIS.245SPR.A022 | ZSPR_FREE | ZSPR | EA | 1 | 0 | INR
2000 | Central Zone, Bhubaneswar | 2100 | EHT (O&M) Circle, Bhubaneswar | 2102 | EHT (O&M) Division,Bhubaneswar | C225 | 220/132/33 kV Chandaka-B (GIS) | 3000000678 | Control relay 4NO-DILA-40(220V DC) | GIS.245SPR.A023 | ZSPR_FREE | ZSPR | EA | 1 | 0 | INR
2000 | Central Zone, Bhubaneswar | 2100 | EHT (O&M) Circle, Bhubaneswar | 2102 | EHT (O&M) Division,Bhubaneswar | C225 | 220/132/33 kV Chandaka-B (GIS) | 3000000679 | Control relay(2 NO+2 NC)DILA-22(220V DC) | GIS.245SPR.A024 | ZSPR_FREE | ZSPR | EA | 1 | 0 | INR
2000 | Central Zone, Bhubaneswar | 2100 | EHT (O&M) Circle, Bhubaneswar | 2102 | EHT (O&M) Division,Bhubaneswar | C225 | 220/132/33 kV Chandaka-B (GIS) | 3000000680 | 220kV GIS Control relayAC) | GIS.245SPR.A025 | ZSPR_FREE | ZSPR | EA | 1 | 0 | INR
2000 | Central Zone, Bhubaneswar | 2100 | EHT (O&M) Circle, Bhubaneswar | 2102 | EHT (O&M) Division,Bhubaneswar | C225 | 220/132/33 kV Chandaka-B (GIS) | 3000000681 | Aux. contact block | GIS.245SPR.A026 | ZSPR_FREE | ZSPR | EA | 1 | 0 | INR
2000 | Central Zone, Bhubaneswar | 2100 | EHT (O&M) Circle, Bhubaneswar | 2102 | EHT (O&M) Division,Bhubaneswar | C225 | 220/132/33 kV Chandaka-B (GIS) | 3000000682 | 220kV GIS Aux. contact block | GIS.245SPR.A027 | ZSPR_FREE | ZSPR | EA | 1 | 0 | INR
2000 | Central Zone, Bhubaneswar | 2100 | EHT (O&M) Circle, Bhubaneswar | 2102 | EHT (O&M) Division,Bhubaneswar | C225 | 220/132/33 kV Chandaka-B (GIS) | 3000000683 | 220kV GIS Aux. contact block 2NC | GIS.245SPR.A028 | ZSPR_FREE | ZSPR | EA | 1 | 0 | INR
2000 | Central Zone, Bhubaneswar | 2100 | EHT (O&M) Circle, Bhubaneswar | 2102 | EHT (O&M) Division,Bhubaneswar | C225 | 220/132/33 kV Chandaka-B (GIS) | 3000000684 | 220kV GIS Aux. contact block 2N0 | GIS.245SPR.A029 | ZSPR_FREE | ZSPR | EA | 1 | 0 | INR
2000 | Central Zone, Bhubaneswar | 2100 | EHT (O&M) Circle, Bhubaneswar | 2102 | EHT (O&M) Division,Bhubaneswar | C225 | 220/132/33 kV Chandaka-B (GIS) | 3000000685 | Mini contactor-2NO+2NC | GIS.245SPR.A030 | ZSPR_FREE | ZSPR | EA | 1 | 0 | INR
2000 | Central Zone, Bhubaneswar | 2100 | EHT (O&M) Circle, Bhubaneswar | 2102 | EHT (O&M) Division,Bhubaneswar | C225 | 220/132/33 kV Chandaka-B (GIS) | 3000000686 | 220kV GIS Timer / Push button | GIS.245SPR.A031 | ZSPR_FREE | ZSPR | EA | 2 | 0 | INR
2000 | Central Zone, Bhubaneswar | 2100 | EHT (O&M) Circle, Bhubaneswar | 2102 | EHT (O&M) Division,Bhubaneswar | C225 | 220/132/33 kV Chandaka-B (GIS) | 3000000687 | Aux contact for Push button | GIS.245SPR.A032 | ZSPR_FREE | ZSPR | EA | 1 | 0 | INR
2000 | Central Zone, Bhubaneswar | 2100 | EHT (O&M) Circle, Bhubaneswar | 2102 | EHT (O&M) Division,Bhubaneswar | C225 | 220/132/33 kV Chandaka-B (GIS) | 3000000688 | Door operated switch of 245kV GIS | GIS.245SPR.A035 | ZSPR_FREE | ZSPR | EA | 1 | 0 | INR
2000 | Central Zone, Bhubaneswar | 2100 | EHT (O&M) Circle, Bhubaneswar | 2102 | EHT (O&M) Division,Bhubaneswar | C225 | 220/132/33 kV Chandaka-B (GIS) | 3000000689 | Tipson of 245kV GIS | GIS.245SPR.A036 | ZSPR_FREE | ZSPR | NOS | 25 | 0 | INR
2000 | Central Zone, Bhubaneswar | 2100 | EHT (O&M) Circle, Bhubaneswar | 2102 | EHT (O&M) Division,Bhubaneswar | C225 | 220/132/33 kV Chandaka-B (GIS) | 3000000690 | 220kV GIS Mini CB | GIS.245SPR2.A014 | ZSPR_FREE | ZSPR | EA | 1 | 0 | INR
2000 | Central Zone, Bhubaneswar | 2100 | EHT (O&M) Circle, Bhubaneswar | 2102 | EHT (O&M) Division,Bhubaneswar | C229 | 220/33 kV Infocity-II (GIS) | 3000000694 | 220kV GIS SF6 PG for CB | GIS.245SPRG.A007 | ZSPR_FREE | ZSPR | NOS | 2 | 0 | INR
2000 | Central Zone, Bhubaneswar | 2100 | EHT (O&M) Circle, Bhubaneswar | 2102 | EHT (O&M) Division,Bhubaneswar | C229 | 220/33 kV Infocity-II (GIS) | 3000000697 | 33kV GIS SP CT | GIS.36CT.A001 | ZSPR_FREE | ZSPR | SET | 5 | 0 | INR
2000 | Central Zone, Bhubaneswar | 2100 | EHT (O&M) Circle, Bhubaneswar | 2102 | EHT (O&M) Division,Bhubaneswar | C229 | 220/33 kV Infocity-II (GIS) | 3000000698 | 33KV GIS SP IVT | GIS.36IVT.A001 | ZSPR_FREE | ZSPR | SET | 1 | 0 | INR
2000 | Central Zone, Bhubaneswar | 2100 | EHT (O&M) Circle, Bhubaneswar | 2102 | EHT (O&M) Division,Bhubaneswar | C229 | 220/33 kV Infocity-II (GIS) | 3000000699 | Tripping&closing coils 33KV GIS CB Set | GIS.36SPR.A001 | ZSPR_FREE | ZSPR | NOS | 6 | 0 | INR
2000 | Central Zone, Bhubaneswar | 2100 | EHT (O&M) Circle, Bhubaneswar | 2102 | EHT (O&M) Division,Bhubaneswar | C229 | 220/33 kV Infocity-II (GIS) | 3000000702 | Auxiliary contacts for 33kV GIS CB | GIS.36SPR.A004 | ZSPR_FREE | ZSPR | SET | 1 | 0 | INR
2000 | Central Zone, Bhubaneswar | 2100 | EHT (O&M) Circle, Bhubaneswar | 2102 | EHT (O&M) Division,Bhubaneswar | C229 | 220/33 kV Infocity-II (GIS) | 3000000703 | LS&Auxiliary contacts for 33KV GIS DS&ES | GIS.36SPR.A005 | ZSPR_FREE | ZSPR | SET | 2 | 0 | INR
2000 | Central Zone, Bhubaneswar | 2100 | EHT (O&M) Circle, Bhubaneswar | 2102 | EHT (O&M) Division,Bhubaneswar | C229 | 220/33 kV Infocity-II (GIS) | 3000000704 | 33kV GIS SCM of CB | GIS.36SPR.A006 | ZSPR_FREE | ZSPR | SET | 1 | 0 | INR
2000 | Central Zone, Bhubaneswar | 2100 | EHT (O&M) Circle, Bhubaneswar | 2102 | EHT (O&M) Division,Bhubaneswar | C229 | 220/33 kV Infocity-II (GIS) | 3000000705 | 33kV GIS-Complete drive mech. for DS&GS | GIS.36SPR.A007 | ZSPR_FREE | ZSPR | SET | 1 | 0 | INR
2000 | Central Zone, Bhubaneswar | 2100 | EHT (O&M) Circle, Bhubaneswar | 2102 | EHT (O&M) Division,Bhubaneswar | C229 | 220/33 kV Infocity-II (GIS) | 3000000709 | 33kV GIS SF6 PG | GIS.36SPR.A011 | ZSPR_FREE | ZSPR | NOS | 13 | 0 | INR
2000 | Central Zone, Bhubaneswar | 2100 | EHT (O&M) Circle, Bhubaneswar | 2102 | EHT (O&M) Division,Bhubaneswar | C229 | 220/33 kV Infocity-II (GIS) | 3000000711 | 33kV GIS Vaccum Disconnector | GIS.36SPR.A013 | ZSPR_FREE | ZSPR | SET | 1 | 0 | INR
2000 | Central Zone, Bhubaneswar | 2100 | EHT (O&M) Circle, Bhubaneswar | 2102 | EHT (O&M) Division,Bhubaneswar | C229 | 220/33 kV Infocity-II (GIS) | 3000000712 | Rupture disc for CB/IVT-36kV GIS | GIS.36SPR.A014 | ZSPR_FREE | ZSPR | SET | 3 | 0 | INR
2000 | Central Zone, Bhubaneswar | 2100 | EHT (O&M) Circle, Bhubaneswar | 2102 | EHT (O&M) Division,Bhubaneswar | C224 | 132/33 kV GIS S/S Mancheswar | 3000000713 | CONTROL RELAY OF 145KV LCC | GIS.LCC.145SPR.A007 | ZSPR_FREE | ZSPR | NOS | 2 | 0 | INR
2000 | Central Zone, Bhubaneswar | 2100 | EHT (O&M) Circle, Bhubaneswar | 2102 | EHT (O&M) Division,Bhubaneswar | C22A | 132/33 kV UNIT-VIII GIS S/S Bhubaneswar | 3000000713 | CONTROL RELAY OF 145KV LCC | GIS.LCC.145SPR.A007 | ZSPR_FREE | ZSPR | NOS | 3 | 0 | INR
2000 | Central Zone, Bhubaneswar | 2100 | EHT (O&M) Circle, Bhubaneswar | 2102 | EHT (O&M) Division,Bhubaneswar | C224 | 132/33 kV GIS S/S Mancheswar | 3000000714 | AUX.CONTACT BLOCK OF 145KV GIS | GIS.LCC.145SPR.A008 | ZSPR_FREE | ZSPR | NOS | 1 | 0 | INR
2000 | Central Zone, Bhubaneswar | 2100 | EHT (O&M) Circle, Bhubaneswar | 2102 | EHT (O&M) Division,Bhubaneswar | C224 | 132/33 kV GIS S/S Mancheswar | 3000000715 | Power Contactor of 145kV GIS | GIS.LCC.145SPR.A009 | ZSPR_FREE | ZSPR | NOS | 1 | 0 | INR
2000 | Central Zone, Bhubaneswar | 2100 | EHT (O&M) Circle, Bhubaneswar | 2102 | EHT (O&M) Division,Bhubaneswar | C22A | 132/33 kV UNIT-VIII GIS S/S Bhubaneswar | 3000000715 | Power Contactor of 145kV GIS | GIS.LCC.145SPR.A009 | ZSPR_FREE | ZSPR | NOS | 1 | 0 | INR
2000 | Central Zone, Bhubaneswar | 2100 | EHT (O&M) Circle, Bhubaneswar | 2102 | EHT (O&M) Division,Bhubaneswar | C225 | 220/132/33 kV Chandaka-B (GIS) | 3000000715 | Power Contactor of 145kV GIS | GIS.LCC.145SPR.A009 | ZSPR_FREE | ZSPR | NOS | 1 | 0 | INR
2000 | Central Zone, Bhubaneswar | 2100 | EHT (O&M) Circle, Bhubaneswar | 2102 | EHT (O&M) Division,Bhubaneswar | C225 | 220/132/33 kV Chandaka-B (GIS) | 3000000716 | AUX. CONTACT BLOCK(1 NO+1EM)(1NC+1LB)-DI | GIS.LCC.145SPR.A010 | ZSPR_FREE | ZSPR | NOS | 1 | 0 | INR
2000 | Central Zone, Bhubaneswar | 2100 | EHT (O&M) Circle, Bhubaneswar | 2102 | EHT (O&M) Division,Bhubaneswar | C224 | 132/33 kV GIS S/S Mancheswar | 3000000716 | AUX. CONTACT BLOCK(1 NO+1EM)(1NC+1LB)-DI | GIS.LCC.145SPR.A010 | ZSPR_FREE | ZSPR | NOS | 1 | 0 | INR
2000 | Central Zone, Bhubaneswar | 2100 | EHT (O&M) Circle, Bhubaneswar | 2102 | EHT (O&M) Division,Bhubaneswar | C22A | 132/33 kV UNIT-VIII GIS S/S Bhubaneswar | 3000000717 | 132kV GIS Plug in relay | GIS.LCC.145SPR.A011 | ZSPR_FREE | ZSPR | EA | 1 | 0 | INR
2000 | Central Zone, Bhubaneswar | 2100 | EHT (O&M) Circle, Bhubaneswar | 2102 | EHT (O&M) Division,Bhubaneswar | C225 | 220/132/33 kV Chandaka-B (GIS) | 3000000717 | 132kV GIS Plug in relay | GIS.LCC.145SPR.A011 | ZSPR_FREE | ZSPR | EA | 1 | 0 | INR
2000 | Central Zone, Bhubaneswar | 2100 | EHT (O&M) Circle, Bhubaneswar | 2102 | EHT (O&M) Division,Bhubaneswar | C224 | 132/33 kV GIS S/S Mancheswar | 3000000717 | 132kV GIS Plug in relay | GIS.LCC.145SPR.A011 | ZSPR_FREE | ZSPR | EA | 1 | 0 | INR
2000 | Central Zone, Bhubaneswar | 2100 | EHT (O&M) Circle, Bhubaneswar | 2102 | EHT (O&M) Division,Bhubaneswar | C22A | 132/33 kV UNIT-VIII GIS S/S Bhubaneswar | 3000000718 | LED+DIODE of 145kV GIS | GIS.LCC.145SPR.A012 | ZSPR_FREE | ZSPR | EA | 1 | 0 | INR
2000 | Central Zone, Bhubaneswar | 2100 | EHT (O&M) Circle, Bhubaneswar | 2102 | EHT (O&M) Division,Bhubaneswar | C225 | 220/132/33 kV Chandaka-B (GIS) | 3000000718 | LED+DIODE of 145kV GIS | GIS.LCC.145SPR.A012 | ZSPR_FREE | ZSPR | EA | 1 | 0 | INR
2000 | Central Zone, Bhubaneswar | 2100 | EHT (O&M) Circle, Bhubaneswar | 2102 | EHT (O&M) Division,Bhubaneswar | C224 | 132/33 kV GIS S/S Mancheswar | 3000000718 | LED+DIODE of 145kV GIS | GIS.LCC.145SPR.A012 | ZSPR_FREE | ZSPR | EA | 1 | 0 | INR
2000 | Central Zone, Bhubaneswar | 2100 | EHT (O&M) Circle, Bhubaneswar | 2102 | EHT (O&M) Division,Bhubaneswar | C224 | 132/33 kV GIS S/S Mancheswar | 3000000719 | Terminal ext. socket of 145kV GIS | GIS.LCC.145SPR.A013 | ZSPR_FREE | ZSPR | NOS | 1 | 0 | INR
2000 | Central Zone, Bhubaneswar | 2100 | EHT (O&M) Circle, Bhubaneswar | 2102 | EHT (O&M) Division,Bhubaneswar | C225 | 220/132/33 kV Chandaka-B (GIS) | 3000000719 | Terminal ext. socket of 145kV GIS | GIS.LCC.145SPR.A013 | ZSPR_FREE | ZSPR | NOS | 1 | 0 | INR
2000 | Central Zone, Bhubaneswar | 2100 | EHT (O&M) Circle, Bhubaneswar | 2102 | EHT (O&M) Division,Bhubaneswar | C22A | 132/33 kV UNIT-VIII GIS S/S Bhubaneswar | 3000000719 | Terminal ext. socket of 145kV GIS | GIS.LCC.145SPR.A013 | ZSPR_FREE | ZSPR | NOS | 1 | 0 | INR
2000 | Central Zone, Bhubaneswar | 2100 | EHT (O&M) Circle, Bhubaneswar | 2102 | EHT (O&M) Division,Bhubaneswar | C224 | 132/33 kV GIS S/S Mancheswar | 3000000720 | 132kV GIS Interval time relay | GIS.LCC.145SPR.A014 | ZSPR_FREE | ZSPR | NOS | 1 | 0 | INR
2000 | Central Zone, Bhubaneswar | 2100 | EHT (O&M) Circle, Bhubaneswar | 2102 | EHT (O&M) Division,Bhubaneswar | C225 | 220/132/33 kV Chandaka-B (GIS) | 3000000720 | 132kV GIS Interval time relay | GIS.LCC.145SPR.A014 | ZSPR_FREE | ZSPR | NOS | 1 | 0 | INR
2000 | Central Zone, Bhubaneswar | 2100 | EHT (O&M) Circle, Bhubaneswar | 2102 | EHT (O&M) Division,Bhubaneswar | C22A | 132/33 kV UNIT-VIII GIS S/S Bhubaneswar | 3000000721 | 132kV GIS Bootlace lug | GIS.LCC.145SPR.A015 | ZSPR_FREE | ZSPR | NOS | 25 | 0 | INR
2000 | Central Zone, Bhubaneswar | 2100 | EHT (O&M) Circle, Bhubaneswar | 2102 | EHT (O&M) Division,Bhubaneswar | C224 | 132/33 kV GIS S/S Mancheswar | 3000000721 | 132kV GIS Bootlace lug | GIS.LCC.145SPR.A015 | ZSPR_FREE | ZSPR | NOS | 25 | 0 | INR
2000 | Central Zone, Bhubaneswar | 2100 | EHT (O&M) Circle, Bhubaneswar | 2102 | EHT (O&M) Division,Bhubaneswar | C224 | 132/33 kV GIS S/S Mancheswar | 3000000722 | Semaphore Light of 145kV GIS | GIS.LCC.145SPR.A018 | ZSPR_FREE | ZSPR | NOS | 1 | 0 | INR
2000 | Central Zone, Bhubaneswar | 2100 | EHT (O&M) Circle, Bhubaneswar | 2102 | EHT (O&M) Division,Bhubaneswar | C22A | 132/33 kV UNIT-VIII GIS S/S Bhubaneswar | 3000000722 | Semaphore Light of 145kV GIS | GIS.LCC.145SPR.A018 | ZSPR_FREE | ZSPR | NOS | 1 | 0 | INR
2000 | Central Zone, Bhubaneswar | 2100 | EHT (O&M) Circle, Bhubaneswar | 2102 | EHT (O&M) Division,Bhubaneswar | C22A | 132/33 kV UNIT-VIII GIS S/S Bhubaneswar | 3000000723 | 132kV GIS- door switch | GIS.LCC.145SPR.A020 | ZSPR_FREE | ZSPR | NOS | 1 | 0 | INR
2000 | Central Zone, Bhubaneswar | 2100 | EHT (O&M) Circle, Bhubaneswar | 2102 | EHT (O&M) Division,Bhubaneswar | C225 | 220/132/33 kV Chandaka-B (GIS) | 3000000723 | 132kV GIS- door switch | GIS.LCC.145SPR.A020 | ZSPR_FREE | ZSPR | NOS | 1 | 0 | INR
2000 | Central Zone, Bhubaneswar | 2100 | EHT (O&M) Circle, Bhubaneswar | 2102 | EHT (O&M) Division,Bhubaneswar | C224 | 132/33 kV GIS S/S Mancheswar | 3000000723 | 132kV GIS- door switch | GIS.LCC.145SPR.A020 | ZSPR_FREE | ZSPR | NOS | 1 | 0 | INR
2000 | Central Zone, Bhubaneswar | 2100 | EHT (O&M) Circle, Bhubaneswar | 2102 | EHT (O&M) Division,Bhubaneswar | C224 | 132/33 kV GIS S/S Mancheswar | 3000000724 | Light for LCC-LED of 145kV GIS | GIS.LCC.145SPR.A021 | ZSPR_FREE | ZSPR | NOS | 1 | 0 | INR
2000 | Central Zone, Bhubaneswar | 2100 | EHT (O&M) Circle, Bhubaneswar | 2102 | EHT (O&M) Division,Bhubaneswar | C22A | 132/33 kV UNIT-VIII GIS S/S Bhubaneswar | 3000000724 | Light for LCC-LED of 145kV GIS | GIS.LCC.145SPR.A021 | ZSPR_FREE | ZSPR | NOS | 1 | 0 | INR
2000 | Central Zone, Bhubaneswar | 2100 | EHT (O&M) Circle, Bhubaneswar | 2102 | EHT (O&M) Division,Bhubaneswar | C224 | 132/33 kV GIS S/S Mancheswar | 3000000725 | Heater(APT CONTROLS) of 145kV GIS | GIS.LCC.145SPR.A022 | ZSPR_FREE | ZSPR | NOS | 1 | 0 | INR
2000 | Central Zone, Bhubaneswar | 2100 | EHT (O&M) Circle, Bhubaneswar | 2102 | EHT (O&M) Division,Bhubaneswar | C22A | 132/33 kV UNIT-VIII GIS S/S Bhubaneswar | 3000000725 | Heater(APT CONTROLS) of 145kV GIS | GIS.LCC.145SPR.A022 | ZSPR_FREE | ZSPR | NOS | 1 | 0 | INR
2000 | Central Zone, Bhubaneswar | 2100 | EHT (O&M) Circle, Bhubaneswar | 2102 | EHT (O&M) Division,Bhubaneswar | C22A | 132/33 kV UNIT-VIII GIS S/S Bhubaneswar | 3000000726 | Thermostat for LCC of 145kV GIS | GIS.LCC.145SPR.A023 | ZSPR_FREE | ZSPR | NOS | 1 | 0 | INR
2000 | Central Zone, Bhubaneswar | 2100 | EHT (O&M) Circle, Bhubaneswar | 2102 | EHT (O&M) Division,Bhubaneswar | C225 | 220/132/33 kV Chandaka-B (GIS) | 3000000726 | Thermostat for LCC of 145kV GIS | GIS.LCC.145SPR.A023 | ZSPR_FREE | ZSPR | NOS | 1 | 0 | INR
2000 | Central Zone, Bhubaneswar | 2100 | EHT (O&M) Circle, Bhubaneswar | 2102 | EHT (O&M) Division,Bhubaneswar | C224 | 132/33 kV GIS S/S Mancheswar | 3000000726 | Thermostat for LCC of 145kV GIS | GIS.LCC.145SPR.A023 | ZSPR_FREE | ZSPR | NOS | 1 | 0 | INR
2000 | Central Zone, Bhubaneswar | 2100 | EHT (O&M) Circle, Bhubaneswar | 2102 | EHT (O&M) Division,Bhubaneswar | C224 | 132/33 kV GIS S/S Mancheswar | 3000000727 | Push button of diff type of 145kV GIS | GIS.LCC.145SPR.A024 | ZSPR_FREE | ZSPR | NOS | 1 | 0 | INR
2000 | Central Zone, Bhubaneswar | 2100 | EHT (O&M) Circle, Bhubaneswar | 2102 | EHT (O&M) Division,Bhubaneswar | C225 | 220/132/33 kV Chandaka-B (GIS) | 3000000727 | Push button of diff type of 145kV GIS | GIS.LCC.145SPR.A024 | ZSPR_FREE | ZSPR | NOS | 1 | 0 | INR
2000 | Central Zone, Bhubaneswar | 2100 | EHT (O&M) Circle, Bhubaneswar | 2102 | EHT (O&M) Division,Bhubaneswar | C22A | 132/33 kV UNIT-VIII GIS S/S Bhubaneswar | 3000000727 | Push button of diff type of 145kV GIS | GIS.LCC.145SPR.A024 | ZSPR_FREE | ZSPR | NOS | 1 | 0 | INR
2000 | Central Zone, Bhubaneswar | 2100 | EHT (O&M) Circle, Bhubaneswar | 2102 | EHT (O&M) Division,Bhubaneswar | C224 | 132/33 kV GIS S/S Mancheswar | 3000000728 | Aux. Contactor for Push button 145kV GIS | GIS.LCC.145SPR.A025 | ZSPR_FREE | ZSPR | NOS | 1 | 0 | INR
2000 | Central Zone, Bhubaneswar | 2100 | EHT (O&M) Circle, Bhubaneswar | 2102 | EHT (O&M) Division,Bhubaneswar | C225 | 220/132/33 kV Chandaka-B (GIS) | 3000000728 | Aux. Contactor for Push button 145kV GIS | GIS.LCC.145SPR.A025 | ZSPR_FREE | ZSPR | NOS | 1 | 0 | INR
2000 | Central Zone, Bhubaneswar | 2100 | EHT (O&M) Circle, Bhubaneswar | 2102 | EHT (O&M) Division,Bhubaneswar | C22A | 132/33 kV UNIT-VIII GIS S/S Bhubaneswar | 3000000728 | Aux. Contactor for Push button 145kV GIS | GIS.LCC.145SPR.A025 | ZSPR_FREE | ZSPR | NOS | 1 | 0 | INR
2000 | Central Zone, Bhubaneswar | 2100 | EHT (O&M) Circle, Bhubaneswar | 2102 | EHT (O&M) Division,Bhubaneswar | C224 | 132/33 kV GIS S/S Mancheswar | 3000000729 | Switches of all types of 145kV GIS | GIS.LCC.145SPR.A028 | ZSPR_FREE | ZSPR | NOS | 1 | 0 | INR
2000 | Central Zone, Bhubaneswar | 2100 | EHT (O&M) Circle, Bhubaneswar | 2102 | EHT (O&M) Division,Bhubaneswar | C225 | 220/132/33 kV Chandaka-B (GIS) | 3000000729 | Switches of all types of 145kV GIS | GIS.LCC.145SPR.A028 | ZSPR_FREE | ZSPR | NOS | 2 | 0 | INR
2000 | Central Zone, Bhubaneswar | 2100 | EHT (O&M) Circle, Bhubaneswar | 2102 | EHT (O&M) Division,Bhubaneswar | C22A | 132/33 kV UNIT-VIII GIS S/S Bhubaneswar | 3000000729 | Switches of all types of 145kV GIS | GIS.LCC.145SPR.A028 | ZSPR_FREE | ZSPR | NOS | 1 | 0 | INR
2000 | Central Zone, Bhubaneswar | 2100 | EHT (O&M) Circle, Bhubaneswar | 2102 | EHT (O&M) Division,Bhubaneswar | C22A | 132/33 kV UNIT-VIII GIS S/S Bhubaneswar | 3000000730 | TERMINAL BLOCK of 145kV GIS | GIS.LCC.145SPR.A030 | ZSPR_FREE | ZSPR | NOS | 5 | 0 | INR
2000 | Central Zone, Bhubaneswar | 2100 | EHT (O&M) Circle, Bhubaneswar | 2102 | EHT (O&M) Division,Bhubaneswar | C225 | 220/132/33 kV Chandaka-B (GIS) | 3000000730 | TERMINAL BLOCK of 145kV GIS | GIS.LCC.145SPR.A030 | ZSPR_FREE | ZSPR | NOS | 25 | 0 | INR
2000 | Central Zone, Bhubaneswar | 2100 | EHT (O&M) Circle, Bhubaneswar | 2102 | EHT (O&M) Division,Bhubaneswar | C224 | 132/33 kV GIS S/S Mancheswar | 3000000730 | TERMINAL BLOCK of 145kV GIS | GIS.LCC.145SPR.A030 | ZSPR_FREE | ZSPR | NOS | 5 | 0 | INR
2000 | Central Zone, Bhubaneswar | 2100 | EHT (O&M) Circle, Bhubaneswar | 2102 | EHT (O&M) Division,Bhubaneswar | C224 | 132/33 kV GIS S/S Mancheswar | 3000000731 | STUD TYPE CT TERMINAL OF 145KV GIS | GIS.LCC.145SPR.A034 | ZSPR_FREE | ZSPR | NOS | 5 | 0 | INR
2000 | Central Zone, Bhubaneswar | 2100 | EHT (O&M) Circle, Bhubaneswar | 2102 | EHT (O&M) Division,Bhubaneswar | C225 | 220/132/33 kV Chandaka-B (GIS) | 3000000731 | STUD TYPE CT TERMINAL OF 145KV GIS | GIS.LCC.145SPR.A034 | ZSPR_FREE | ZSPR | NOS | 1 | 0 | INR
2000 | Central Zone, Bhubaneswar | 2100 | EHT (O&M) Circle, Bhubaneswar | 2102 | EHT (O&M) Division,Bhubaneswar | C22A | 132/33 kV UNIT-VIII GIS S/S Bhubaneswar | 3000000731 | STUD TYPE CT TERMINAL OF 145KV GIS | GIS.LCC.145SPR.A034 | ZSPR_FREE | ZSPR | NOS | 5 | 0 | INR
2000 | Central Zone, Bhubaneswar | 2100 | EHT (O&M) Circle, Bhubaneswar | 2102 | EHT (O&M) Division,Bhubaneswar | C224 | 132/33 kV GIS S/S Mancheswar | 3000000732 | END CLAMP OF 145KV GIS | GIS.LCC.145SPR.A035 | ZSPR_FREE | ZSPR | NOS | 5 | 0 | INR
2000 | Central Zone, Bhubaneswar | 2100 | EHT (O&M) Circle, Bhubaneswar | 2102 | EHT (O&M) Division,Bhubaneswar | C22A | 132/33 kV UNIT-VIII GIS S/S Bhubaneswar | 3000000732 | END CLAMP OF 145KV GIS | GIS.LCC.145SPR.A035 | ZSPR_FREE | ZSPR | NOS | 5 | 0 | INR
2000 | Central Zone, Bhubaneswar | 2100 | EHT (O&M) Circle, Bhubaneswar | 2102 | EHT (O&M) Division,Bhubaneswar | C224 | 132/33 kV GIS S/S Mancheswar | 3000000733 | END PLATE OF 145KV GIS | GIS.LCC.145SPR.A036 | ZSPR_FREE | ZSPR | NOS | 10 | 0 | INR
2000 | Central Zone, Bhubaneswar | 2100 | EHT (O&M) Circle, Bhubaneswar | 2102 | EHT (O&M) Division,Bhubaneswar | C22A | 132/33 kV UNIT-VIII GIS S/S Bhubaneswar | 3000000733 | END PLATE OF 145KV GIS | GIS.LCC.145SPR.A036 | ZSPR_FREE | ZSPR | NOS | 5 | 0 | INR
2000 | Central Zone, Bhubaneswar | 2100 | EHT (O&M) Circle, Bhubaneswar | 2102 | EHT (O&M) Division,Bhubaneswar | C224 | 132/33 kV GIS S/S Mancheswar | 3000000734 | GROUP MARKER HOLDER OF 145KV GIS | GIS.LCC.145SPR.A039 | ZSPR_FREE | ZSPR | NOS | 5 | 0 | INR
2000 | Central Zone, Bhubaneswar | 2100 | EHT (O&M) Circle, Bhubaneswar | 2102 | EHT (O&M) Division,Bhubaneswar | C22A | 132/33 kV UNIT-VIII GIS S/S Bhubaneswar | 3000000734 | GROUP MARKER HOLDER OF 145KV GIS | GIS.LCC.145SPR.A039 | ZSPR_FREE | ZSPR | NOS | 5 | 0 | INR
2000 | Central Zone, Bhubaneswar | 2100 | EHT (O&M) Circle, Bhubaneswar | 2102 | EHT (O&M) Division,Bhubaneswar | C225 | 220/132/33 kV Chandaka-B (GIS) | 3000000735 | 132kV GIS FK mechanism for CB | GIS145FK.A001 | ZSPR_FREE | ZSPR | NOS | 1 | 0 | INR
2000 | Central Zone, Bhubaneswar | 2100 | EHT (O&M) Circle, Bhubaneswar | 2102 | EHT (O&M) Division,Bhubaneswar | CL22 | 220/132/33 kV T/L S/S S/D Chandaka-Line | 3000000736 | BALL CLEVIS/ BALL HOOK/ BALL LINK | HWF.BALL.HOOK.A001 | ZSPR_ACT | ZSPR | NOS | 16 | 2533.44 | INR
2000 | Central Zone, Bhubaneswar | 2100 | EHT (O&M) Circle, Bhubaneswar | 2102 | EHT (O&M) Division,Bhubaneswar | CL26 | 132/33 kV T/L S/S S/D Ranasinghpur_Line | 3000000739 | DS HARDWARE FITTING ACSR PANTHER | HWF.DS.A002 | ZSPR_ACT | ZSPR | NOS | 137 | 184851.36 | INR
2000 | Central Zone, Bhubaneswar | 2100 | EHT (O&M) Circle, Bhubaneswar | 2102 | EHT (O&M) Division,Bhubaneswar | CL23 | 132/33 kV T/L S/S S/D Bhubaneswar_Line | 3000000739 | DS HARDWARE FITTING ACSR PANTHER | HWF.DS.A002 | ZSPR_FREE | ZSPR | NOS | 12 | 0 | INR
2000 | Central Zone, Bhubaneswar | 2100 | EHT (O&M) Circle, Bhubaneswar | 2102 | EHT (O&M) Division,Bhubaneswar | CL22 | 220/132/33 kV T/L S/S S/D Chandaka-Line | 3000000740 | DS HARDWARE FITTING ACSR ZEBRA | HWF.DS.A003 | ZSPR_ACT | ZSPR | NOS | 135 | 331155 | INR
2000 | Central Zone, Bhubaneswar | 2100 | EHT (O&M) Circle, Bhubaneswar | 2102 | EHT (O&M) Division,Bhubaneswar | CL26 | 132/33 kV T/L S/S S/D Ranasinghpur_Line | 3000000757 | DS for HTLS conductor | HWF.DS.HTLS.A001 | ZSPR_ACT | ZSPR | SET | 4 | 0.04 | INR
2000 | Central Zone, Bhubaneswar | 2100 | EHT (O&M) Circle, Bhubaneswar | 2102 | EHT (O&M) Division,Bhubaneswar | CL23 | 132/33 kV T/L S/S S/D Bhubaneswar_Line | 3000000799 | DT Hard ware fittings -120 KN insulator | HWF.DT.A002 | ZSPR_ACT | ZSPR | NOS | 4 | 6926.96 | INR
2000 | Central Zone, Bhubaneswar | 2100 | EHT (O&M) Circle, Bhubaneswar | 2102 | EHT (O&M) Division,Bhubaneswar | CL26 | 132/33 kV T/L S/S S/D Ranasinghpur_Line | 3000000799 | DT Hard ware fittings -120 KN insulator | HWF.DT.A002 | ZSPR_ACT | ZSPR | NOS | 6 | 10390.44 | INR
2000 | Central Zone, Bhubaneswar | 2100 | EHT (O&M) Circle, Bhubaneswar | 2102 | EHT (O&M) Division,Bhubaneswar | C222 | 220/132/33 kV T/L S/S S/D Chandaka | 3000000800 | DT HARDWARE FITTING ACSR ZEBRA | HWF.DT.A003 | ZSPR_ACT | ZSPR | NOS | 4 | 20805.06 | INR
2000 | Central Zone, Bhubaneswar | 2100 | EHT (O&M) Circle, Bhubaneswar | 2102 | EHT (O&M) Division,Bhubaneswar | CL22 | 220/132/33 kV T/L S/S S/D Chandaka-Line | 3000000800 | DT HARDWARE FITTING ACSR ZEBRA | HWF.DT.A003 | ZSPR_ACT | ZSPR | NOS | 145 | 754183.39 | INR
2000 | Central Zone, Bhubaneswar | 2100 | EHT (O&M) Circle, Bhubaneswar | 2102 | EHT (O&M) Division,Bhubaneswar | CL23 | 132/33 kV T/L S/S S/D Bhubaneswar_Line | 3000000800 | DT HARDWARE FITTING ACSR ZEBRA | HWF.DT.A003 | ZSPR_FREE | ZSPR | NOS | 3 | 0 | INR
2000 | Central Zone, Bhubaneswar | 2100 | EHT (O&M) Circle, Bhubaneswar | 2102 | EHT (O&M) Division,Bhubaneswar | C223 | 132/33 kV T/L S/S S/D Bhubaneswar | 3000000802 | DT HARDWARE FITTING ACSR TWIN ZEBRA | HWF.DT.A005 | ZSPR_ACT | ZSPR | NOS | 6 | 21838.62 | INR
2000 | Central Zone, Bhubaneswar | 2100 | EHT (O&M) Circle, Bhubaneswar | 2102 | EHT (O&M) Division,Bhubaneswar | C222 | 220/132/33 kV T/L S/S S/D Chandaka | 3000000803 | DT HARDWARE FITTING FOR ACSR PANTHER | HWF.DT.A006 | ZSPR_ACT | ZSPR | NOS | 25 | 90000 | INR
2000 | Central Zone, Bhubaneswar | 2100 | EHT (O&M) Circle, Bhubaneswar | 2102 | EHT (O&M) Division,Bhubaneswar | C227 | 132/33 kV T/L S/S S/D Badagada | 3000000804 | DT HARDWARE FITTING AAAC PANTHER | HWF.DT.A009 | ZSPR_ACT | ZSPR | NOS | 10 | 341232 | INR
2000 | Central Zone, Bhubaneswar | 2100 | EHT (O&M) Circle, Bhubaneswar | 2102 | EHT (O&M) Division,Bhubaneswar | C227 | 132/33 kV T/L S/S S/D Badagada | 3000000806 | DT HARDWARE FITTING AAAC MOOSE | HWF.DT.A011 | ZSPR_ACT | ZSPR | NOS | 5 | 20790 | INR
2000 | Central Zone, Bhubaneswar | 2100 | EHT (O&M) Circle, Bhubaneswar | 2102 | EHT (O&M) Division,Bhubaneswar | CL26 | 132/33 kV T/L S/S S/D Ranasinghpur_Line | 3000000819 | ST/DT Dead End Set-HTLS conductor | HWF.HTLS.A001 | ZSPR_ACT | ZSPR | SET | 10 | 0.1 | INR
2000 | Central Zone, Bhubaneswar | 2100 | EHT (O&M) Circle, Bhubaneswar | 2102 | EHT (O&M) Division,Bhubaneswar | CL22 | 220/132/33 kV T/L S/S S/D Chandaka-Line | 3000000824 | SUSPENSION CLAMP FOR 7/3.15MM EARTHWIRE | HWF.SC.EW.A002 | ZSPR_ACT | ZSPR | NOS | 9 | 1846.71 | INR
2000 | Central Zone, Bhubaneswar | 2100 | EHT (O&M) Circle, Bhubaneswar | 2102 | EHT (O&M) Division,Bhubaneswar | CL26 | 132/33 kV T/L S/S S/D Ranasinghpur_Line | 3000000824 | SUSPENSION CLAMP FOR 7/3.15MM EARTHWIRE | HWF.SC.EW.A002 | ZSPR_US | ZSPR | NOS | 5 | 1025.95 | INR
2000 | Central Zone, Bhubaneswar | 2100 | EHT (O&M) Circle, Bhubaneswar | 2102 | EHT (O&M) Division,Bhubaneswar | C222 | 220/132/33 kV T/L S/S S/D Chandaka | 3000000825 | SUSPENSION CLAMP FOR 7/3.66MM EARTHWIRE | HWF.SC.EW.A003 | ZSPR_ACT | ZSPR | NOS | 25 | 7500 | INR
2000 | Central Zone, Bhubaneswar | 2100 | EHT (O&M) Circle, Bhubaneswar | 2102 | EHT (O&M) Division,Bhubaneswar | CL23 | 132/33 kV T/L S/S S/D Bhubaneswar_Line | 3000000846 | SS HARDWARE FITTING ACSR PANTHER | HWF.SS.A002 | ZSPR_FREE | ZSPR | NOS | 33 | 0 | INR
2000 | Central Zone, Bhubaneswar | 2100 | EHT (O&M) Circle, Bhubaneswar | 2102 | EHT (O&M) Division,Bhubaneswar | CL26 | 132/33 kV T/L S/S S/D Ranasinghpur_Line | 3000000846 | SS HARDWARE FITTING ACSR PANTHER | HWF.SS.A002 | ZSPR_ACT | ZSPR | NOS | 100 | 180384.82 | INR
2000 | Central Zone, Bhubaneswar | 2100 | EHT (O&M) Circle, Bhubaneswar | 2102 | EHT (O&M) Division,Bhubaneswar | C222 | 220/132/33 kV T/L S/S S/D Chandaka | 3000000846 | SS HARDWARE FITTING ACSR PANTHER | HWF.SS.A002 | ZSPR_ACT | ZSPR | NOS | 12 | 21646.18 | INR
2000 | Central Zone, Bhubaneswar | 2100 | EHT (O&M) Circle, Bhubaneswar | 2102 | EHT (O&M) Division,Bhubaneswar | C229 | 220/33 kV Infocity-II (GIS) | 3000000847 | SS HARDWARE FITTING ACSR ZEBRA | HWF.SS.A003 | ZSPR_FREE | ZSPR | NOS | 1 | 0 | INR
2000 | Central Zone, Bhubaneswar | 2100 | EHT (O&M) Circle, Bhubaneswar | 2102 | EHT (O&M) Division,Bhubaneswar | CL22 | 220/132/33 kV T/L S/S S/D Chandaka-Line | 3000000847 | SS HARDWARE FITTING ACSR ZEBRA | HWF.SS.A003 | ZSPR_ACT | ZSPR | NOS | 30 | 119453.38 | INR
2000 | Central Zone, Bhubaneswar | 2100 | EHT (O&M) Circle, Bhubaneswar | 2102 | EHT (O&M) Division,Bhubaneswar | C222 | 220/132/33 kV T/L S/S S/D Chandaka | 3000000848 | SS H/W Fitting ACSR Moose | HWF.SS.A004 | ZSPR_ACT | ZSPR | NOS | 11 | 84000 | INR
2000 | Central Zone, Bhubaneswar | 2100 | EHT (O&M) Circle, Bhubaneswar | 2102 | EHT (O&M) Division,Bhubaneswar | C227 | 132/33 kV T/L S/S S/D Badagada | 3000000851 | SS HWFFOR AAAC PANTHER CONDUCTOR | HWF.SS.A009 | ZSPR_ACT | ZSPR | NOS | 1 | 420.51 | INR
2000 | Central Zone, Bhubaneswar | 2100 | EHT (O&M) Circle, Bhubaneswar | 2102 | EHT (O&M) Division,Bhubaneswar | CL23 | 132/33 kV T/L S/S S/D Bhubaneswar_Line | 3000000865 | SS HWF CLAMP FOR ACSR PANTHER CONDUCTOR | HWF.SS.C002 | ZSPR_ACT | ZSPR | NOS | 23 | 19241.34 | INR
2000 | Central Zone, Bhubaneswar | 2100 | EHT (O&M) Circle, Bhubaneswar | 2102 | EHT (O&M) Division,Bhubaneswar | CL26 | 132/33 kV T/L S/S S/D Ranasinghpur_Line | 3000000865 | SS HWF CLAMP FOR ACSR PANTHER CONDUCTOR | HWF.SS.C002 | ZSPR_ACT | ZSPR | NOS | 3 | 2509.74 | INR
2000 | Central Zone, Bhubaneswar | 2100 | EHT (O&M) Circle, Bhubaneswar | 2102 | EHT (O&M) Division,Bhubaneswar | C223 | 132/33 kV T/L S/S S/D Bhubaneswar | 3000000867 | CLAMP OF SS HWF FOR ACSR MOOSE | HWF.SS.C004 | ZSPR_ACT | ZSPR | NOS | 6 | 4686 | INR
2000 | Central Zone, Bhubaneswar | 2100 | EHT (O&M) Circle, Bhubaneswar | 2102 | EHT (O&M) Division,Bhubaneswar | C223 | 132/33 kV T/L S/S S/D Bhubaneswar | 3000000868 | CLAMP OF SS HWF FOR ACSR TWIN ZEBRA | HWF.SS.C005 | ZSPR_ACT | ZSPR | NOS | 5 | 3090 | INR
2000 | Central Zone, Bhubaneswar | 2100 | EHT (O&M) Circle, Bhubaneswar | 2102 | EHT (O&M) Division,Bhubaneswar | CL23 | 132/33 kV T/L S/S S/D Bhubaneswar_Line | 3000000871 | ARCING HORN OF SS HWF FOR ACSR PANTHER | HWF.SS.D002 | ZSPR_ACT | ZSPR | NOS | 29 | 24245.15 | INR
2000 | Central Zone, Bhubaneswar | 2100 | EHT (O&M) Circle, Bhubaneswar | 2102 | EHT (O&M) Division,Bhubaneswar | CL22 | 220/132/33 kV T/L S/S S/D Chandaka-Line | 3000000872 | ARCING HORN OF SS HWF FOR ACSR ZEBRA | HWF.SS.D003 | ZSPR_ACT | ZSPR | NOS | 3 | 1050 | INR
2000 | Central Zone, Bhubaneswar | 2100 | EHT (O&M) Circle, Bhubaneswar | 2102 | EHT (O&M) Division,Bhubaneswar | CL22 | 220/132/33 kV T/L S/S S/D Chandaka-Line | 3000000872 | ARCING HORN OF SS HWF FOR ACSR ZEBRA | HWF.SS.D003 | ZSPR_SH | ZSPR | NOS | 34 | 3358.86 | INR
2000 | Central Zone, Bhubaneswar | 2100 | EHT (O&M) Circle, Bhubaneswar | 2102 | EHT (O&M) Division,Bhubaneswar | CL26 | 132/33 kV T/L S/S S/D Ranasinghpur_Line | 3000000875 | SS fittings of HTLS conductor | HWF.SS.HTLS.A001 | ZSPR_ACT | ZSPR | SET | 38 | 0.38 | INR
2000 | Central Zone, Bhubaneswar | 2100 | EHT (O&M) Circle, Bhubaneswar | 2102 | EHT (O&M) Division,Bhubaneswar | CL26 | 132/33 kV T/L S/S S/D Ranasinghpur_Line | 3000000877 | ST Hard wares fittings 120KN insulator | HWF.ST.A002 | ZSPR_ACT | ZSPR | NOS | 13 | 17808.05 | INR
2000 | Central Zone, Bhubaneswar | 2100 | EHT (O&M) Circle, Bhubaneswar | 2102 | EHT (O&M) Division,Bhubaneswar | CL23 | 132/33 kV T/L S/S S/D Bhubaneswar_Line | 3000000877 | ST Hard wares fittings 120KN insulator | HWF.ST.A002 | ZSPR_FREE | ZSPR | NOS | 46 | 0 | INR
2000 | Central Zone, Bhubaneswar | 2100 | EHT (O&M) Circle, Bhubaneswar | 2102 | EHT (O&M) Division,Bhubaneswar | C229 | 220/33 kV Infocity-II (GIS) | 3000000878 | ST HWF FOR ACSR ZEBRA | HWF.ST.A003 | ZSPR_FREE | ZSPR | NOS | 1 | 0 | INR
2000 | Central Zone, Bhubaneswar | 2100 | EHT (O&M) Circle, Bhubaneswar | 2102 | EHT (O&M) Division,Bhubaneswar | CL23 | 132/33 kV T/L S/S S/D Bhubaneswar_Line | 3000000878 | ST HWF FOR ACSR ZEBRA | HWF.ST.A003 | ZSPR_FREE | ZSPR | NOS | 10 | 0 | INR
2000 | Central Zone, Bhubaneswar | 2100 | EHT (O&M) Circle, Bhubaneswar | 2102 | EHT (O&M) Division,Bhubaneswar | C222 | 220/132/33 kV T/L S/S S/D Chandaka | 3000000879 | Single Tension H/W Fitting ACSR Moose | HWF.ST.A004 | ZSPR_ACT | ZSPR | SET | 20 | 160000 | INR
2000 | Central Zone, Bhubaneswar | 2100 | EHT (O&M) Circle, Bhubaneswar | 2102 | EHT (O&M) Division,Bhubaneswar | C227 | 132/33 kV T/L S/S S/D Badagada | 3000000883 | ST HWF FOR AAAC PANTHER | HWF.ST.A009 | ZSPR_ACT | ZSPR | NOS | 7 | 49 | INR
2000 | Central Zone, Bhubaneswar | 2100 | EHT (O&M) Circle, Bhubaneswar | 2102 | EHT (O&M) Division,Bhubaneswar | CL22 | 220/132/33 kV T/L S/S S/D Chandaka-Line | 3000000894 | DEAD END CLAMP OF ST HWF FOR ACSR ZEBRA | HWF.ST.C003 | ZSPR_ACT | ZSPR | NOS | 2 | 3071.54 | INR
2000 | Central Zone, Bhubaneswar | 2100 | EHT (O&M) Circle, Bhubaneswar | 2102 | EHT (O&M) Division,Bhubaneswar | CL22 | 220/132/33 kV T/L S/S S/D Chandaka-Line | 3000000901 | ARCING HORN OF ST HWF FOR ACSR ZEBRA | HWF.ST.D003 | ZSPR_ACT | ZSPR | NOS | 3 | 1050 | INR
2000 | Central Zone, Bhubaneswar | 2100 | EHT (O&M) Circle, Bhubaneswar | 2102 | EHT (O&M) Division,Bhubaneswar | CL23 | 132/33 kV T/L S/S S/D Bhubaneswar_Line | 3000000906 | TENSION CLAMP FOR EARTHWIRE | HWF.TC.EW.A002 | ZSPR_FREE | ZSPR | NOS | 4 | 0 | INR
2000 | Central Zone, Bhubaneswar | 2100 | EHT (O&M) Circle, Bhubaneswar | 2102 | EHT (O&M) Division,Bhubaneswar | CL22 | 220/132/33 kV T/L S/S S/D Chandaka-Line | 3000000906 | TENSION CLAMP FOR EARTHWIRE | HWF.TC.EW.A002 | ZSPR_ACT | ZSPR | NOS | 4 | 1042.24 | INR
2000 | Central Zone, Bhubaneswar | 2100 | EHT (O&M) Circle, Bhubaneswar | 2102 | EHT (O&M) Division,Bhubaneswar | C222 | 220/132/33 kV T/L S/S S/D Chandaka | 3000000907 | TENSION CLAMP FOR 7/3.66 MM EARTH WIRE | HWF.TC.EW.A003 | ZSPR_ACT | ZSPR | NOS | 8 | 2800 | INR
2000 | Central Zone, Bhubaneswar | 2100 | EHT (O&M) Circle, Bhubaneswar | 2102 | EHT (O&M) Division,Bhubaneswar | C225 | 220/132/33 kV Chandaka-B (GIS) | 3000000919 | Indoor Receptacle Board | ILWR.SW.BOARD.D001 | ZSPR_FREE | ZSPR | SET | 2 | 0 | INR
2000 | Central Zone, Bhubaneswar | 2100 | EHT (O&M) Circle, Bhubaneswar | 2102 | EHT (O&M) Division,Bhubaneswar | C223 | 132/33 kV T/L S/S S/D Bhubaneswar | 3000000921 | Push Buttons with Indication | ILWR.SWITCH.A002 | ZSPR_ACT | ZSPR | NOS | 18 | 2268 | INR
2000 | Central Zone, Bhubaneswar | 2100 | EHT (O&M) Circle, Bhubaneswar | 2102 | EHT (O&M) Division,Bhubaneswar | C228 | 220/132/33 kV T/L S/S S/D Pratapsasan | 3000000931 | 90KN ANTIFOG DISC INSULATOR | INS.AF.DISC.B002 | ZSPR_ACT | ZSPR | NOS | 160 | 40065.6 | INR
2000 | Central Zone, Bhubaneswar | 2100 | EHT (O&M) Circle, Bhubaneswar | 2102 | EHT (O&M) Division,Bhubaneswar | C229 | 220/33 kV Infocity-II (GIS) | 3000000933 | 160KN ANTIFOG DISC INSULATOR | INS.AF.DISC.B004 | ZSPR_FREE | ZSPR | NOS | 30 | 0 | INR
2000 | Central Zone, Bhubaneswar | 2100 | EHT (O&M) Circle, Bhubaneswar | 2102 | EHT (O&M) Division,Bhubaneswar | C229 | 220/33 kV Infocity-II (GIS) | 3000000943 | 33 KV Bus Post Insulator | INS.POR.BPI.C001 | ZSPR_FREE | ZSPR | NOS | 1 | 0 | INR
2000 | Central Zone, Bhubaneswar | 2100 | EHT (O&M) Circle, Bhubaneswar | 2102 | EHT (O&M) Division,Bhubaneswar | C228 | 220/132/33 kV T/L S/S S/D Pratapsasan | 3000000943 | 33 KV Bus Post Insulator | INS.POR.BPI.C001 | ZSPR_ACT | ZSPR | NOS | 8 | 19068.8 | INR
2000 | Central Zone, Bhubaneswar | 2100 | EHT (O&M) Circle, Bhubaneswar | 2102 | EHT (O&M) Division,Bhubaneswar | C228 | 220/132/33 kV T/L S/S S/D Pratapsasan | 3000000944 | 132 KV BUS POST INSULATORS | INS.POR.BPI.D001 | ZSPR_ACT | ZSPR | NOS | 7 | 83450.78 | INR
2000 | Central Zone, Bhubaneswar | 2100 | EHT (O&M) Circle, Bhubaneswar | 2102 | EHT (O&M) Division,Bhubaneswar | C228 | 220/132/33 kV T/L S/S S/D Pratapsasan | 3000000944 | 132 KV BUS POST INSULATORS | INS.POR.BPI.D001 | ZSPR_US | ZSPR | NOS | 1 | 11921.54 | INR
2000 | Central Zone, Bhubaneswar | 2100 | EHT (O&M) Circle, Bhubaneswar | 2102 | EHT (O&M) Division,Bhubaneswar | CL23 | 132/33 kV T/L S/S S/D Bhubaneswar_Line | 3000000946 | 70KN PORCELAIN DISC INSULATOR | INS.POR.DISC.B001 | ZSPR_FREE | ZSPR | NOS | 909 | 0 | INR
2000 | Central Zone, Bhubaneswar | 2100 | EHT (O&M) Circle, Bhubaneswar | 2102 | EHT (O&M) Division,Bhubaneswar | C229 | 220/33 kV Infocity-II (GIS) | 3000000947 | 90KN PORCELAIN DISC INSULATOR | INS.POR.DISC.B002 | ZSPR_FREE | ZSPR | NOS | 13 | 0 | INR
2000 | Central Zone, Bhubaneswar | 2100 | EHT (O&M) Circle, Bhubaneswar | 2102 | EHT (O&M) Division,Bhubaneswar | CL22 | 220/132/33 kV T/L S/S S/D Chandaka-Line | 3000000947 | 90KN PORCELAIN DISC INSULATOR | INS.POR.DISC.B002 | ZSPR_ACT | ZSPR | NOS | 3139 | 107827.47 | INR
2000 | Central Zone, Bhubaneswar | 2100 | EHT (O&M) Circle, Bhubaneswar | 2102 | EHT (O&M) Division,Bhubaneswar | C227 | 132/33 kV T/L S/S S/D Badagada | 3000000947 | 90KN PORCELAIN DISC INSULATOR | INS.POR.DISC.B002 | ZSPR_ACT | ZSPR | NOS | 30 | 1030.53 | INR
2000 | Central Zone, Bhubaneswar | 2100 | EHT (O&M) Circle, Bhubaneswar | 2102 | EHT (O&M) Division,Bhubaneswar | C227 | 132/33 kV T/L S/S S/D Badagada | 3000000948 | 120KN PORCELAIN DISC INSULATOR | INS.POR.DISC.B003 | ZSPR_SCRAP | ZSPR | NOS | 155 | 29380.25 | INR
2000 | Central Zone, Bhubaneswar | 2100 | EHT (O&M) Circle, Bhubaneswar | 2102 | EHT (O&M) Division,Bhubaneswar | CL26 | 132/33 kV T/L S/S S/D Ranasinghpur_Line | 3000000948 | 120KN PORCELAIN DISC INSULATOR | INS.POR.DISC.B003 | ZSPR_ACT | ZSPR | NOS | 10 | 1895.5 | INR
2000 | Central Zone, Bhubaneswar | 2100 | EHT (O&M) Circle, Bhubaneswar | 2102 | EHT (O&M) Division,Bhubaneswar | C227 | 132/33 kV T/L S/S S/D Badagada | 3000000948 | 120KN PORCELAIN DISC INSULATOR | INS.POR.DISC.B003 | ZSPR_ACT | ZSPR | NOS | 100 | 18955 | INR
2000 | Central Zone, Bhubaneswar | 2100 | EHT (O&M) Circle, Bhubaneswar | 2102 | EHT (O&M) Division,Bhubaneswar | CL22 | 220/132/33 kV T/L S/S S/D Chandaka-Line | 3000000949 | 160KN PORCELAIN DISC INSULATOR | INS.POR.DISC.B004 | ZSPR_ACT | ZSPR | NOS | 8595 | 735791.95 | INR
2000 | Central Zone, Bhubaneswar | 2100 | EHT (O&M) Circle, Bhubaneswar | 2102 | EHT (O&M) Division,Bhubaneswar | C227 | 132/33 kV T/L S/S S/D Badagada | 3000000954 | 132KV LR 90KN PORCELAIN INSULATOR | INS.POR.LR.D002 | ZSPR_ACT | ZSPR | NOS | 60 | 480746.6 | INR
2000 | Central Zone, Bhubaneswar | 2100 | EHT (O&M) Circle, Bhubaneswar | 2102 | EHT (O&M) Division,Bhubaneswar | C228 | 220/132/33 kV T/L S/S S/D Pratapsasan | 3000000954 | 132KV LR 90KN PORCELAIN INSULATOR | INS.POR.LR.D002 | ZSPR_ACT | ZSPR | NOS | 150 | 1201866.49 | INR
2000 | Central Zone, Bhubaneswar | 2100 | EHT (O&M) Circle, Bhubaneswar | 2102 | EHT (O&M) Division,Bhubaneswar | CL26 | 132/33 kV T/L S/S S/D Ranasinghpur_Line | 3000000954 | 132KV LR 90KN PORCELAIN INSULATOR | INS.POR.LR.D002 | ZSPR_ACT | ZSPR | NOS | 179 | 1434227.34 | INR
2000 | Central Zone, Bhubaneswar | 2100 | EHT (O&M) Circle, Bhubaneswar | 2102 | EHT (O&M) Division,Bhubaneswar | CL26 | 132/33 kV T/L S/S S/D Ranasinghpur_Line | 3000000955 | 120KN 132 KV PORCELAIN LONG ROD | INS.POR.LR.D003 | ZSPR_ACT | ZSPR | NOS | 412 | 4400639.03 | INR
2000 | Central Zone, Bhubaneswar | 2100 | EHT (O&M) Circle, Bhubaneswar | 2102 | EHT (O&M) Division,Bhubaneswar | CL23 | 132/33 kV T/L S/S S/D Bhubaneswar_Line | 3000000955 | 120KN 132 KV PORCELAIN LONG ROD | INS.POR.LR.D003 | ZSPR_SH | ZSPR | NOS | 1 | 0.01 | INR
2000 | Central Zone, Bhubaneswar | 2100 | EHT (O&M) Circle, Bhubaneswar | 2102 | EHT (O&M) Division,Bhubaneswar | C227 | 132/33 kV T/L S/S S/D Badagada | 3000000955 | 120KN 132 KV PORCELAIN LONG ROD | INS.POR.LR.D003 | ZSPR_ACT | ZSPR | NOS | 10 | 106811.63 | INR
2000 | Central Zone, Bhubaneswar | 2100 | EHT (O&M) Circle, Bhubaneswar | 2102 | EHT (O&M) Division,Bhubaneswar | C228 | 220/132/33 kV T/L S/S S/D Pratapsasan | 3000000955 | 120KN 132 KV PORCELAIN LONG ROD | INS.POR.LR.D003 | ZSPR_ACT | ZSPR | NOS | 372 | 3973392.53 | INR
2000 | Central Zone, Bhubaneswar | 2100 | EHT (O&M) Circle, Bhubaneswar | 2102 | EHT (O&M) Division,Bhubaneswar | C229 | 220/33 kV Infocity-II (GIS) | 3000000956 | 120KN 220 KV PORCELAIN LONG ROD | INS.POR.LR.E003 | ZSPR_FREE | ZSPR | NOS | 0 | 0 | INR
2000 | Central Zone, Bhubaneswar | 2100 | EHT (O&M) Circle, Bhubaneswar | 2102 | EHT (O&M) Division,Bhubaneswar | C229 | 220/33 kV Infocity-II (GIS) | 3000000956 | 120KN 220 KV PORCELAIN LONG ROD | INS.POR.LR.E003 | ZSPR_SUP | ZSPR | NOS | 5 | 0 | INR
2000 | Central Zone, Bhubaneswar | 2100 | EHT (O&M) Circle, Bhubaneswar | 2102 | EHT (O&M) Division,Bhubaneswar | CL22 | 220/132/33 kV T/L S/S S/D Chandaka-Line | 3000000962 | 220KV 90KN Silicon Rubber LR Insulator. | INS.S.RUBBERLR.E001 | ZSPR_SH | ZSPR | NOS | 7 | 26026 | INR
2000 | Central Zone, Bhubaneswar | 2100 | EHT (O&M) Circle, Bhubaneswar | 2102 | EHT (O&M) Division,Bhubaneswar | CL22 | 220/132/33 kV T/L S/S S/D Chandaka-Line | 3000000963 | 220KV 160KN Silicon Rubber LR Insulator. | INS.S.RUBBERLR.E002 | ZSPR_SH | ZSPR | NOS | 14 | 59455.9 | INR
2000 | Central Zone, Bhubaneswar | 2100 | EHT (O&M) Circle, Bhubaneswar | 2102 | EHT (O&M) Division,Bhubaneswar | CL22 | 220/132/33 kV T/L S/S S/D Chandaka-Line | 3000000963 | 220KV 160KN Silicon Rubber LR Insulator. | INS.S.RUBBERLR.E002 | ZSPR_ACT | ZSPR | NOS | 200 | 1144845 | INR
2000 | Central Zone, Bhubaneswar | 2100 | EHT (O&M) Circle, Bhubaneswar | 2102 | EHT (O&M) Division,Bhubaneswar | C227 | 132/33 kV T/L S/S S/D Badagada | 3000000964 | SPINDLE FOR 90KN INSULATOR | INS.SPINDLE.A001 | ZSPR_ACT | ZSPR | NOS | 1 | 40.44 | INR
2000 | Central Zone, Bhubaneswar | 2100 | EHT (O&M) Circle, Bhubaneswar | 2102 | EHT (O&M) Division,Bhubaneswar | C227 | 132/33 kV T/L S/S S/D Badagada | 3000000965 | SPINDLE FOR 120KN INSULATOR | INS.SPINDLE.A002 | ZSPR_ACT | ZSPR | NOS | 15 | 851.55 | INR
2000 | Central Zone, Bhubaneswar | 2100 | EHT (O&M) Circle, Bhubaneswar | 2102 | EHT (O&M) Division,Bhubaneswar | C226 | 132/33 kV T/L S/S S/D Ranasinghpur | 3000000976 | ACDB for Yard Kiosk | MISC.ACDB.A001 | ZSPR_ACT | ZSPR | NOS | 2 | 1180937 | INR
2000 | Central Zone, Bhubaneswar | 2100 | EHT (O&M) Circle, Bhubaneswar | 2102 | EHT (O&M) Division,Bhubaneswar | C223 | 132/33 kV T/L S/S S/D Bhubaneswar | 3000000982 | ALLUMINIUM BINDING TAPE | MISC.ALBINDTAPE.A001 | ZSPR_ACT | ZSPR | KG | 5 | 4459 | INR
2000 | Central Zone, Bhubaneswar | 2100 | EHT (O&M) Circle, Bhubaneswar | 2102 | EHT (O&M) Division,Bhubaneswar | C229 | 220/33 kV Infocity-II (GIS) | 3000000984 | Battery Stand | MISC.B.STAND.A001 | ZSPR_US | ZSPR | NOS | 2 | 0 | INR
2000 | Central Zone, Bhubaneswar | 2100 | EHT (O&M) Circle, Bhubaneswar | 2102 | EHT (O&M) Division,Bhubaneswar | C226 | 132/33 kV T/L S/S S/D Ranasinghpur | 3000000987 | CHANNELS in kg | MISC.CHANNEL.A001 | ZSPR_ACT | ZSPR | KG | 25 | 1725 | INR
2000 | Central Zone, Bhubaneswar | 2100 | EHT (O&M) Circle, Bhubaneswar | 2102 | EHT (O&M) Division,Bhubaneswar | C226 | 132/33 kV T/L S/S S/D Ranasinghpur | 3000000992 | PT/IVT/CVT CONSOLE BOX | MISC.CONSOLE.A001 | ZSPR_ACT | ZSPR | NOS | 4 | 40000 | INR
2000 | Central Zone, Bhubaneswar | 2100 | EHT (O&M) Circle, Bhubaneswar | 2102 | EHT (O&M) Division,Bhubaneswar | C226 | 132/33 kV T/L S/S S/D Ranasinghpur | 3000000992 | PT/IVT/CVT CONSOLE BOX | MISC.CONSOLE.A001 | ZSPR_US | ZSPR | NOS | 15 | 3750 | INR
2000 | Central Zone, Bhubaneswar | 2100 | EHT (O&M) Circle, Bhubaneswar | 2102 | EHT (O&M) Division,Bhubaneswar | C222 | 220/132/33 kV T/L S/S S/D Chandaka | 3000001002 | EMPTY Tfr OIL BARREL | MISC.EMPTYBRL.A001 | ZSPR_ACT | ZSPR | NOS | 140 | 40344.66 | INR
2000 | Central Zone, Bhubaneswar | 2100 | EHT (O&M) Circle, Bhubaneswar | 2102 | EHT (O&M) Division,Bhubaneswar | C226 | 132/33 kV T/L S/S S/D Ranasinghpur | 3000001002 | EMPTY Tfr OIL BARREL | MISC.EMPTYBRL.A001 | ZSPR_ACT | ZSPR | NOS | 48 | 13832.46 | INR
2000 | Central Zone, Bhubaneswar | 2100 | EHT (O&M) Circle, Bhubaneswar | 2102 | EHT (O&M) Division,Bhubaneswar | C229 | 220/33 kV Infocity-II (GIS) | 3000001002 | EMPTY Tfr OIL BARREL | MISC.EMPTYBRL.A001 | ZSPR_SCRAP | ZSPR | NOS | 54 | 0 | INR
2000 | Central Zone, Bhubaneswar | 2100 | EHT (O&M) Circle, Bhubaneswar | 2102 | EHT (O&M) Division,Bhubaneswar | C225 | 220/132/33 kV Chandaka-B (GIS) | 3000001007 | FLEXIBLE COPPER EARTH BOND | MISC.FL.CU.BOND.A001 | ZSPR_ACT | ZSPR | NOS | 13 | 9758.18 | INR
2000 | Central Zone, Bhubaneswar | 2100 | EHT (O&M) Circle, Bhubaneswar | 2102 | EHT (O&M) Division,Bhubaneswar | CL22 | 220/132/33 kV T/L S/S S/D Chandaka-Line | 3000001007 | FLEXIBLE COPPER EARTH BOND | MISC.FL.CU.BOND.A001 | ZSPR_ACT | ZSPR | NOS | 11 | 8256.93 | INR
2000 | Central Zone, Bhubaneswar | 2100 | EHT (O&M) Circle, Bhubaneswar | 2102 | EHT (O&M) Division,Bhubaneswar | C222 | 220/132/33 kV T/L S/S S/D Chandaka | 3000001009 | Cupper Earth bond (length 3.0 ft) | MISC.FL.E.BOND.A004 | ZSPR_ACT | ZSPR | NOS | 20 | 26644 | INR
2000 | Central Zone, Bhubaneswar | 2100 | EHT (O&M) Circle, Bhubaneswar | 2102 | EHT (O&M) Division,Bhubaneswar | C229 | 220/33 kV Infocity-II (GIS) | 3000001020 | submersible pump | MISC.MOTOR.B003 | ZSPR_US | ZSPR | NOS | 1 | 0 | INR
2000 | Central Zone, Bhubaneswar | 2100 | EHT (O&M) Circle, Bhubaneswar | 2102 | EHT (O&M) Division,Bhubaneswar | C229 | 220/33 kV Infocity-II (GIS) | 3000001020 | submersible pump | MISC.MOTOR.B003 | ZSPR_FREE | ZSPR | NOS | 1 | 0 | INR
2000 | Central Zone, Bhubaneswar | 2100 | EHT (O&M) Circle, Bhubaneswar | 2102 | EHT (O&M) Division,Bhubaneswar | C223 | 132/33 kV T/L S/S S/D Bhubaneswar | 3000001036 | ISOLATOR PAD PLATE | MISC.PADPLATE.A001 | ZSPR_US | ZSPR | NOS | 35 | 29296 | INR
2000 | Central Zone, Bhubaneswar | 2100 | EHT (O&M) Circle, Bhubaneswar | 2102 | EHT (O&M) Division,Bhubaneswar | C223 | 132/33 kV T/L S/S S/D Bhubaneswar | 3000001036 | ISOLATOR PAD PLATE | MISC.PADPLATE.A001 | ZSPR_ACT | ZSPR | NOS | 24 | 16560 | INR
2000 | Central Zone, Bhubaneswar | 2100 | EHT (O&M) Circle, Bhubaneswar | 2102 | EHT (O&M) Division,Bhubaneswar | C222 | 220/132/33 kV T/L S/S S/D Chandaka | 3000001038 | 90 LB RAIL POLE | MISC.RAILPOLE.A002 | ZSPR_SH | ZSPR | MT | 1.755 | 7897.5 | INR
2000 | Central Zone, Bhubaneswar | 2100 | EHT (O&M) Circle, Bhubaneswar | 2102 | EHT (O&M) Division,Bhubaneswar | C222 | 220/132/33 kV T/L S/S S/D Chandaka | 3000001066 | 37KG / 40KG SF6 GAS CYLINDER | MISC.SF6CYLNDR.A001 | ZSPR_ACT | ZSPR | NOS | 4 | 80000 | INR
2000 | Central Zone, Bhubaneswar | 2100 | EHT (O&M) Circle, Bhubaneswar | 2102 | EHT (O&M) Division,Bhubaneswar | C226 | 132/33 kV T/L S/S S/D Ranasinghpur | 3000001067 | 50 Kg SF6 gas Cylinder | MISC.SF6CYLNDR.A002 | ZSPR_ACT | ZSPR | NOS | 2 | 73594.36 | INR
2000 | Central Zone, Bhubaneswar | 2100 | EHT (O&M) Circle, Bhubaneswar | 2102 | EHT (O&M) Division,Bhubaneswar | C224 | 132/33 kV GIS S/S Mancheswar | 3000001067 | 50 Kg SF6 gas Cylinder | MISC.SF6CYLNDR.A002 | ZSPR_ACT | ZSPR | NOS | 3 | 110391.54 | INR
2000 | Central Zone, Bhubaneswar | 2100 | EHT (O&M) Circle, Bhubaneswar | 2102 | EHT (O&M) Division,Bhubaneswar | C222 | 220/132/33 kV T/L S/S S/D Chandaka | 3000001067 | 50 Kg SF6 gas Cylinder | MISC.SF6CYLNDR.A002 | ZSPR_ACT | ZSPR | NOS | 1 | 36797.18 | INR
2000 | Central Zone, Bhubaneswar | 2100 | EHT (O&M) Circle, Bhubaneswar | 2102 | EHT (O&M) Division,Bhubaneswar | C224 | 132/33 kV GIS S/S Mancheswar | 3000001071 | 50KG SF6 EMPTY GAS CYLINDER | MISC.SF6CYLNDR.B002 | ZSPR_FREE | ZSPR | NOS | 17 | 0 | INR
2000 | Central Zone, Bhubaneswar | 2100 | EHT (O&M) Circle, Bhubaneswar | 2102 | EHT (O&M) Division,Bhubaneswar | C22A | 132/33 kV UNIT-VIII GIS S/S Bhubaneswar | 3000001071 | 50KG SF6 EMPTY GAS CYLINDER | MISC.SF6CYLNDR.B002 | ZSPR_FREE | ZSPR | NOS | 8 | 0 | INR
2000 | Central Zone, Bhubaneswar | 2100 | EHT (O&M) Circle, Bhubaneswar | 2102 | EHT (O&M) Division,Bhubaneswar | CL26 | 132/33 kV T/L S/S S/D Ranasinghpur_Line | 3000001077 | SAFTY HELMET | MISC.SFTYHELMET.A002 | ZSPR_US | ZSPR | NOS | 2 | 398.12 | INR
2000 | Central Zone, Bhubaneswar | 2100 | EHT (O&M) Circle, Bhubaneswar | 2102 | EHT (O&M) Division,Bhubaneswar | C223 | 132/33 kV T/L S/S S/D Bhubaneswar | 3000001078 | SILICAGEL USEFUL FOR Tfr | MISC.SILICAGEL.A001 | ZSPR_ACT | ZSPR | KG | 103 | 24847.43 | INR
2000 | Central Zone, Bhubaneswar | 2100 | EHT (O&M) Circle, Bhubaneswar | 2102 | EHT (O&M) Division,Bhubaneswar | C225 | 220/132/33 kV Chandaka-B (GIS) | 3000001078 | SILICAGEL USEFUL FOR Tfr | MISC.SILICAGEL.A001 | ZSPR_ACT | ZSPR | KG | 40 | 9649.49 | INR
2000 | Central Zone, Bhubaneswar | 2100 | EHT (O&M) Circle, Bhubaneswar | 2102 | EHT (O&M) Division,Bhubaneswar | C226 | 132/33 kV T/L S/S S/D Ranasinghpur | 3000001078 | SILICAGEL USEFUL FOR Tfr | MISC.SILICAGEL.A001 | ZSPR_ACT | ZSPR | KG | 30 | 7237.11 | INR
2000 | Central Zone, Bhubaneswar | 2100 | EHT (O&M) Circle, Bhubaneswar | 2102 | EHT (O&M) Division,Bhubaneswar | C227 | 132/33 kV T/L S/S S/D Badagada | 3000001078 | SILICAGEL USEFUL FOR Tfr | MISC.SILICAGEL.A001 | ZSPR_ACT | ZSPR | KG | 6 | 1447.42 | INR
2000 | Central Zone, Bhubaneswar | 2100 | EHT (O&M) Circle, Bhubaneswar | 2102 | EHT (O&M) Division,Bhubaneswar | C226 | 132/33 kV T/L S/S S/D Ranasinghpur | 3000001088 | Disconnected type Terminal block | MISC.TBLOCK.A003 | ZSPR_ACT | ZSPR | NOS | 20 | 1980 | INR
2000 | Central Zone, Bhubaneswar | 2100 | EHT (O&M) Circle, Bhubaneswar | 2102 | EHT (O&M) Division,Bhubaneswar | C229 | 220/33 kV Infocity-II (GIS) | 3000001094 | NEW EHV GRADE Napthelin based Tfr OIL | MISC.TFROIL.A001 | ZSPR_FREE | ZSPR | L | 1463 | 0 | INR
2000 | Central Zone, Bhubaneswar | 2100 | EHT (O&M) Circle, Bhubaneswar | 2102 | EHT (O&M) Division,Bhubaneswar | C227 | 132/33 kV T/L S/S S/D Badagada | 3000001094 | NEW EHV GRADE Napthelin based Tfr OIL | MISC.TFROIL.A001 | ZSPR_ACT | ZSPR | L | 209 | 23671.44 | INR
2000 | Central Zone, Bhubaneswar | 2100 | EHT (O&M) Circle, Bhubaneswar | 2102 | EHT (O&M) Division,Bhubaneswar | C224 | 132/33 kV GIS S/S Mancheswar | 3000001094 | NEW EHV GRADE Napthelin based Tfr OIL | MISC.TFROIL.A001 | ZSPR_ACT | ZSPR | L | 1881 | 213042.91 | INR
2000 | Central Zone, Bhubaneswar | 2100 | EHT (O&M) Circle, Bhubaneswar | 2102 | EHT (O&M) Division,Bhubaneswar | C223 | 132/33 kV T/L S/S S/D Bhubaneswar | 3000001094 | NEW EHV GRADE Napthelin based Tfr OIL | MISC.TFROIL.A001 | ZSPR_ACT | ZSPR | L | 76 | 8607.79 | INR
2000 | Central Zone, Bhubaneswar | 2100 | EHT (O&M) Circle, Bhubaneswar | 2102 | EHT (O&M) Division,Bhubaneswar | C222 | 220/132/33 kV T/L S/S S/D Chandaka | 3000001094 | NEW EHV GRADE Napthelin based Tfr OIL | MISC.TFROIL.A001 | ZSPR_ACT | ZSPR | L | 1045 | 118357.18 | INR
2000 | Central Zone, Bhubaneswar | 2100 | EHT (O&M) Circle, Bhubaneswar | 2102 | EHT (O&M) Division,Bhubaneswar | C22A | 132/33 kV UNIT-VIII GIS S/S Bhubaneswar | 3000001094 | NEW EHV GRADE Napthelin based Tfr OIL | MISC.TFROIL.A001 | ZSPR_FREE | ZSPR | L | 964 | 0 | INR
2000 | Central Zone, Bhubaneswar | 2100 | EHT (O&M) Circle, Bhubaneswar | 2102 | EHT (O&M) Division,Bhubaneswar | C225 | 220/132/33 kV Chandaka-B (GIS) | 3000001094 | NEW EHV GRADE Napthelin based Tfr OIL | MISC.TFROIL.A001 | ZSPR_FREE | ZSPR | L | 11100 | 0 | INR
2000 | Central Zone, Bhubaneswar | 2100 | EHT (O&M) Circle, Bhubaneswar | 2102 | EHT (O&M) Division,Bhubaneswar | C225 | 220/132/33 kV Chandaka-B (GIS) | 3000001095 | USED/ OLD Tfr OIL | MISC.TFROIL.A002 | ZSPR_FREE | ZSPR | L | 91 | 0 | INR
2000 | Central Zone, Bhubaneswar | 2100 | EHT (O&M) Circle, Bhubaneswar | 2102 | EHT (O&M) Division,Bhubaneswar | C229 | 220/33 kV Infocity-II (GIS) | 3000001095 | USED/ OLD Tfr OIL | MISC.TFROIL.A002 | ZSPR_FREE | ZSPR | L | 5434 | 0 | INR
2000 | Central Zone, Bhubaneswar | 2100 | EHT (O&M) Circle, Bhubaneswar | 2102 | EHT (O&M) Division,Bhubaneswar | C226 | 132/33 kV T/L S/S S/D Ranasinghpur | 3000001114 | 0 TO 400 AMP ANALOG AMMETER | MTR.AMMETER.A.A010 | ZSPR_US | ZSPR | NOS | 60 | 1200 | INR
2000 | Central Zone, Bhubaneswar | 2100 | EHT (O&M) Circle, Bhubaneswar | 2102 | EHT (O&M) Division,Bhubaneswar | C224 | 132/33 kV GIS S/S Mancheswar | 3000001153 | ASSORTED SIZE FOUNDATION NUT & BOLT | NBW.ASRT.FDNB.A001 | ZSPR_FREE | ZSPR | NOS | 12 | 0 | INR
2000 | Central Zone, Bhubaneswar | 2100 | EHT (O&M) Circle, Bhubaneswar | 2102 | EHT (O&M) Division,Bhubaneswar | CL23 | 132/33 kV T/L S/S S/D Bhubaneswar_Line | 3000001154 | NUTS AND BOLTS | NBW.ASRT.GINB.A001 | ZSPR_FREE | ZSPR | KG | 10445 | 0 | INR
2000 | Central Zone, Bhubaneswar | 2100 | EHT (O&M) Circle, Bhubaneswar | 2102 | EHT (O&M) Division,Bhubaneswar | CL22 | 220/132/33 kV T/L S/S S/D Chandaka-Line | 3000001154 | NUTS AND BOLTS | NBW.ASRT.GINB.A001 | ZSPR_ACT | ZSPR | KG | 6175 | 688790.38 | INR
2000 | Central Zone, Bhubaneswar | 2100 | EHT (O&M) Circle, Bhubaneswar | 2102 | EHT (O&M) Division,Bhubaneswar | C228 | 220/132/33 kV T/L S/S S/D Pratapsasan | 3000001154 | NUTS AND BOLTS | NBW.ASRT.GINB.A001 | ZSPR_ACT | ZSPR | KG | 2355 | 262688.48 | INR
2000 | Central Zone, Bhubaneswar | 2100 | EHT (O&M) Circle, Bhubaneswar | 2102 | EHT (O&M) Division,Bhubaneswar | C227 | 132/33 kV T/L S/S S/D Badagada | 3000001154 | NUTS AND BOLTS | NBW.ASRT.GINB.A001 | ZSPR_ACT | ZSPR | KG | 22.3 | 2487.45 | INR
2000 | Central Zone, Bhubaneswar | 2100 | EHT (O&M) Circle, Bhubaneswar | 2102 | EHT (O&M) Division,Bhubaneswar | C223 | 132/33 kV T/L S/S S/D Bhubaneswar | 3000001154 | NUTS AND BOLTS | NBW.ASRT.GINB.A001 | ZSPR_ACT | ZSPR | KG | 90 | 10039.05 | INR
2000 | Central Zone, Bhubaneswar | 2100 | EHT (O&M) Circle, Bhubaneswar | 2102 | EHT (O&M) Division,Bhubaneswar | CL22 | 220/132/33 kV T/L S/S S/D Chandaka-Line | 3000001182 | 16 X 35 MM GI HALF THREAD NUT & BOLT | NBW.GINB.A006 | ZSPR_ACT | ZSPR | KG | 6 | 522 | INR
2000 | Central Zone, Bhubaneswar | 2100 | EHT (O&M) Circle, Bhubaneswar | 2102 | EHT (O&M) Division,Bhubaneswar | CL26 | 132/33 kV T/L S/S S/D Ranasinghpur_Line | 3000001183 | 16 X 40 MM GI HALF THREAD NUT & BOLT | NBW.GINB.A007 | ZSPR_ACT | ZSPR | KG | 4 | 327.65 | INR
2000 | Central Zone, Bhubaneswar | 2100 | EHT (O&M) Circle, Bhubaneswar | 2102 | EHT (O&M) Division,Bhubaneswar | C228 | 220/132/33 kV T/L S/S S/D Pratapsasan | 3000001183 | 16 X 40 MM GI HALF THREAD NUT & BOLT | NBW.GINB.A007 | ZSPR_ACT | ZSPR | KG | 50 | 4095.59 | INR
2000 | Central Zone, Bhubaneswar | 2100 | EHT (O&M) Circle, Bhubaneswar | 2102 | EHT (O&M) Division,Bhubaneswar | C228 | 220/132/33 kV T/L S/S S/D Pratapsasan | 3000001184 | 16 X 45 MM GI HALF THREAD NUT & BOLT | NBW.GINB.A008 | ZSPR_ACT | ZSPR | KG | 50 | 4332.72 | INR
2000 | Central Zone, Bhubaneswar | 2100 | EHT (O&M) Circle, Bhubaneswar | 2102 | EHT (O&M) Division,Bhubaneswar | CL26 | 132/33 kV T/L S/S S/D Ranasinghpur_Line | 3000001184 | 16 X 45 MM GI HALF THREAD NUT & BOLT | NBW.GINB.A008 | ZSPR_ACT | ZSPR | KG | 4 | 346.62 | INR
2000 | Central Zone, Bhubaneswar | 2100 | EHT (O&M) Circle, Bhubaneswar | 2102 | EHT (O&M) Division,Bhubaneswar | C228 | 220/132/33 kV T/L S/S S/D Pratapsasan | 3000001185 | 16X50MM GI HALF THREAD NUT & BOLT | NBW.GINB.A009 | ZSPR_ACT | ZSPR | KG | 55 | 4531.27 | INR
2000 | Central Zone, Bhubaneswar | 2100 | EHT (O&M) Circle, Bhubaneswar | 2102 | EHT (O&M) Division,Bhubaneswar | CL26 | 132/33 kV T/L S/S S/D Ranasinghpur_Line | 3000001185 | 16X50MM GI HALF THREAD NUT & BOLT | NBW.GINB.A009 | ZSPR_ACT | ZSPR | KG | 5 | 411.93 | INR
2000 | Central Zone, Bhubaneswar | 2100 | EHT (O&M) Circle, Bhubaneswar | 2102 | EHT (O&M) Division,Bhubaneswar | CL26 | 132/33 kV T/L S/S S/D Ranasinghpur_Line | 3000001186 | 16X55MM GI HALF THREAD NUT & BOLT | NBW.GINB.A010 | ZSPR_ACT | ZSPR | KG | 4 | 446 | INR
2000 | Central Zone, Bhubaneswar | 2100 | EHT (O&M) Circle, Bhubaneswar | 2102 | EHT (O&M) Division,Bhubaneswar | CL26 | 132/33 kV T/L S/S S/D Ranasinghpur_Line | 3000001187 | 16X60MM GI HALF THREAD NUT & BOLT | NBW.GINB.A011 | ZSPR_ACT | ZSPR | KG | 1 | 133.16 | INR
2000 | Central Zone, Bhubaneswar | 2100 | EHT (O&M) Circle, Bhubaneswar | 2102 | EHT (O&M) Division,Bhubaneswar | CL22 | 220/132/33 kV T/L S/S S/D Chandaka-Line | 3000001187 | 16X60MM GI HALF THREAD NUT & BOLT | NBW.GINB.A011 | ZSPR_ACT | ZSPR | KG | 21 | 2796.31 | INR
2000 | Central Zone, Bhubaneswar | 2100 | EHT (O&M) Circle, Bhubaneswar | 2102 | EHT (O&M) Division,Bhubaneswar | C222 | 220/132/33 kV T/L S/S S/D Chandaka | 3000001285 | 132KV SIMPLEX SYNCRONISATION PANEL | PNL.132.S.D001 | ZSPR_ACT | ZSPR | NOS | 1 | 7500 | INR
2000 | Central Zone, Bhubaneswar | 2100 | EHT (O&M) Circle, Bhubaneswar | 2102 | EHT (O&M) Division,Bhubaneswar | C223 | 132/33 kV T/L S/S S/D Bhubaneswar | 3000001300 | 33KV SIMPLEX CAPACITOR BANK PANEL | PNL.33.S.K001 | ZSPR_SH | ZSPR | NOS | 1 | 0.01 | INR
2000 | Central Zone, Bhubaneswar | 2100 | EHT (O&M) Circle, Bhubaneswar | 2102 | EHT (O&M) Division,Bhubaneswar | C226 | 132/33 kV T/L S/S S/D Ranasinghpur | 3000001314 | 33KV used CTof ratio 400-200-100/1-1-1A | RCVR.33CT.A001 | ZSPR_SH | ZSPR | NOS | 3 | 15000 | INR
2000 | Central Zone, Bhubaneswar | 2100 | EHT (O&M) Circle, Bhubaneswar | 2102 | EHT (O&M) Division,Bhubaneswar | CL23 | 132/33 kV T/L S/S S/D Bhubaneswar_Line | 3000001318 | Recovery(Used) ACSR Panther Conductor | RCVR.COND.A001 | ZSPR_SH | ZSPR | KM | 26.399 | 0.03 | INR
2000 | Central Zone, Bhubaneswar | 2100 | EHT (O&M) Circle, Bhubaneswar | 2102 | EHT (O&M) Division,Bhubaneswar | CL26 | 132/33 kV T/L S/S S/D Ranasinghpur_Line | 3000001318 | Recovery(Used) ACSR Panther Conductor | RCVR.COND.A001 | ZSPR_US | ZSPR | KM | 0.2 | 16 | INR
2000 | Central Zone, Bhubaneswar | 2100 | EHT (O&M) Circle, Bhubaneswar | 2102 | EHT (O&M) Division,Bhubaneswar | C226 | 132/33 kV T/L S/S S/D Ranasinghpur | 3000001321 | Recovered / used ER type Relay | RCVR.EF.RLAY.A003 | ZSPR_US | ZSPR | NOS | 22 | 1100 | INR
2000 | Central Zone, Bhubaneswar | 2100 | EHT (O&M) Circle, Bhubaneswar | 2102 | EHT (O&M) Division,Bhubaneswar | C226 | 132/33 kV T/L S/S S/D Ranasinghpur | 3000001325 | 8 WINDOW FACIA ANNUNCIATOR RELAY | RLAY.ANCITOR.A001 | ZSPR_ACT | ZSPR | NOS | 1 | 8430 | INR
2000 | Central Zone, Bhubaneswar | 2100 | EHT (O&M) Circle, Bhubaneswar | 2102 | EHT (O&M) Division,Bhubaneswar | C223 | 132/33 kV T/L S/S S/D Bhubaneswar | 3000001326 | 24 WINDOW FACIA ANNUNCIATOR RELAY | RLAY.ANCITOR.A002 | ZSPR_ACT | ZSPR | NOS | 3 | 33471 | INR
2000 | Central Zone, Bhubaneswar | 2100 | EHT (O&M) Circle, Bhubaneswar | 2102 | EHT (O&M) Division,Bhubaneswar | C226 | 132/33 kV T/L S/S S/D Ranasinghpur | 3000001327 | 12/16 WINDOW FACIA ANNUNCIATOR RELAY | RLAY.ANCITOR.A003 | ZSPR_ACT | ZSPR | NOS | 1 | 8901.05 | INR
2000 | Central Zone, Bhubaneswar | 2100 | EHT (O&M) Circle, Bhubaneswar | 2102 | EHT (O&M) Division,Bhubaneswar | C227 | 132/33 kV T/L S/S S/D Badagada | 3000001327 | 12/16 WINDOW FACIA ANNUNCIATOR RELAY | RLAY.ANCITOR.A003 | ZSPR_ACT | ZSPR | NOS | 6 | 53406.27 | INR
2000 | Central Zone, Bhubaneswar | 2100 | EHT (O&M) Circle, Bhubaneswar | 2102 | EHT (O&M) Division,Bhubaneswar | C222 | 220/132/33 kV T/L S/S S/D Chandaka | 3000001333 | Auxiliary relay | RLAY.AUX.A023 | ZSPR_ACT | ZSPR | NOS | 1 | 5995 | INR
2000 | Central Zone, Bhubaneswar | 2100 | EHT (O&M) Circle, Bhubaneswar | 2102 | EHT (O&M) Division,Bhubaneswar | C229 | 220/33 kV Infocity-II (GIS) | 3000001333 | Auxiliary relay | RLAY.AUX.A023 | ZSPR_FREE | ZSPR | NOS | 12 | 0 | INR
2000 | Central Zone, Bhubaneswar | 2100 | EHT (O&M) Circle, Bhubaneswar | 2102 | EHT (O&M) Division,Bhubaneswar | C223 | 132/33 kV T/L S/S S/D Bhubaneswar | 3000001333 | Auxiliary relay | RLAY.AUX.A023 | ZSPR_US | ZSPR | NOS | 2 | 2 | INR
2000 | Central Zone, Bhubaneswar | 2100 | EHT (O&M) Circle, Bhubaneswar | 2102 | EHT (O&M) Division,Bhubaneswar | C226 | 132/33 kV T/L S/S S/D Ranasinghpur | 3000001344 | CONTACTMULTIPLIER RELAY | RLAY.CMR.A001 | ZSPR_ACT | ZSPR | NOS | 25 | 20354.99 | INR
2000 | Central Zone, Bhubaneswar | 2100 | EHT (O&M) Circle, Bhubaneswar | 2102 | EHT (O&M) Division,Bhubaneswar | C222 | 220/132/33 kV T/L S/S S/D Chandaka | 3000001344 | CONTACTMULTIPLIER RELAY | RLAY.CMR.A001 | ZSPR_SH | ZSPR | NOS | 18 | 22770 | INR
2000 | Central Zone, Bhubaneswar | 2100 | EHT (O&M) Circle, Bhubaneswar | 2102 | EHT (O&M) Division,Bhubaneswar | C227 | 132/33 kV T/L S/S S/D Badagada | 3000001347 | NUMERIC DIFFERENTIAL RELAY | RLAY.DIFFTIAL.C001 | ZSPR_ACT | ZSPR | NOS | 1 | 34123.2 | INR
2000 | Central Zone, Bhubaneswar | 2100 | EHT (O&M) Circle, Bhubaneswar | 2102 | EHT (O&M) Division,Bhubaneswar | C229 | 220/33 kV Infocity-II (GIS) | 3000001348 | DIFFERENTIALPROTECTION RELAY | RLAY.DIFFTIAL.C002 | ZSPR_FREE | ZSPR | NOS | 1 | 0 | INR
2000 | Central Zone, Bhubaneswar | 2100 | EHT (O&M) Circle, Bhubaneswar | 2102 | EHT (O&M) Division,Bhubaneswar | C229 | 220/33 kV Infocity-II (GIS) | 3000001350 | Distance Protection Relay | RLAY.DP.B003 | ZSPR_FREE | ZSPR | NOS | 1 | 0 | INR
2000 | Central Zone, Bhubaneswar | 2100 | EHT (O&M) Circle, Bhubaneswar | 2102 | EHT (O&M) Division,Bhubaneswar | C222 | 220/132/33 kV T/L S/S S/D Chandaka | 3000001350 | Distance Protection Relay | RLAY.DP.B003 | ZSPR_ACT | ZSPR | NOS | 2 | 410000 | INR
2000 | Central Zone, Bhubaneswar | 2100 | EHT (O&M) Circle, Bhubaneswar | 2102 | EHT (O&M) Division,Bhubaneswar | C223 | 132/33 kV T/L S/S S/D Bhubaneswar | 3000001350 | Distance Protection Relay | RLAY.DP.B003 | ZSPR_US | ZSPR | NOS | 1 | 1 | INR
2000 | Central Zone, Bhubaneswar | 2100 | EHT (O&M) Circle, Bhubaneswar | 2102 | EHT (O&M) Division,Bhubaneswar | C222 | 220/132/33 kV T/L S/S S/D Chandaka | 3000001351 | Numerical Feeder Management Relay | RLAY.DP.C001 | ZSPR_SH | ZSPR | NOS | 1 | 0.01 | INR
2000 | Central Zone, Bhubaneswar | 2100 | EHT (O&M) Circle, Bhubaneswar | 2102 | EHT (O&M) Division,Bhubaneswar | C223 | 132/33 kV T/L S/S S/D Bhubaneswar | 3000001351 | Numerical Feeder Management Relay | RLAY.DP.C001 | ZSPR_US | ZSPR | NOS | 1 | 1 | INR
2000 | Central Zone, Bhubaneswar | 2100 | EHT (O&M) Circle, Bhubaneswar | 2102 | EHT (O&M) Division,Bhubaneswar | C229 | 220/33 kV Infocity-II (GIS) | 3000001355 | OC EF NON-DIR BACK-UP RELAY | RLAY.EMBACKUP.A002 | ZSPR_FREE | ZSPR | NOS | 2 | 0 | INR
2000 | Central Zone, Bhubaneswar | 2100 | EHT (O&M) Circle, Bhubaneswar | 2102 | EHT (O&M) Division,Bhubaneswar | C222 | 220/132/33 kV T/L S/S S/D Chandaka | 3000001360 | OVER CURRENT DIRECTIONAL BACK UP RELAY | RLAY.EMBACKUP.D001 | ZSPR_SH | ZSPR | NOS | 1 | 2804 | INR
2000 | Central Zone, Bhubaneswar | 2100 | EHT (O&M) Circle, Bhubaneswar | 2102 | EHT (O&M) Division,Bhubaneswar | C222 | 220/132/33 kV T/L S/S S/D Chandaka | 3000001362 | 2 TJM 12 OC DIRECTIONAL BACK UP RELAY | RLAY.EMBACKUP.D004 | ZSPR_SH | ZSPR | NOS | 1 | 11525 | INR
2000 | Central Zone, Bhubaneswar | 2100 | EHT (O&M) Circle, Bhubaneswar | 2102 | EHT (O&M) Division,Bhubaneswar | C222 | 220/132/33 kV T/L S/S S/D Chandaka | 3000001364 | CDD 31 OC DIRECTIONAL BACK UP RELAY | RLAY.EMBACKUP.D007 | ZSPR_SH | ZSPR | NOS | 2 | 44000 | INR
2000 | Central Zone, Bhubaneswar | 2100 | EHT (O&M) Circle, Bhubaneswar | 2102 | EHT (O&M) Division,Bhubaneswar | C222 | 220/132/33 kV T/L S/S S/D Chandaka | 3000001367 | EARTH FAULT NON DIR BACK UP RELAY | RLAY.EMBACKUP.E001 | ZSPR_SH | ZSPR | NOS | 2 | 25294 | INR
2000 | Central Zone, Bhubaneswar | 2100 | EHT (O&M) Circle, Bhubaneswar | 2102 | EHT (O&M) Division,Bhubaneswar | C222 | 220/132/33 kV T/L S/S S/D Chandaka | 3000001370 | CDD 21 EARTH FAULT DIR BACK UP RELAY | RLAY.EMBACKUP.F001 | ZSPR_SH | ZSPR | NOS | 1 | 2804 | INR
2000 | Central Zone, Bhubaneswar | 2100 | EHT (O&M) Circle, Bhubaneswar | 2102 | EHT (O&M) Division,Bhubaneswar | C223 | 132/33 kV T/L S/S S/D Bhubaneswar | 3000001385 | ELECTROMAGNETIC MASTER TRIP RELAY | RLAY.MTRIP.A001 | ZSPR_ACT | ZSPR | NOS | 2 | 12048.28 | INR
2000 | Central Zone, Bhubaneswar | 2100 | EHT (O&M) Circle, Bhubaneswar | 2102 | EHT (O&M) Division,Bhubaneswar | C227 | 132/33 kV T/L S/S S/D Badagada | 3000001385 | ELECTROMAGNETIC MASTER TRIP RELAY | RLAY.MTRIP.A001 | ZSPR_ACT | ZSPR | NOS | 2 | 12048.28 | INR
2000 | Central Zone, Bhubaneswar | 2100 | EHT (O&M) Circle, Bhubaneswar | 2102 | EHT (O&M) Division,Bhubaneswar | C225 | 220/132/33 kV Chandaka-B (GIS) | 3000001385 | ELECTROMAGNETIC MASTER TRIP RELAY | RLAY.MTRIP.A001 | ZSPR_ACT | ZSPR | NOS | 1 | 6024.14 | INR
2000 | Central Zone, Bhubaneswar | 2100 | EHT (O&M) Circle, Bhubaneswar | 2102 | EHT (O&M) Division,Bhubaneswar | C226 | 132/33 kV T/L S/S S/D Ranasinghpur | 3000001386 | Master Trip Relay | RLAY.MTRIP.A002 | ZSPR_ACT | ZSPR | NOS | 2 | 4400 | INR
2000 | Central Zone, Bhubaneswar | 2100 | EHT (O&M) Circle, Bhubaneswar | 2102 | EHT (O&M) Division,Bhubaneswar | C223 | 132/33 kV T/L S/S S/D Bhubaneswar | 3000001389 | Master trip relay Numerical | RLAY.MTRIP.A006 | ZSPR_US | ZSPR | NOS | 3 | 3 | INR
2000 | Central Zone, Bhubaneswar | 2100 | EHT (O&M) Circle, Bhubaneswar | 2102 | EHT (O&M) Division,Bhubaneswar | C229 | 220/33 kV Infocity-II (GIS) | 3000001389 | Master trip relay Numerical | RLAY.MTRIP.A006 | ZSPR_FREE | ZSPR | NOS | 4 | 0 | INR
2000 | Central Zone, Bhubaneswar | 2100 | EHT (O&M) Circle, Bhubaneswar | 2102 | EHT (O&M) Division,Bhubaneswar | C226 | 132/33 kV T/L S/S S/D Ranasinghpur | 3000001401 | Num Backup Relay | RLAY.NUMBACKUP.A002 | ZSPR_ACT | ZSPR | NOS | 1 | 83359.33 | INR
2000 | Central Zone, Bhubaneswar | 2100 | EHT (O&M) Circle, Bhubaneswar | 2102 | EHT (O&M) Division,Bhubaneswar | C227 | 132/33 kV T/L S/S S/D Badagada | 3000001401 | Num Backup Relay | RLAY.NUMBACKUP.A002 | ZSPR_ACT | ZSPR | NOS | 5 | 416796.67 | INR
2000 | Central Zone, Bhubaneswar | 2100 | EHT (O&M) Circle, Bhubaneswar | 2102 | EHT (O&M) Division,Bhubaneswar | C222 | 220/132/33 kV T/L S/S S/D Chandaka | 3000001402 | VERTICAL TYPE ER RELAY 20/C+1E/F | RLAY.NUMBACKUP.A004 | ZSPR_SH | ZSPR | NOS | 1 | 15000 | INR
2000 | Central Zone, Bhubaneswar | 2100 | EHT (O&M) Circle, Bhubaneswar | 2102 | EHT (O&M) Division,Bhubaneswar | C223 | 132/33 kV T/L S/S S/D Bhubaneswar | 3000001405 | OC E/F DIR NUMERIC EF BACK UP RELAY | RLAY.NUMBACKUP.B006 | ZSPR_SH | ZSPR | NOS | 6 | 18600 | INR
2000 | Central Zone, Bhubaneswar | 2100 | EHT (O&M) Circle, Bhubaneswar | 2102 | EHT (O&M) Division,Bhubaneswar | C223 | 132/33 kV T/L S/S S/D Bhubaneswar | 3000001405 | OC E/F DIR NUMERIC EF BACK UP RELAY | RLAY.NUMBACKUP.B006 | ZSPR_US | ZSPR | NOS | 1 | 1 | INR
2000 | Central Zone, Bhubaneswar | 2100 | EHT (O&M) Circle, Bhubaneswar | 2102 | EHT (O&M) Division,Bhubaneswar | C222 | 220/132/33 kV T/L S/S S/D Chandaka | 3000001410 | OVER FLUXING RELAY | RLAY.OVERFLXG.A001 | ZSPR_ACT | ZSPR | NOS | 1 | 12000 | INR
2000 | Central Zone, Bhubaneswar | 2100 | EHT (O&M) Circle, Bhubaneswar | 2102 | EHT (O&M) Division,Bhubaneswar | C229 | 220/33 kV Infocity-II (GIS) | 3000001421 | TC Supervision Relay | RLAY.SUPERVISION.A002 | ZSPR_FREE | ZSPR | NOS | 1 | 0 | INR
2000 | Central Zone, Bhubaneswar | 2100 | EHT (O&M) Circle, Bhubaneswar | 2102 | EHT (O&M) Division,Bhubaneswar | C226 | 132/33 kV T/L S/S S/D Ranasinghpur | 3000001450 | HIGH SPEED TRIP RELAY-86A,86B&96 | SAS.BAY.HSTR.A001 | ZSPR_ACT | ZSPR | NOS | 7 | 52500 | INR
2000 | Central Zone, Bhubaneswar | 2100 | EHT (O&M) Circle, Bhubaneswar | 2102 | EHT (O&M) Division,Bhubaneswar | C229 | 220/33 kV Infocity-II (GIS) | 3000001478 | E.cards-350AH,220V Plante Bat charger | SPR.BAT.CHRG.A005 | ZSPR_FREE | ZSPR | SET | 1 | 0 | INR
2000 | Central Zone, Bhubaneswar | 2100 | EHT (O&M) Circle, Bhubaneswar | 2102 | EHT (O&M) Division,Bhubaneswar | C227 | 132/33 kV T/L S/S S/D Badagada | 3000001568 | TRIPPING/CLOSING COIL 132KV CGL SF6 CB | SPR.BKR132CGL.D006 | ZSPR_ACT | ZSPR | NOS | 1 | 3837.74 | INR
2000 | Central Zone, Bhubaneswar | 2100 | EHT (O&M) Circle, Bhubaneswar | 2102 | EHT (O&M) Division,Bhubaneswar | C222 | 220/132/33 kV T/L S/S S/D Chandaka | 3000001568 | TRIPPING/CLOSING COIL 132KV CGL SF6 CB | SPR.BKR132CGL.D006 | ZSPR_ACT | ZSPR | NOS | 4 | 15350.97 | INR
2000 | Central Zone, Bhubaneswar | 2100 | EHT (O&M) Circle, Bhubaneswar | 2102 | EHT (O&M) Division,Bhubaneswar | C226 | 132/33 kV T/L S/S S/D Ranasinghpur | 3000001584 | Single pole limb set of 132KV CGL SF6 CB | SPR.BKR132CGL.D023 | ZSPR_ACT | ZSPR | NOS | 2 | 30000.5 | INR
2000 | Central Zone, Bhubaneswar | 2100 | EHT (O&M) Circle, Bhubaneswar | 2102 | EHT (O&M) Division,Bhubaneswar | C223 | 132/33 kV T/L S/S S/D Bhubaneswar | 3000001650 | AUXILIARY CONTACT132KV SIEMENS SF6 CB | SPR.BKR132SMNS.B001 | ZSPR_ACT | ZSPR | NOS | 3 | 9600 | INR
2000 | Central Zone, Bhubaneswar | 2100 | EHT (O&M) Circle, Bhubaneswar | 2102 | EHT (O&M) Division,Bhubaneswar | C223 | 132/33 kV T/L S/S S/D Bhubaneswar | 3000001651 | Trip/Close coil 132KV SF6 Seimens Brker | SPR.BKR132SMNS.B008 | ZSPR_ACT | ZSPR | NOS | 10 | 14000 | INR
2000 | Central Zone, Bhubaneswar | 2100 | EHT (O&M) Circle, Bhubaneswar | 2102 | EHT (O&M) Division,Bhubaneswar | C223 | 132/33 kV T/L S/S S/D Bhubaneswar | 3000001658 | DENSITY MONITOR 132KV SIEMENS SF6 CB | SPR.BKR132SMNS.D007 | ZSPR_ACT | ZSPR | NOS | 1 | 16059.24 | INR
2000 | Central Zone, Bhubaneswar | 2100 | EHT (O&M) Circle, Bhubaneswar | 2102 | EHT (O&M) Division,Bhubaneswar | C222 | 220/132/33 kV T/L S/S S/D Chandaka | 3000001666 | SF6 GAS LEAKAGE DETECTOR | SPR.BKR132SMNS.D016 | ZSPR_ACT | ZSPR | NOS | 5 | 125000 | INR
2000 | Central Zone, Bhubaneswar | 2100 | EHT (O&M) Circle, Bhubaneswar | 2102 | EHT (O&M) Division,Bhubaneswar | C223 | 132/33 kV T/L S/S S/D Bhubaneswar | 3000001676 | CLOSING COIL of 245kV SF6 CB | SPR.BKR220.C001 | ZSPR_ACT | ZSPR | NOS | 5 | 7000 | INR
2000 | Central Zone, Bhubaneswar | 2100 | EHT (O&M) Circle, Bhubaneswar | 2102 | EHT (O&M) Division,Bhubaneswar | C222 | 220/132/33 kV T/L S/S S/D Chandaka | 3000001679 | PIPE COMPLETE FOR 220KV ABB MAKE SF6 CB | SPR.BKR220ABB.D001 | ZSPR_SH | ZSPR | NOS | 2 | 8000 | INR
2000 | Central Zone, Bhubaneswar | 2100 | EHT (O&M) Circle, Bhubaneswar | 2102 | EHT (O&M) Division,Bhubaneswar | C222 | 220/132/33 kV T/L S/S S/D Chandaka | 3000001680 | ACTUATOR OF 220KV ABB SF6 CB | SPR.BKR220ABB.D002 | ZSPR_SH | ZSPR | NOS | 1 | 667.33 | INR
2000 | Central Zone, Bhubaneswar | 2100 | EHT (O&M) Circle, Bhubaneswar | 2102 | EHT (O&M) Division,Bhubaneswar | C222 | 220/132/33 kV T/L S/S S/D Chandaka | 3000001681 | COMPRESSOR ASSEMBLY 220KV ABB SF6CB | SPR.BKR220ABB.D003 | ZSPR_SH | ZSPR | NOS | 2 | 220000 | INR
2000 | Central Zone, Bhubaneswar | 2100 | EHT (O&M) Circle, Bhubaneswar | 2102 | EHT (O&M) Division,Bhubaneswar | C222 | 220/132/33 kV T/L S/S S/D Chandaka | 3000001682 | OVER HAULING KIT 220KV ABB SF6 CB | SPR.BKR220ABB.D005 | ZSPR_SH | ZSPR | NOS | 2 | 10000 | INR
2000 | Central Zone, Bhubaneswar | 2100 | EHT (O&M) Circle, Bhubaneswar | 2102 | EHT (O&M) Division,Bhubaneswar | C222 | 220/132/33 kV T/L S/S S/D Chandaka | 3000001683 | SPRING CHARGING MOTOR 220KV ABB SF6 CB | SPR.BKR220ABB.D006 | ZSPR_ACT | ZSPR | NOS | 2 | 4800 | INR
2000 | Central Zone, Bhubaneswar | 2100 | EHT (O&M) Circle, Bhubaneswar | 2102 | EHT (O&M) Division,Bhubaneswar | C222 | 220/132/33 kV T/L S/S S/D Chandaka | 3000001684 | O/H KIT SEAL ASSEMBLY 220KV ABB SF6 CB | SPR.BKR220ABB.D007 | ZSPR_SH | ZSPR | NOS | 1 | 5000 | INR
2000 | Central Zone, Bhubaneswar | 2100 | EHT (O&M) Circle, Bhubaneswar | 2102 | EHT (O&M) Division,Bhubaneswar | C222 | 220/132/33 kV T/L S/S S/D Chandaka | 3000001685 | O/H KIT PNEUMATIC 220KV ABB SF6 CB | SPR.BKR220ABB.D008 | ZSPR_SH | ZSPR | NOS | 1 | 5000 | INR
2000 | Central Zone, Bhubaneswar | 2100 | EHT (O&M) Circle, Bhubaneswar | 2102 | EHT (O&M) Division,Bhubaneswar | C222 | 220/132/33 kV T/L S/S S/D Chandaka | 3000001686 | O/H KIT MAGNET VENTELE 220KV ABB SF6 CB | SPR.BKR220ABB.D009 | ZSPR_SH | ZSPR | NOS | 1 | 5000 | INR
2000 | Central Zone, Bhubaneswar | 2100 | EHT (O&M) Circle, Bhubaneswar | 2102 | EHT (O&M) Division,Bhubaneswar | C222 | 220/132/33 kV T/L S/S S/D Chandaka | 3000001687 | O/H KIT AIR RECEIVER 220KV ABB SF6 CB | SPR.BKR220ABB.D010 | ZSPR_SH | ZSPR | NOS | 1 | 5000 | INR
2000 | Central Zone, Bhubaneswar | 2100 | EHT (O&M) Circle, Bhubaneswar | 2102 | EHT (O&M) Division,Bhubaneswar | C222 | 220/132/33 kV T/L S/S S/D Chandaka | 3000001688 | O/H KIT DENSITY MONITOR 220KV ABB SF CB | SPR.BKR220ABB.D011 | ZSPR_SH | ZSPR | NOS | 1 | 5000 | INR
2000 | Central Zone, Bhubaneswar | 2100 | EHT (O&M) Circle, Bhubaneswar | 2102 | EHT (O&M) Division,Bhubaneswar | C222 | 220/132/33 kV T/L S/S S/D Chandaka | 3000001689 | O/H KIT SWITCH CUBICLE 220KV ABB SF6CB | SPR.BKR220ABB.D012 | ZSPR_SH | ZSPR | NOS | 1 | 5000 | INR
2000 | Central Zone, Bhubaneswar | 2100 | EHT (O&M) Circle, Bhubaneswar | 2102 | EHT (O&M) Division,Bhubaneswar | C222 | 220/132/33 kV T/L S/S S/D Chandaka | 3000001690 | SNAP ACTION SWITCH ELEMEX 220KV ABBSF6CB | SPR.BKR220ABB.D013 | ZSPR_SH | ZSPR | NOS | 1 | 1000 | INR
2000 | Central Zone, Bhubaneswar | 2100 | EHT (O&M) Circle, Bhubaneswar | 2102 | EHT (O&M) Division,Bhubaneswar | C222 | 220/132/33 kV T/L S/S S/D Chandaka | 3000001691 | O/H KIT POLE COLUMN 220KV ABB SF6 CB | SPR.BKR220ABB.D014 | ZSPR_SH | ZSPR | NOS | 1 | 5000 | INR
2000 | Central Zone, Bhubaneswar | 2100 | EHT (O&M) Circle, Bhubaneswar | 2102 | EHT (O&M) Division,Bhubaneswar | C222 | 220/132/33 kV T/L S/S S/D Chandaka | 3000001692 | O/H KIT 3P COLOUMN 220KV ABB SF6CB | SPR.BKR220ABB.D015 | ZSPR_SH | ZSPR | NOS | 1 | 5000 | INR
2000 | Central Zone, Bhubaneswar | 2100 | EHT (O&M) Circle, Bhubaneswar | 2102 | EHT (O&M) Division,Bhubaneswar | C222 | 220/132/33 kV T/L S/S S/D Chandaka | 3000001693 | CLOSING INTERLOCK 220KV ABB SF6 CB | SPR.BKR220ABB.D016 | ZSPR_SH | ZSPR | NOS | 1 | 2000 | INR
2000 | Central Zone, Bhubaneswar | 2100 | EHT (O&M) Circle, Bhubaneswar | 2102 | EHT (O&M) Division,Bhubaneswar | C222 | 220/132/33 kV T/L S/S S/D Chandaka | 3000001695 | CLOSING COIL FOR 220KV ABB MAKE SF6 CB | SPR.BKR220ABB.D018 | ZSPR_SH | ZSPR | NOS | 2 | 3000 | INR
2000 | Central Zone, Bhubaneswar | 2100 | EHT (O&M) Circle, Bhubaneswar | 2102 | EHT (O&M) Division,Bhubaneswar | C222 | 220/132/33 kV T/L S/S S/D Chandaka | 3000001696 | TRIPPING COIL FOR 220KV ABB MAKE SF6 CB | SPR.BKR220ABB.D019 | ZSPR_SH | ZSPR | NOS | 2 | 3000 | INR
2000 | Central Zone, Bhubaneswar | 2100 | EHT (O&M) Circle, Bhubaneswar | 2102 | EHT (O&M) Division,Bhubaneswar | C222 | 220/132/33 kV T/L S/S S/D Chandaka | 3000001697 | RESISTOR 220KV ABB SF6 CB | SPR.BKR220ABB.D020 | ZSPR_SH | ZSPR | NOS | 31 | 31000 | INR
2000 | Central Zone, Bhubaneswar | 2100 | EHT (O&M) Circle, Bhubaneswar | 2102 | EHT (O&M) Division,Bhubaneswar | C222 | 220/132/33 kV T/L S/S S/D Chandaka | 3000001698 | HEATER RESISTOR 220KV ABB MAKE SF6 CB | SPR.BKR220ABB.D021 | ZSPR_SH | ZSPR | NOS | 9 | 450 | INR
2000 | Central Zone, Bhubaneswar | 2100 | EHT (O&M) Circle, Bhubaneswar | 2102 | EHT (O&M) Division,Bhubaneswar | C222 | 220/132/33 kV T/L S/S S/D Chandaka | 3000001699 | P.D.RELAY FOR 220KV ABB MAKE SF6 CB | SPR.BKR220ABB.D022 | ZSPR_SH | ZSPR | NOS | 1 | 100 | INR
2000 | Central Zone, Bhubaneswar | 2100 | EHT (O&M) Circle, Bhubaneswar | 2102 | EHT (O&M) Division,Bhubaneswar | C222 | 220/132/33 kV T/L S/S S/D Chandaka | 3000001700 | ANTI PUMPING RELAY 220KV ABB SF6 CB | SPR.BKR220ABB.D023 | ZSPR_SH | ZSPR | NOS | 9 | 1350 | INR
2000 | Central Zone, Bhubaneswar | 2100 | EHT (O&M) Circle, Bhubaneswar | 2102 | EHT (O&M) Division,Bhubaneswar | C222 | 220/132/33 kV T/L S/S S/D Chandaka | 3000001701 | COMPRESSOR N.R.V 220KV ABB MAKE SF6 CB | SPR.BKR220ABB.D024 | ZSPR_SH | ZSPR | NOS | 1 | 1000 | INR
2000 | Central Zone, Bhubaneswar | 2100 | EHT (O&M) Circle, Bhubaneswar | 2102 | EHT (O&M) Division,Bhubaneswar | C222 | 220/132/33 kV T/L S/S S/D Chandaka | 3000001702 | GROOVE PART FOR 220KV ABB MAKE SF6 CB | SPR.BKR220ABB.D025 | ZSPR_SH | ZSPR | NOS | 2 | 3000 | INR
2000 | Central Zone, Bhubaneswar | 2100 | EHT (O&M) Circle, Bhubaneswar | 2102 | EHT (O&M) Division,Bhubaneswar | C222 | 220/132/33 kV T/L S/S S/D Chandaka | 3000001703 | SPRING PART FOR 220KV ABB MAKE SF6 CB | SPR.BKR220ABB.D026 | ZSPR_SH | ZSPR | NOS | 2 | 2000 | INR
2000 | Central Zone, Bhubaneswar | 2100 | EHT (O&M) Circle, Bhubaneswar | 2102 | EHT (O&M) Division,Bhubaneswar | C222 | 220/132/33 kV T/L S/S S/D Chandaka | 3000001704 | FUSE HOLDER FOR 220KV ABB MAKE SF6 CB | SPR.BKR220ABB.D028 | ZSPR_SH | ZSPR | NOS | 3 | 300 | INR
2000 | Central Zone, Bhubaneswar | 2100 | EHT (O&M) Circle, Bhubaneswar | 2102 | EHT (O&M) Division,Bhubaneswar | C222 | 220/132/33 kV T/L S/S S/D Chandaka | 3000001705 | Motor limit switch 220KV SF6 ABB CB | SPR.BKR220ABB.D029 | ZSPR_ACT | ZSPR | NOS | 2 | 2900 | INR
2000 | Central Zone, Bhubaneswar | 2100 | EHT (O&M) Circle, Bhubaneswar | 2102 | EHT (O&M) Division,Bhubaneswar | C222 | 220/132/33 kV T/L S/S S/D Chandaka | 3000001706 | MCB 2P 10A 250VDC 220KV ABB SF6 CB | SPR.BKR220ABB.D030 | ZSPR_SH | ZSPR | NOS | 3 | 900 | INR
2000 | Central Zone, Bhubaneswar | 2100 | EHT (O&M) Circle, Bhubaneswar | 2102 | EHT (O&M) Division,Bhubaneswar | C222 | 220/132/33 kV T/L S/S S/D Chandaka | 3000001707 | MCB ( 3P 10A) FOR 220KV ABB MAKE SF6 CB | SPR.BKR220ABB.D031 | ZSPR_SH | ZSPR | NOS | 3 | 900 | INR
2000 | Central Zone, Bhubaneswar | 2100 | EHT (O&M) Circle, Bhubaneswar | 2102 | EHT (O&M) Division,Bhubaneswar | C222 | 220/132/33 kV T/L S/S S/D Chandaka | 3000001708 | AIR PRESSURE GAUGE 220KV ABB SF6 CB | SPR.BKR220ABB.D032 | ZSPR_SH | ZSPR | NOS | 1 | 500 | INR
2000 | Central Zone, Bhubaneswar | 2100 | EHT (O&M) Circle, Bhubaneswar | 2102 | EHT (O&M) Division,Bhubaneswar | C222 | 220/132/33 kV T/L S/S S/D Chandaka | 3000001710 | AUTO DRAIN VALVE 220KV ABB MAKE SF6 CB | SPR.BKR220ABB.D034 | ZSPR_SH | ZSPR | NOS | 1 | 500 | INR
2000 | Central Zone, Bhubaneswar | 2100 | EHT (O&M) Circle, Bhubaneswar | 2102 | EHT (O&M) Division,Bhubaneswar | C222 | 220/132/33 kV T/L S/S S/D Chandaka | 3000001711 | AUXILARY SWITCH OF 220KV ABB SF6 CB | SPR.BKR220ABB.D035 | ZSPR_SH | ZSPR | NOS | 3 | 9000 | INR
2000 | Central Zone, Bhubaneswar | 2100 | EHT (O&M) Circle, Bhubaneswar | 2102 | EHT (O&M) Division,Bhubaneswar | C222 | 220/132/33 kV T/L S/S S/D Chandaka | 3000001712 | MOLICULAR FILTER 220KV ABB SF6 CB | SPR.BKR220ABB.D036 | ZSPR_SH | ZSPR | NOS | 3 | 1500 | INR
2000 | Central Zone, Bhubaneswar | 2100 | EHT (O&M) Circle, Bhubaneswar | 2102 | EHT (O&M) Division,Bhubaneswar | C222 | 220/132/33 kV T/L S/S S/D Chandaka | 3000001713 | COUPLING STRAIGHT JOINT 220KV ABB SF6 CB | SPR.BKR220ABB.D037 | ZSPR_SH | ZSPR | NOS | 14 | 13300 | INR
2000 | Central Zone, Bhubaneswar | 2100 | EHT (O&M) Circle, Bhubaneswar | 2102 | EHT (O&M) Division,Bhubaneswar | C222 | 220/132/33 kV T/L S/S S/D Chandaka | 3000001714 | NIPPLE ARMETO COUPLING 220KV ABB SF6 CB | SPR.BKR220ABB.D038 | ZSPR_SH | ZSPR | NOS | 7 | 700 | INR
2000 | Central Zone, Bhubaneswar | 2100 | EHT (O&M) Circle, Bhubaneswar | 2102 | EHT (O&M) Division,Bhubaneswar | C222 | 220/132/33 kV T/L S/S S/D Chandaka | 3000001715 | PRESSURE SW.COMPRESSOR 220KV ABB SF6CB | SPR.BKR220ABB.D039 | ZSPR_SH | ZSPR | NOS | 4 | 2000 | INR
2000 | Central Zone, Bhubaneswar | 2100 | EHT (O&M) Circle, Bhubaneswar | 2102 | EHT (O&M) Division,Bhubaneswar | C222 | 220/132/33 kV T/L S/S S/D Chandaka | 3000001716 | FIN TYPE HEATER 220KV ABB MAKE SF6 CB | SPR.BKR220ABB.D041 | ZSPR_SH | ZSPR | NOS | 3 | 750 | INR
2000 | Central Zone, Bhubaneswar | 2100 | EHT (O&M) Circle, Bhubaneswar | 2102 | EHT (O&M) Division,Bhubaneswar | C222 | 220/132/33 kV T/L S/S S/D Chandaka | 3000001717 | MDS MCB FOR 220KV ABB MAKE SF6 CB | SPR.BKR220ABB.D042 | ZSPR_SH | ZSPR | NOS | 3 | 900 | INR
2000 | Central Zone, Bhubaneswar | 2100 | EHT (O&M) Circle, Bhubaneswar | 2102 | EHT (O&M) Division,Bhubaneswar | C222 | 220/132/33 kV T/L S/S S/D Chandaka | 3000001718 | SWITRON SWITCH FOR 220KV ABB MAKE SF6 CB | SPR.BKR220ABB.D043 | ZSPR_SH | ZSPR | NOS | 3 | 600 | INR
2000 | Central Zone, Bhubaneswar | 2100 | EHT (O&M) Circle, Bhubaneswar | 2102 | EHT (O&M) Division,Bhubaneswar | C222 | 220/132/33 kV T/L S/S S/D Chandaka | 3000001719 | THERMOSTAT | SPR.BKR220ABB.D045 | ZSPR_SH | ZSPR | NOS | 3 | 600 | INR
2000 | Central Zone, Bhubaneswar | 2100 | EHT (O&M) Circle, Bhubaneswar | 2102 | EHT (O&M) Division,Bhubaneswar | C222 | 220/132/33 kV T/L S/S S/D Chandaka | 3000001720 | OPERATION COUNTER 220KV ABB MAKE SF6 CB | SPR.BKR220ABB.D046 | ZSPR_SH | ZSPR | NOS | 1 | 1000 | INR
2000 | Central Zone, Bhubaneswar | 2100 | EHT (O&M) Circle, Bhubaneswar | 2102 | EHT (O&M) Division,Bhubaneswar | C222 | 220/132/33 kV T/L S/S S/D Chandaka | 3000001721 | CONTROL SWITCH 220KV ABB SF6 CB | SPR.BKR220ABB.D047 | ZSPR_SH | ZSPR | NOS | 3 | 1500 | INR
2000 | Central Zone, Bhubaneswar | 2100 | EHT (O&M) Circle, Bhubaneswar | 2102 | EHT (O&M) Division,Bhubaneswar | C222 | 220/132/33 kV T/L S/S S/D Chandaka | 3000001722 | LOCAL REMOTE SWITCH 220KV ABB SF6 CB | SPR.BKR220ABB.D048 | ZSPR_SH | ZSPR | NOS | 3 | 1500 | INR
2000 | Central Zone, Bhubaneswar | 2100 | EHT (O&M) Circle, Bhubaneswar | 2102 | EHT (O&M) Division,Bhubaneswar | C222 | 220/132/33 kV T/L S/S S/D Chandaka | 3000001723 | CLOSING COIL ASSEMBLY 220KV ABB SF6 CB | SPR.BKR220ABB.D049 | ZSPR_SH | ZSPR | NOS | 1 | 500 | INR
2000 | Central Zone, Bhubaneswar | 2100 | EHT (O&M) Circle, Bhubaneswar | 2102 | EHT (O&M) Division,Bhubaneswar | C222 | 220/132/33 kV T/L S/S S/D Chandaka | 3000001724 | TRIP COIL ASSEMBLY 220KV ABB SF6 CB | SPR.BKR220ABB.D050 | ZSPR_SH | ZSPR | NOS | 1 | 750 | INR
2000 | Central Zone, Bhubaneswar | 2100 | EHT (O&M) Circle, Bhubaneswar | 2102 | EHT (O&M) Division,Bhubaneswar | C222 | 220/132/33 kV T/L S/S S/D Chandaka | 3000001725 | AUXILLARY CONTACT7NO+1NC 220KV ABB SF6CB | SPR.BKR220ABB.D051 | ZSPR_SH | ZSPR | NOS | 2 | 3000 | INR
2000 | Central Zone, Bhubaneswar | 2100 | EHT (O&M) Circle, Bhubaneswar | 2102 | EHT (O&M) Division,Bhubaneswar | C222 | 220/132/33 kV T/L S/S S/D Chandaka | 3000001726 | AUXILLARY CONTACT2NO+2NC 220KVABB SF6CB | SPR.BKR220ABB.D052 | ZSPR_SH | ZSPR | NOS | 6 | 9000 | INR
2000 | Central Zone, Bhubaneswar | 2100 | EHT (O&M) Circle, Bhubaneswar | 2102 | EHT (O&M) Division,Bhubaneswar | C222 | 220/132/33 kV T/L S/S S/D Chandaka | 3000001727 | AUXILLARY CONTACT3NO+1NC 220KVABBSF6CB | SPR.BKR220ABB.D053 | ZSPR_SH | ZSPR | NOS | 1 | 2000 | INR
2000 | Central Zone, Bhubaneswar | 2100 | EHT (O&M) Circle, Bhubaneswar | 2102 | EHT (O&M) Division,Bhubaneswar | C222 | 220/132/33 kV T/L S/S S/D Chandaka | 3000001728 | THERMAL OVERLOAD RELAY 220KV ABB SF6CB | SPR.BKR220ABB.D054 | ZSPR_SH | ZSPR | NOS | 3 | 6000 | INR
2000 | Central Zone, Bhubaneswar | 2100 | EHT (O&M) Circle, Bhubaneswar | 2102 | EHT (O&M) Division,Bhubaneswar | C222 | 220/132/33 kV T/L S/S S/D Chandaka | 3000001729 | TERMINAL PAD CONNECTOR 220KV ABB SF6 CB | SPR.BKR220ABB.D055 | ZSPR_SH | ZSPR | NOS | 4 | 1000 | INR
2000 | Central Zone, Bhubaneswar | 2100 | EHT (O&M) Circle, Bhubaneswar | 2102 | EHT (O&M) Division,Bhubaneswar | C222 | 220/132/33 kV T/L S/S S/D Chandaka | 3000001730 | PRESSURE LOCKOUT CONTACT220KV ABB SF6CB | SPR.BKR220ABB.D056 | ZSPR_ACT | ZSPR | NOS | 8 | 5456.24 | INR
2000 | Central Zone, Bhubaneswar | 2100 | EHT (O&M) Circle, Bhubaneswar | 2102 | EHT (O&M) Division,Bhubaneswar | C222 | 220/132/33 kV T/L S/S S/D Chandaka | 3000001731 | GAS REGULATOR 220KV ABB SF6CB | SPR.BKR220ABB.D057 | ZSPR_ACT | ZSPR | NOS | 1 | 850 | INR
2000 | Central Zone, Bhubaneswar | 2100 | EHT (O&M) Circle, Bhubaneswar | 2102 | EHT (O&M) Division,Bhubaneswar | C222 | 220/132/33 kV T/L S/S S/D Chandaka | 3000001754 | DOOR LIMIT SWITCH OF 220KV SF6 CB ABB | SPR.BKR220ABB.D084 | ZSPR_SH | ZSPR | NOS | 3 | 750 | INR
2000 | Central Zone, Bhubaneswar | 2100 | EHT (O&M) Circle, Bhubaneswar | 2102 | EHT (O&M) Division,Bhubaneswar | C222 | 220/132/33 kV T/L S/S S/D Chandaka | 3000001797 | SF6 GAS FILLING DEVICE 220KV SF6 CB ABB | SPR.BKR220ABB.D162 | ZSPR_ACT | ZSPR | NOS | 1 | 12000 | INR
2000 | Central Zone, Bhubaneswar | 2100 | EHT (O&M) Circle, Bhubaneswar | 2102 | EHT (O&M) Division,Bhubaneswar | C228 | 220/132/33 kV T/L S/S S/D Pratapsasan | 3000001808 | LIMB FOR 220KV SF6 CB | SPR.BKR220ABB.D188 | ZSPR_US | ZSPR | NOS | 1 | 0.01 | INR
2000 | Central Zone, Bhubaneswar | 2100 | EHT (O&M) Circle, Bhubaneswar | 2102 | EHT (O&M) Division,Bhubaneswar | C222 | 220/132/33 kV T/L S/S S/D Chandaka | 3000001830 | 3-P 4-P MOTOR 220KV CGL SF6 CB | SPR.BKR220CGL.D012 | ZSPR_ACT | ZSPR | NOS | 2 | 28000 | INR
2000 | Central Zone, Bhubaneswar | 2100 | EHT (O&M) Circle, Bhubaneswar | 2102 | EHT (O&M) Division,Bhubaneswar | C222 | 220/132/33 kV T/L S/S S/D Chandaka | 3000001851 | GPL contactor Of 220KV SF6 CB SIEMENS | SPR.BKR220SMNS.D002 | ZSPR_ACT | ZSPR | NOS | 4 | 2000 | INR
2000 | Central Zone, Bhubaneswar | 2100 | EHT (O&M) Circle, Bhubaneswar | 2102 | EHT (O&M) Division,Bhubaneswar | C222 | 220/132/33 kV T/L S/S S/D Chandaka | 3000001855 | TRIP/CLOSE COIL 220KV SIEMENS SF6 CB | SPR.BKR220SMNS.D010 | ZSPR_ACT | ZSPR | NOS | 6 | 3300 | INR
2000 | Central Zone, Bhubaneswar | 2100 | EHT (O&M) Circle, Bhubaneswar | 2102 | EHT (O&M) Division,Bhubaneswar | C222 | 220/132/33 kV T/L S/S S/D Chandaka | 3000001858 | SCM FOR 220KV SMNS SF6 CB | SPR.BKR220SMNS.D015 | ZSPR_ACT | ZSPR | NOS | 1 | 6000 | INR
2000 | Central Zone, Bhubaneswar | 2100 | EHT (O&M) Circle, Bhubaneswar | 2102 | EHT (O&M) Division,Bhubaneswar | C222 | 220/132/33 kV T/L S/S S/D Chandaka | 3000001859 | GAS FILLING DEVICE 220KV SIEMENS SF6 CB | SPR.BKR220SMNS.D017 | ZSPR_ACT | ZSPR | NOS | 7 | 99000 | INR
2000 | Central Zone, Bhubaneswar | 2100 | EHT (O&M) Circle, Bhubaneswar | 2102 | EHT (O&M) Division,Bhubaneswar | C222 | 220/132/33 kV T/L S/S S/D Chandaka | 3000001866 | Motor limit switch 220KV SF6 CB SIEMENS | SPR.BKR220SMNS.D029 | ZSPR_ACT | ZSPR | NOS | 3 | 1500 | INR
2000 | Central Zone, Bhubaneswar | 2100 | EHT (O&M) Circle, Bhubaneswar | 2102 | EHT (O&M) Division,Bhubaneswar | C227 | 132/33 kV T/L S/S S/D Badagada | 3000001909 | TRIP COIL 220V DC 36 KV AREVA MAKE VCB | SPR.BKR36ARVA.E001 | ZSPR_ACT | ZSPR | NOS | 1 | 1120 | INR
2000 | Central Zone, Bhubaneswar | 2100 | EHT (O&M) Circle, Bhubaneswar | 2102 | EHT (O&M) Division,Bhubaneswar | C222 | 220/132/33 kV T/L S/S S/D Chandaka | 3000001932 | SCM FOR 36KV CGL VCB | SPR.BKR36CGL.E004 | ZSPR_SH | ZSPR | NOS | 2 | 6490 | INR
2000 | Central Zone, Bhubaneswar | 2100 | EHT (O&M) Circle, Bhubaneswar | 2102 | EHT (O&M) Division,Bhubaneswar | C226 | 132/33 kV T/L S/S S/D Ranasinghpur | 3000001955 | Single pole limb for 36KV VCB SEIL | SPR.BKR36SEIL.E001 | ZSPR_ACT | ZSPR | NOS | 1 | 48960.79 | INR
2000 | Central Zone, Bhubaneswar | 2100 | EHT (O&M) Circle, Bhubaneswar | 2102 | EHT (O&M) Division,Bhubaneswar | C223 | 132/33 kV T/L S/S S/D Bhubaneswar | 3000001955 | Single pole limb for 36KV VCB SEIL | SPR.BKR36SEIL.E001 | ZSPR_ACT | ZSPR | NOS | 2 | 97921.58 | INR
2000 | Central Zone, Bhubaneswar | 2100 | EHT (O&M) Circle, Bhubaneswar | 2102 | EHT (O&M) Division,Bhubaneswar | C223 | 132/33 kV T/L S/S S/D Bhubaneswar | 3000001956 | Tripping coil for 36KV VCB SEIL | SPR.BKR36SEIL.E002 | ZSPR_ACT | ZSPR | NOS | 3 | 3300 | INR
2000 | Central Zone, Bhubaneswar | 2100 | EHT (O&M) Circle, Bhubaneswar | 2102 | EHT (O&M) Division,Bhubaneswar | C227 | 132/33 kV T/L S/S S/D Badagada | 3000001957 | Closing coil for 36KV VCB SEIL | SPR.BKR36SEIL.E003 | ZSPR_ACT | ZSPR | NOS | 2 | 2211.43 | INR
2000 | Central Zone, Bhubaneswar | 2100 | EHT (O&M) Circle, Bhubaneswar | 2102 | EHT (O&M) Division,Bhubaneswar | C223 | 132/33 kV T/L S/S S/D Bhubaneswar | 3000001957 | Closing coil for 36KV VCB SEIL | SPR.BKR36SEIL.E003 | ZSPR_ACT | ZSPR | NOS | 5 | 5528.57 | INR
2000 | Central Zone, Bhubaneswar | 2100 | EHT (O&M) Circle, Bhubaneswar | 2102 | EHT (O&M) Division,Bhubaneswar | C222 | 220/132/33 kV T/L S/S S/D Chandaka | 3000001972 | CLOSING COIL OF 36KV SIEMENS VCB | SPR.BKR36SMNS.E002 | ZSPR_SH | ZSPR | NOS | 1 | 1628 | INR
2000 | Central Zone, Bhubaneswar | 2100 | EHT (O&M) Circle, Bhubaneswar | 2102 | EHT (O&M) Division,Bhubaneswar | C225 | 220/132/33 kV Chandaka-B (GIS) | 3000002121 | AC CONTACTOR FOR BATTERY CHARGER | SPR.CHRG.CLDN.A010 | ZSPR_ACT | ZSPR | NOS | 3 | 600 | INR
2000 | Central Zone, Bhubaneswar | 2100 | EHT (O&M) Circle, Bhubaneswar | 2102 | EHT (O&M) Division,Bhubaneswar | C22A | 132/33 kV UNIT-VIII GIS S/S Bhubaneswar | 3000002243 | Spare Card FCBC (F-C-B Charger) | SPR.FCBC.A001 | ZSPR_FREE | ZSPR | SET | 8 | 0 | INR
2000 | Central Zone, Bhubaneswar | 2100 | EHT (O&M) Circle, Bhubaneswar | 2102 | EHT (O&M) Division,Bhubaneswar | C223 | 132/33 kV T/L S/S S/D Bhubaneswar | 3000002246 | HEATING ELEMENT NIRMAL FILTER MACHINE | SPR.FLTM.NRML.D001 | ZSPR_US | ZSPR | NOS | 100 | 30911 | INR
2000 | Central Zone, Bhubaneswar | 2100 | EHT (O&M) Circle, Bhubaneswar | 2102 | EHT (O&M) Division,Bhubaneswar | C225 | 220/132/33 kV Chandaka-B (GIS) | 3000002281 | Terminal Pad | SPR.ISO.33SS.A006 | ZSPR_FREE | ZSPR | NOS | 6 | 0 | INR
2000 | Central Zone, Bhubaneswar | 2100 | EHT (O&M) Circle, Bhubaneswar | 2102 | EHT (O&M) Division,Bhubaneswar | C228 | 220/132/33 kV T/L S/S S/D Pratapsasan | 3000002293 | 132KV Isolator Motor type Mechanism box | SPR.ISO.MISC.A008 | ZSPR_US | ZSPR | NOS | 7 | 0.01 | INR
2000 | Central Zone, Bhubaneswar | 2100 | EHT (O&M) Circle, Bhubaneswar | 2102 | EHT (O&M) Division,Bhubaneswar | C223 | 132/33 kV T/L S/S S/D Bhubaneswar | 3000002338 | MALE CONTACTCU PIPE 132KV HVLM ISOLATOR | SPR.ISO132HVLM.A004 | ZSPR_ACT | ZSPR | NOS | 3 | 15000 | INR
2000 | Central Zone, Bhubaneswar | 2100 | EHT (O&M) Circle, Bhubaneswar | 2102 | EHT (O&M) Division,Bhubaneswar | C223 | 132/33 kV T/L S/S S/D Bhubaneswar | 3000002346 | FEMALE CONTACT132KV SMC ISOLATOR | SPR.ISO132SMC.A001 | ZSPR_ACT | ZSPR | NOS | 25 | 64425 | INR
2000 | Central Zone, Bhubaneswar | 2100 | EHT (O&M) Circle, Bhubaneswar | 2102 | EHT (O&M) Division,Bhubaneswar | C228 | 220/132/33 kV T/L S/S S/D Pratapsasan | 3000002371 | MALE CONTACTFOR 132 KV SS MAKE ISOLATOR | SPR.ISO132SS.A019 | ZSPR_US | ZSPR | NOS | 5 | 0.01 | INR
2000 | Central Zone, Bhubaneswar | 2100 | EHT (O&M) Circle, Bhubaneswar | 2102 | EHT (O&M) Division,Bhubaneswar | C223 | 132/33 kV T/L S/S S/D Bhubaneswar | 3000002380 | AUX SWITCH ASSEMBLY OF 132KV ISOLATOR | SPR.ISO132SS.A031 | ZSPR_ACT | ZSPR | NOS | 30 | 19814.73 | INR
2000 | Central Zone, Bhubaneswar | 2100 | EHT (O&M) Circle, Bhubaneswar | 2102 | EHT (O&M) Division,Bhubaneswar | C228 | 220/132/33 kV T/L S/S S/D Pratapsasan | 3000002394 | MALE CONTACTSPARES FOR 220KV ISOLATOR | SPR.ISO220.A002 | ZSPR_US | ZSPR | NOS | 2 | 0.01 | INR
2000 | Central Zone, Bhubaneswar | 2100 | EHT (O&M) Circle, Bhubaneswar | 2102 | EHT (O&M) Division,Bhubaneswar | C228 | 220/132/33 kV T/L S/S S/D Pratapsasan | 3000002399 | E/S MOVING CONTACTSPARES 220KV ISOLATOR | SPR.ISO220.A007 | ZSPR_THEFT | ZSPR | NOS | 12 | 49560 | INR
2000 | Central Zone, Bhubaneswar | 2100 | EHT (O&M) Circle, Bhubaneswar | 2102 | EHT (O&M) Division,Bhubaneswar | C222 | 220/132/33 kV T/L S/S S/D Chandaka | 3000002414 | P CONTACTOR&MCB FOR 220KV GRP ISOLAOR | SPR.ISO220GRP.A002 | ZSPR_ACT | ZSPR | NOS | 2 | 10000 | INR
2000 | Central Zone, Bhubaneswar | 2100 | EHT (O&M) Circle, Bhubaneswar | 2102 | EHT (O&M) Division,Bhubaneswar | C222 | 220/132/33 kV T/L S/S S/D Chandaka | 3000002429 | FEMALE CONTACT 220KV SS MAKE ISOLATOR | SPR.ISO220SS.A001 | ZSPR_ACT | ZSPR | NOS | 14 | 105000 | INR
2000 | Central Zone, Bhubaneswar | 2100 | EHT (O&M) Circle, Bhubaneswar | 2102 | EHT (O&M) Division,Bhubaneswar | C222 | 220/132/33 kV T/L S/S S/D Chandaka | 3000002430 | MALE CONTACTFOR 220KV SS MAKE ISOLATOR | SPR.ISO220SS.A002 | ZSPR_ACT | ZSPR | NOS | 14 | 123200 | INR
2000 | Central Zone, Bhubaneswar | 2100 | EHT (O&M) Circle, Bhubaneswar | 2102 | EHT (O&M) Division,Bhubaneswar | C222 | 220/132/33 kV T/L S/S S/D Chandaka | 3000002435 | MALE&FEMALE CONTACT-220KV GRP ISOLAOR | SPR.ISO220SS.A010 | ZSPR_ACT | ZSPR | NOS | 2 | 28000 | INR
2000 | Central Zone, Bhubaneswar | 2100 | EHT (O&M) Circle, Bhubaneswar | 2102 | EHT (O&M) Division,Bhubaneswar | C222 | 220/132/33 kV T/L S/S S/D Chandaka | 3000002438 | TERMINAL PAD FOR 220KV SS MAKE ISOLATOR | SPR.ISO220SS.A013 | ZSPR_ACT | ZSPR | NOS | 2 | 5200 | INR
2000 | Central Zone, Bhubaneswar | 2100 | EHT (O&M) Circle, Bhubaneswar | 2102 | EHT (O&M) Division,Bhubaneswar | C222 | 220/132/33 kV T/L S/S S/D Chandaka | 3000002439 | LIMIT&AUXILIARY SWITCH-220KV SS ISOLATOR | SPR.ISO220SS.A014 | ZSPR_ACT | ZSPR | NOS | 2 | 3120 | INR
2000 | Central Zone, Bhubaneswar | 2100 | EHT (O&M) Circle, Bhubaneswar | 2102 | EHT (O&M) Division,Bhubaneswar | C222 | 220/132/33 kV T/L S/S S/D Chandaka | 3000002440 | TERMINAL CONNECTOR 220KV SS ISOLATOR | SPR.ISO220SS.A015 | ZSPR_ACT | ZSPR | NOS | 2 | 7000 | INR
2000 | Central Zone, Bhubaneswar | 2100 | EHT (O&M) Circle, Bhubaneswar | 2102 | EHT (O&M) Division,Bhubaneswar | C223 | 132/33 kV T/L S/S S/D Bhubaneswar | 3000002465 | FEMALE CONTACT33KV HIVELUM ISOLATOR | SPR.ISO33HVLM.A006 | ZSPR_SH | ZSPR | NOS | 24 | 62304 | INR
2000 | Central Zone, Bhubaneswar | 2100 | EHT (O&M) Circle, Bhubaneswar | 2102 | EHT (O&M) Division,Bhubaneswar | C223 | 132/33 kV T/L S/S S/D Bhubaneswar | 3000002466 | MALE CONTACT33KV HIVELUM ISOLATOR | SPR.ISO33HVLM.A007 | ZSPR_SH | ZSPR | NOS | 27 | 142774.11 | INR
2000 | Central Zone, Bhubaneswar | 2100 | EHT (O&M) Circle, Bhubaneswar | 2102 | EHT (O&M) Division,Bhubaneswar | C227 | 132/33 kV T/L S/S S/D Badagada | 3000002471 | FIXED CONTACTFINGER 33KV SMC ISOLATOR | SPR.ISO33SMC.A001 | ZSPR_ACT | ZSPR | NOS | 15 | 22884.96 | INR
2000 | Central Zone, Bhubaneswar | 2100 | EHT (O&M) Circle, Bhubaneswar | 2102 | EHT (O&M) Division,Bhubaneswar | C223 | 132/33 kV T/L S/S S/D Bhubaneswar | 3000002479 | MOVING CONTACTASSEMBLY 33KV SS ISOLATOR | SPR.ISO33SS.A001 | ZSPR_ACT | ZSPR | NOS | 12 | 35120.04 | INR
2000 | Central Zone, Bhubaneswar | 2100 | EHT (O&M) Circle, Bhubaneswar | 2102 | EHT (O&M) Division,Bhubaneswar | C223 | 132/33 kV T/L S/S S/D Bhubaneswar | 3000002480 | FEMALE CONTACTFOR 33KV SS MAKE ISOLATOR | SPR.ISO33SS.A002 | ZSPR_ACT | ZSPR | NOS | 24 | 40800 | INR
2000 | Central Zone, Bhubaneswar | 2100 | EHT (O&M) Circle, Bhubaneswar | 2102 | EHT (O&M) Division,Bhubaneswar | C226 | 132/33 kV T/L S/S S/D Ranasinghpur | 3000002482 | MECHANISM BOX FOR 33KV ISOLATOR | SPR.ISO33SS.A004 | ZSPR_US | ZSPR | NOS | 51 | 24537.75 | INR
2000 | Central Zone, Bhubaneswar | 2100 | EHT (O&M) Circle, Bhubaneswar | 2102 | EHT (O&M) Division,Bhubaneswar | C228 | 220/132/33 kV T/L S/S S/D Pratapsasan | 3000002482 | MECHANISM BOX FOR 33KV ISOLATOR | SPR.ISO33SS.A004 | ZSPR_US | ZSPR | NOS | 2 | 962.26 | INR
2000 | Central Zone, Bhubaneswar | 2100 | EHT (O&M) Circle, Bhubaneswar | 2102 | EHT (O&M) Division,Bhubaneswar | C228 | 220/132/33 kV T/L S/S S/D Pratapsasan | 3000002483 | MALE CONTACTCU PIPE TYPE 33KV ISOLATOR | SPR.ISO33SS.A005 | ZSPR_US | ZSPR | NOS | 5 | 0.01 | INR
2000 | Central Zone, Bhubaneswar | 2100 | EHT (O&M) Circle, Bhubaneswar | 2102 | EHT (O&M) Division,Bhubaneswar | C222 | 220/132/33 kV T/L S/S S/D Chandaka | 3000002511 | 33KV TERMINAL CONNECTOR SS ISOLATOR | SPR.ISO33SS.A043 | ZSPR_THEFT | ZSPR | NOS | 75 | 4956000 | INR
2000 | Central Zone, Bhubaneswar | 2100 | EHT (O&M) Circle, Bhubaneswar | 2102 | EHT (O&M) Division,Bhubaneswar | C225 | 220/132/33 kV Chandaka-B (GIS) | 3000002554 | MISCELLANEOUS SPARE ITEMS | SPR.MISC.A001 | ZSPR_FREE | ZSPR | NOS | 2 | 0 | INR
2000 | Central Zone, Bhubaneswar | 2100 | EHT (O&M) Circle, Bhubaneswar | 2102 | EHT (O&M) Division,Bhubaneswar | C225 | 220/132/33 kV Chandaka-B (GIS) | 3000002554 | MISCELLANEOUS SPARE ITEMS | SPR.MISC.A001 | ZSPR_ACT | ZSPR | NOS | 4 | 2368 | INR
2000 | Central Zone, Bhubaneswar | 2100 | EHT (O&M) Circle, Bhubaneswar | 2102 | EHT (O&M) Division,Bhubaneswar | C223 | 132/33 kV T/L S/S S/D Bhubaneswar | 3000002569 | Contactor of different type | SPR.MISC.A028 | ZSPR_ACT | ZSPR | NOS | 1 | 2950 | INR
2000 | Central Zone, Bhubaneswar | 2100 | EHT (O&M) Circle, Bhubaneswar | 2102 | EHT (O&M) Division,Bhubaneswar | C226 | 132/33 kV T/L S/S S/D Ranasinghpur | 3000002577 | Silica gel breather for Tfr in Nos | SPR.MISC.A051 | ZSPR_ACT | ZSPR | NOS | 2 | 8932 | INR
2000 | Central Zone, Bhubaneswar | 2100 | EHT (O&M) Circle, Bhubaneswar | 2102 | EHT (O&M) Division,Bhubaneswar | C225 | 220/132/33 kV Chandaka-B (GIS) | 3000002642 | 90 MM VALVE | SPR.MISC.A222 | ZSPR_FREE | ZSPR | NOS | 28 | 0 | INR
2000 | Central Zone, Bhubaneswar | 2100 | EHT (O&M) Circle, Bhubaneswar | 2102 | EHT (O&M) Division,Bhubaneswar | C226 | 132/33 kV T/L S/S S/D Ranasinghpur | 3000002664 | Annunciator | SPR.MISC.A252 | ZSPR_US | ZSPR | NOS | 14 | 700 | INR
2000 | Central Zone, Bhubaneswar | 2100 | EHT (O&M) Circle, Bhubaneswar | 2102 | EHT (O&M) Division,Bhubaneswar | C226 | 132/33 kV T/L S/S S/D Ranasinghpur | 3000002678 | WIRE WOUND RESISTOR 200 OHMS | SPR.MISC.A268 | ZSPR_ACT | ZSPR | NOS | 24 | 8156.16 | INR
2000 | Central Zone, Bhubaneswar | 2100 | EHT (O&M) Circle, Bhubaneswar | 2102 | EHT (O&M) Division,Bhubaneswar | C229 | 220/33 kV Infocity-II (GIS) | 3000002680 | SELECTOR SWITCH 132/33KV 40MVA BHEL Tfr | SPR.MISC.A272 | ZSPR_FREE | ZSPR | NOS | 2 | 0 | INR
2000 | Central Zone, Bhubaneswar | 2100 | EHT (O&M) Circle, Bhubaneswar | 2102 | EHT (O&M) Division,Bhubaneswar | C225 | 220/132/33 kV Chandaka-B (GIS) | 3000002680 | SELECTOR SWITCH 132/33KV 40MVA BHEL Tfr | SPR.MISC.A272 | ZSPR_FREE | ZSPR | NOS | 2 | 0 | INR
2000 | Central Zone, Bhubaneswar | 2100 | EHT (O&M) Circle, Bhubaneswar | 2102 | EHT (O&M) Division,Bhubaneswar | C229 | 220/33 kV Infocity-II (GIS) | 3000002693 | VACCUUM INTERRUPTER UNIT OF 33KV VCB | SPR.MISC.A292 | ZSPR_FREE | ZSPR | NOS | 3 | 0 | INR
2000 | Central Zone, Bhubaneswar | 2100 | EHT (O&M) Circle, Bhubaneswar | 2102 | EHT (O&M) Division,Bhubaneswar | C225 | 220/132/33 kV Chandaka-B (GIS) | 3000002715 | PI Clamps for 33 KV | SPR.MISC.A344 | ZSPR_FREE | ZSPR | NOS | 23 | 0 | INR
2000 | Central Zone, Bhubaneswar | 2100 | EHT (O&M) Circle, Bhubaneswar | 2102 | EHT (O&M) Division,Bhubaneswar | C228 | 220/132/33 kV T/L S/S S/D Pratapsasan | 3000002756 | 132KV BUSHING CONDENSER W/O ROD | SPR.MISC.A473 | ZSPR_US | ZSPR | NOS | 3 | 0.01 | INR
2000 | Central Zone, Bhubaneswar | 2100 | EHT (O&M) Circle, Bhubaneswar | 2102 | EHT (O&M) Division,Bhubaneswar | C223 | 132/33 kV T/L S/S S/D Bhubaneswar | 3000002759 | 33 KV Pad Clamp for ACSR zebra conductor | SPR.MISC.A482 | ZSPR_SH | ZSPR | NOS | 42 | 840 | INR
2000 | Central Zone, Bhubaneswar | 2100 | EHT (O&M) Circle, Bhubaneswar | 2102 | EHT (O&M) Division,Bhubaneswar | C223 | 132/33 kV T/L S/S S/D Bhubaneswar | 3000002792 | CONTACTOR | SPR.MISC.A563 | ZSPR_ACT | ZSPR | NOS | 48 | 3072 | INR
2000 | Central Zone, Bhubaneswar | 2100 | EHT (O&M) Circle, Bhubaneswar | 2102 | EHT (O&M) Division,Bhubaneswar | C226 | 132/33 kV T/L S/S S/D Ranasinghpur | 3000002793 | AMMETER / CURRENT TRANSDUCER | SPR.MISC.A565 | ZSPR_ACT | ZSPR | NOS | 1 | 3764.2 | INR
2000 | Central Zone, Bhubaneswar | 2100 | EHT (O&M) Circle, Bhubaneswar | 2102 | EHT (O&M) Division,Bhubaneswar | C225 | 220/132/33 kV Chandaka-B (GIS) | 3000002796 | TERMINAL CONNECTOR ON BPI FOR MOOSE ACSR | SPR.MISC.A568 | ZSPR_FREE | ZSPR | NOS | 24 | 0 | INR
2000 | Central Zone, Bhubaneswar | 2100 | EHT (O&M) Circle, Bhubaneswar | 2102 | EHT (O&M) Division,Bhubaneswar | C227 | 132/33 kV T/L S/S S/D Badagada | 3000002800 | Meter to PC Cable for Apex Meter. | SPR.MISC.AB14 | ZSPR_ACT | ZSPR | NOS | 2 | 0.54 | INR
2000 | Central Zone, Bhubaneswar | 2100 | EHT (O&M) Circle, Bhubaneswar | 2102 | EHT (O&M) Division,Bhubaneswar | C223 | 132/33 kV T/L S/S S/D Bhubaneswar | 3000002854 | SURGE COUNTER FOR 132KV SURGE ARRESTER | SPR.SA132BHEL.A001 | ZSPR_US | ZSPR | NOS | 3 | 3 | INR
2000 | Central Zone, Bhubaneswar | 2100 | EHT (O&M) Circle, Bhubaneswar | 2102 | EHT (O&M) Division,Bhubaneswar | C224 | 132/33 kV GIS S/S Mancheswar | 3000002854 | SURGE COUNTER FOR 132KV SURGE ARRESTER | SPR.SA132BHEL.A001 | ZSPR_FREE | ZSPR | NOS | 6 | 0 | INR
2000 | Central Zone, Bhubaneswar | 2100 | EHT (O&M) Circle, Bhubaneswar | 2102 | EHT (O&M) Division,Bhubaneswar | C228 | 220/132/33 kV T/L S/S S/D Pratapsasan | 3000002855 | SURGE COUNTER 132KV CGL SURGE ARRESTER | SPR.SA132CGL.A002 | ZSPR_US | ZSPR | NOS | 20 | 0.01 | INR
2000 | Central Zone, Bhubaneswar | 2100 | EHT (O&M) Circle, Bhubaneswar | 2102 | EHT (O&M) Division,Bhubaneswar | C222 | 220/132/33 kV T/L S/S S/D Chandaka | 3000002883 | COOLING FAN OF 100MVA 220/33KV BHEL Tfr | SPR.TFR100BHEL.DA01 | ZSPR_ACT | ZSPR | NOS | 1 | 4000 | INR
2000 | Central Zone, Bhubaneswar | 2100 | EHT (O&M) Circle, Bhubaneswar | 2102 | EHT (O&M) Division,Bhubaneswar | C222 | 220/132/33 kV T/L S/S S/D Chandaka | 3000002885 | BUTTERFLY VALVE 100MVA 220/33KV BHEL Tfr | SPR.TFR100BHEL.DD01 | ZSPR_SH | ZSPR | NOS | 8 | 32000 | INR
2000 | Central Zone, Bhubaneswar | 2100 | EHT (O&M) Circle, Bhubaneswar | 2102 | EHT (O&M) Division,Bhubaneswar | C222 | 220/132/33 kV T/L S/S S/D Chandaka | 3000002886 | OIL C PUMP 100MVA 200/132KV NGEF Tfr | SPR.TFR100NGEF.CA01 | ZSPR_ACT | ZSPR | NOS | 1 | 1000 | INR
2000 | Central Zone, Bhubaneswar | 2100 | EHT (O&M) Circle, Bhubaneswar | 2102 | EHT (O&M) Division,Bhubaneswar | C223 | 132/33 kV T/L S/S S/D Bhubaneswar | 3000002918 | C Fan&motor 160MVA 220/132/33KV ASTM AT | SPR.TFR160ALSM.DA02 | ZSPR_US | ZSPR | NOS | 1 | 1 | INR
2000 | Central Zone, Bhubaneswar | 2100 | EHT (O&M) Circle, Bhubaneswar | 2102 | EHT (O&M) Division,Bhubaneswar | C222 | 220/132/33 kV T/L S/S S/D Chandaka | 3000002918 | C Fan&motor 160MVA 220/132/33KV ASTM AT | SPR.TFR160ALSM.DA02 | ZSPR_ACT | ZSPR | NOS | 4 | 27750 | INR
2000 | Central Zone, Bhubaneswar | 2100 | EHT (O&M) Circle, Bhubaneswar | 2102 | EHT (O&M) Division,Bhubaneswar | C222 | 220/132/33 kV T/L S/S S/D Chandaka | 3000002919 | PRD-160MVA 220/132/33KV ASTM Auto Tfr | SPR.TFR160ALSM.DC01 | ZSPR_SH | ZSPR | NOS | 2 | 36000 | INR
2000 | Central Zone, Bhubaneswar | 2100 | EHT (O&M) Circle, Bhubaneswar | 2102 | EHT (O&M) Division,Bhubaneswar | C222 | 220/132/33 kV T/L S/S S/D Chandaka | 3000002920 | OTI for 160MVA 220/132/33KV Alstom AT | SPR.TFR160ALSM.DC02 | ZSPR_ACT | ZSPR | SET | 2 | 30000 | INR
2000 | Central Zone, Bhubaneswar | 2100 | EHT (O&M) Circle, Bhubaneswar | 2102 | EHT (O&M) Division,Bhubaneswar | C225 | 220/132/33 kV Chandaka-B (GIS) | 3000002920 | OTI for 160MVA 220/132/33KV Alstom AT | SPR.TFR160ALSM.DC02 | ZSPR_FREE | ZSPR | SET | 2 | 0 | INR
2000 | Central Zone, Bhubaneswar | 2100 | EHT (O&M) Circle, Bhubaneswar | 2102 | EHT (O&M) Division,Bhubaneswar | C225 | 220/132/33 kV Chandaka-B (GIS) | 3000002921 | WTI for 160MVA 220/132/33KV Alstom AT | SPR.TFR160ALSM.DC03 | ZSPR_SH | ZSPR | SET | 2 | 0.01 | INR
2000 | Central Zone, Bhubaneswar | 2100 | EHT (O&M) Circle, Bhubaneswar | 2102 | EHT (O&M) Division,Bhubaneswar | C222 | 220/132/33 kV T/L S/S S/D Chandaka | 3000002921 | WTI for 160MVA 220/132/33KV Alstom AT | SPR.TFR160ALSM.DC03 | ZSPR_ACT | ZSPR | SET | 1 | 15000 | INR
2000 | Central Zone, Bhubaneswar | 2100 | EHT (O&M) Circle, Bhubaneswar | 2102 | EHT (O&M) Division,Bhubaneswar | C222 | 220/132/33 kV T/L S/S S/D Chandaka | 3000002922 | MOLG for 160MVA 220/132/33KV Alstom AT | SPR.TFR160ALSM.DC04 | ZSPR_ACT | ZSPR | NOS | 2 | 35000 | INR
2000 | Central Zone, Bhubaneswar | 2100 | EHT (O&M) Circle, Bhubaneswar | 2102 | EHT (O&M) Division,Bhubaneswar | C222 | 220/132/33 kV T/L S/S S/D Chandaka | 3000002923 | OFI for 160MVA 220/132/33KV Alstom AT | SPR.TFR160ALSM.DC05 | ZSPR_ACT | ZSPR | NOS | 2 | 36000 | INR
2000 | Central Zone, Bhubaneswar | 2100 | EHT (O&M) Circle, Bhubaneswar | 2102 | EHT (O&M) Division,Bhubaneswar | C222 | 220/132/33 kV T/L S/S S/D Chandaka | 3000002926 | TPI for 160MVA 220/132/33KV Alstom AT | SPR.TFR160ALSM.DC08 | ZSPR_ACT | ZSPR | NOS | 2 | 28400 | INR
2000 | Central Zone, Bhubaneswar | 2100 | EHT (O&M) Circle, Bhubaneswar | 2102 | EHT (O&M) Division,Bhubaneswar | C222 | 220/132/33 kV T/L S/S S/D Chandaka | 3000002931 | BV FOR 160MVA 220/132KV AREVA Tfr | SPR.TFR160ARVA.CC13 | ZSPR_SH | ZSPR | NOS | 4 | 18000 | INR
2000 | Central Zone, Bhubaneswar | 2100 | EHT (O&M) Circle, Bhubaneswar | 2102 | EHT (O&M) Division,Bhubaneswar | C222 | 220/132/33 kV T/L S/S S/D Chandaka | 3000002932 | E. JOINT 160MVA 220/132KV AREVA Tfr | SPR.TFR160ARVA.CD01 | ZSPR_SH | ZSPR | NOS | 2 | 10200 | INR
2000 | Central Zone, Bhubaneswar | 2100 | EHT (O&M) Circle, Bhubaneswar | 2102 | EHT (O&M) Division,Bhubaneswar | C225 | 220/132/33 kV Chandaka-B (GIS) | 3000002936 | MOLG of 160MVA 220/132/33KV BHEL AT | SPR.TFR160BHEL.DC04 | ZSPR_FREE | ZSPR | NOS | 2 | 0 | INR
2000 | Central Zone, Bhubaneswar | 2100 | EHT (O&M) Circle, Bhubaneswar | 2102 | EHT (O&M) Division,Bhubaneswar | C225 | 220/132/33 kV Chandaka-B (GIS) | 3000002938 | LV Bushing-160 MVA,220/132/33KV BHEL AT | SPR.TFR160BHEL.DC06 | ZSPR_FREE | ZSPR | NOS | 2 | 0 | INR
2000 | Central Zone, Bhubaneswar | 2100 | EHT (O&M) Circle, Bhubaneswar | 2102 | EHT (O&M) Division,Bhubaneswar | C225 | 220/132/33 kV Chandaka-B (GIS) | 3000002940 | N.Bushing&Rod-160MVA 220/132/33KVBHEL AT | SPR.TFR160BHEL.DC08 | ZSPR_FREE | ZSPR | NOS | 4 | 0 | INR
2000 | Central Zone, Bhubaneswar | 2100 | EHT (O&M) Circle, Bhubaneswar | 2102 | EHT (O&M) Division,Bhubaneswar | C225 | 220/132/33 kV Chandaka-B (GIS) | 3000002941 | HVBushing &Rod-160MVA 220/132/33KVBHELAT | SPR.TFR160BHEL.DC10 | ZSPR_FREE | ZSPR | NOS | 4 | 0 | INR
2000 | Central Zone, Bhubaneswar | 2100 | EHT (O&M) Circle, Bhubaneswar | 2102 | EHT (O&M) Division,Bhubaneswar | C225 | 220/132/33 kV Chandaka-B (GIS) | 3000002942 | C. FAN&MOTOR-160MVA 220/132/33KV BHEL AT | SPR.TFR160BHEL.DC11 | ZSPR_FREE | ZSPR | NOS | 14 | 0 | INR
2000 | Central Zone, Bhubaneswar | 2100 | EHT (O&M) Circle, Bhubaneswar | 2102 | EHT (O&M) Division,Bhubaneswar | C225 | 220/132/33 kV Chandaka-B (GIS) | 3000002943 | spares 160MVA 220/13233KV BHEL AT | SPR.TFR160BHEL.DC12 | ZSPR_FREE | ZSPR | NOS | 64 | 0 | INR
2000 | Central Zone, Bhubaneswar | 2100 | EHT (O&M) Circle, Bhubaneswar | 2102 | EHT (O&M) Division,Bhubaneswar | C225 | 220/132/33 kV Chandaka-B (GIS) | 3000002947 | BR of 160MVA 220/132/33KV BHEL AT | SPR.TFR160BHEL.DC18 | ZSPR_FREE | ZSPR | NOS | 2 | 0 | INR
2000 | Central Zone, Bhubaneswar | 2100 | EHT (O&M) Circle, Bhubaneswar | 2102 | EHT (O&M) Division,Bhubaneswar | C225 | 220/132/33 kV Chandaka-B (GIS) | 3000002948 | TPI -160MVA 220/132/33KVBHEL AT | SPR.TFR160BHEL.DC19 | ZSPR_FREE | ZSPR | NOS | 2 | 0 | INR
2000 | Central Zone, Bhubaneswar | 2100 | EHT (O&M) Circle, Bhubaneswar | 2102 | EHT (O&M) Division,Bhubaneswar | C225 | 220/132/33 kV Chandaka-B (GIS) | 3000002952 | E.JOINT FOR 160MVA 220/132/33KV BHEL AT | SPR.TFR160BHEL.DC24 | ZSPR_FREE | ZSPR | NOS | 2 | 0 | INR
2000 | Central Zone, Bhubaneswar | 2100 | EHT (O&M) Circle, Bhubaneswar | 2102 | EHT (O&M) Division,Bhubaneswar | C227 | 132/33 kV T/L S/S S/D Badagada | 3000003001 | OTI FOR 20MVA 132/33KV ALSTOM Tfr | SPR.TFR20ASTM.EC03 | ZSPR_ACT | ZSPR | NOS | 1 | 3700 | INR
2000 | Central Zone, Bhubaneswar | 2100 | EHT (O&M) Circle, Bhubaneswar | 2102 | EHT (O&M) Division,Bhubaneswar | C226 | 132/33 kV T/L S/S S/D Ranasinghpur | 3000003152 | CF & MOTOR 40MVA 132/33KV AREVA Tfr | SPR.TFR40ARVA.EA01 | ZSPR_ACT | ZSPR | NOS | 1 | 4303.4 | INR
2000 | Central Zone, Bhubaneswar | 2100 | EHT (O&M) Circle, Bhubaneswar | 2102 | EHT (O&M) Division,Bhubaneswar | C226 | 132/33 kV T/L S/S S/D Ranasinghpur | 3000003153 | TPI FOR 40MVA 132/33KV AREVA Tfr | SPR.TFR40ARVA.EB01 | ZSPR_ACT | ZSPR | NOS | 1 | 500 | INR
2000 | Central Zone, Bhubaneswar | 2100 | EHT (O&M) Circle, Bhubaneswar | 2102 | EHT (O&M) Division,Bhubaneswar | C226 | 132/33 kV T/L S/S S/D Ranasinghpur | 3000003154 | BUCHHOLZ RELAY 40MVA 132/33KV AREVA Tfr | SPR.TFR40ARVA.EC01 | ZSPR_ACT | ZSPR | NOS | 1 | 4336.27 | INR
2000 | Central Zone, Bhubaneswar | 2100 | EHT (O&M) Circle, Bhubaneswar | 2102 | EHT (O&M) Division,Bhubaneswar | C226 | 132/33 kV T/L S/S S/D Ranasinghpur | 3000003156 | WTI of 40MVA 132/33KV AREVA Tfr | SPR.TFR40ARVA.EC03 | ZSPR_ACT | ZSPR | NOS | 1 | 500 | INR
2000 | Central Zone, Bhubaneswar | 2100 | EHT (O&M) Circle, Bhubaneswar | 2102 | EHT (O&M) Division,Bhubaneswar | C226 | 132/33 kV T/L S/S S/D Ranasinghpur | 3000003157 | MOLG of 40MVA 132/33KV AREVA Tfr | SPR.TFR40ARVA.EC04 | ZSPR_ACT | ZSPR | NOS | 1 | 3826 | INR
2000 | Central Zone, Bhubaneswar | 2100 | EHT (O&M) Circle, Bhubaneswar | 2102 | EHT (O&M) Division,Bhubaneswar | C226 | 132/33 kV T/L S/S S/D Ranasinghpur | 3000003158 | OTI&CONTACTOF 40MVA 132/33KV AREVA Tfr | SPR.TFR40ARVA.EC05 | ZSPR_ACT | ZSPR | NOS | 1 | 5738.67 | INR
2000 | Central Zone, Bhubaneswar | 2100 | EHT (O&M) Circle, Bhubaneswar | 2102 | EHT (O&M) Division,Bhubaneswar | C226 | 132/33 kV T/L S/S S/D Ranasinghpur | 3000003159 | PRD 40MVA 132/33KV AREVA Tfr | SPR.TFR40ARVA.EC06 | ZSPR_ACT | ZSPR | NOS | 1 | 3826 | INR
2000 | Central Zone, Bhubaneswar | 2100 | EHT (O&M) Circle, Bhubaneswar | 2102 | EHT (O&M) Division,Bhubaneswar | C226 | 132/33 kV T/L S/S S/D Ranasinghpur | 3000003160 | STARTER& CRS of 40MVA 132/33KV AREVA Tfr | SPR.TFR40ARVA.EC07 | ZSPR_ACT | ZSPR | NOS | 1 | 11476.25 | INR
2000 | Central Zone, Bhubaneswar | 2100 | EHT (O&M) Circle, Bhubaneswar | 2102 | EHT (O&M) Division,Bhubaneswar | C226 | 132/33 kV T/L S/S S/D Ranasinghpur | 3000003162 | FUSES of 40MVA 132/33KV AREVA Tfr | SPR.TFR40ARVA.EC09 | ZSPR_ACT | ZSPR | NOS | 1 | 8607 | INR
2000 | Central Zone, Bhubaneswar | 2100 | EHT (O&M) Circle, Bhubaneswar | 2102 | EHT (O&M) Division,Bhubaneswar | C226 | 132/33 kV T/L S/S S/D Ranasinghpur | 3000003184 | LAMP of 40MVA 132/33KV AREVA Tfr | SPR.TFR40ARVA.EC38 | ZSPR_ACT | ZSPR | NOS | 1 | 3367.2 | INR
2000 | Central Zone, Bhubaneswar | 2100 | EHT (O&M) Circle, Bhubaneswar | 2102 | EHT (O&M) Division,Bhubaneswar | C222 | 220/132/33 kV T/L S/S S/D Chandaka | 3000003197 | OTI FOR 40MVA 132/33KV ALSTOM Tfr | SPR.TFR40ASTM.EC01 | ZSPR_ACT | ZSPR | NOS | 1 | 5785 | INR
2000 | Central Zone, Bhubaneswar | 2100 | EHT (O&M) Circle, Bhubaneswar | 2102 | EHT (O&M) Division,Bhubaneswar | C229 | 220/33 kV Infocity-II (GIS) | 3000003216 | C. FAN & MOTOR-40MVA 220/33KV BHEL Tfr | SPR.TFR40BHEL.DA01 | ZSPR_FREE | ZSPR | NOS | 2 | 0 | INR
2000 | Central Zone, Bhubaneswar | 2100 | EHT (O&M) Circle, Bhubaneswar | 2102 | EHT (O&M) Division,Bhubaneswar | C229 | 220/33 kV Infocity-II (GIS) | 3000003217 | PRD of 40MVA 220/33KV BHEL Tfr | SPR.TFR40BHEL.DC01 | ZSPR_FREE | ZSPR | NOS | 2 | 0 | INR
2000 | Central Zone, Bhubaneswar | 2100 | EHT (O&M) Circle, Bhubaneswar | 2102 | EHT (O&M) Division,Bhubaneswar | C229 | 220/33 kV Infocity-II (GIS) | 3000003218 | WTI of 40MVA 220/33KV BHEL Tfr | SPR.TFR40BHEL.DC02 | ZSPR_FREE | ZSPR | SET | 1 | 0 | INR
2000 | Central Zone, Bhubaneswar | 2100 | EHT (O&M) Circle, Bhubaneswar | 2102 | EHT (O&M) Division,Bhubaneswar | C229 | 220/33 kV Infocity-II (GIS) | 3000003219 | BUCHHOLZ RELAY 40MVA 220/33KV BHEL Tfr | SPR.TFR40BHEL.DC04 | ZSPR_FREE | ZSPR | NOS | 2 | 0 | INR
2000 | Central Zone, Bhubaneswar | 2100 | EHT (O&M) Circle, Bhubaneswar | 2102 | EHT (O&M) Division,Bhubaneswar | C229 | 220/33 kV Infocity-II (GIS) | 3000003220 | MOLG of 40MVA 220/33KV BHEL Tfr | SPR.TFR40BHEL.DC05 | ZSPR_FREE | ZSPR | NOS | 2 | 0 | INR
2000 | Central Zone, Bhubaneswar | 2100 | EHT (O&M) Circle, Bhubaneswar | 2102 | EHT (O&M) Division,Bhubaneswar | C229 | 220/33 kV Infocity-II (GIS) | 3000003221 | TPI FOR 220/33KV 40MVA BHEL Tfr | SPR.TFR40BHEL.DC06 | ZSPR_FREE | ZSPR | NOS | 2 | 0 | INR
2000 | Central Zone, Bhubaneswar | 2100 | EHT (O&M) Circle, Bhubaneswar | 2102 | EHT (O&M) Division,Bhubaneswar | C229 | 220/33 kV Infocity-II (GIS) | 3000003222 | HV BUSHING FOR 40MVA 220/33KV BHEL Tfr | SPR.TFR40BHEL.DF01 | ZSPR_FREE | ZSPR | NOS | 1 | 0 | INR
2000 | Central Zone, Bhubaneswar | 2100 | EHT (O&M) Circle, Bhubaneswar | 2102 | EHT (O&M) Division,Bhubaneswar | C229 | 220/33 kV Infocity-II (GIS) | 3000003223 | LV BUSHING FOR 40MVA 220/33KV BHEL Tfr | SPR.TFR40BHEL.DF02 | ZSPR_FREE | ZSPR | NOS | 6 | 0 | INR
2000 | Central Zone, Bhubaneswar | 2100 | EHT (O&M) Circle, Bhubaneswar | 2102 | EHT (O&M) Division,Bhubaneswar | C225 | 220/132/33 kV Chandaka-B (GIS) | 3000003230 | FANWITHMOTOR FOR 40MVA 132/33KV BHEL Tfr | SPR.TFR40BHEL.EA02 | ZSPR_FREE | ZSPR | NOS | 2 | 0 | INR
2000 | Central Zone, Bhubaneswar | 2100 | EHT (O&M) Circle, Bhubaneswar | 2102 | EHT (O&M) Division,Bhubaneswar | C222 | 220/132/33 kV T/L S/S S/D Chandaka | 3000003230 | FANWITHMOTOR FOR 40MVA 132/33KV BHEL Tfr | SPR.TFR40BHEL.EA02 | ZSPR_ACT | ZSPR | NOS | 1 | 6400 | INR
2000 | Central Zone, Bhubaneswar | 2100 | EHT (O&M) Circle, Bhubaneswar | 2102 | EHT (O&M) Division,Bhubaneswar | C225 | 220/132/33 kV Chandaka-B (GIS) | 3000003231 | FAN MC FOR 132/33KV 40MVA BHEL Tfr | SPR.TFR40BHEL.EA03 | ZSPR_FREE | ZSPR | NOS | 2 | 0 | INR
2000 | Central Zone, Bhubaneswar | 2100 | EHT (O&M) Circle, Bhubaneswar | 2102 | EHT (O&M) Division,Bhubaneswar | C229 | 220/33 kV Infocity-II (GIS) | 3000003231 | FAN MC FOR 132/33KV 40MVA BHEL Tfr | SPR.TFR40BHEL.EA03 | ZSPR_FREE | ZSPR | NOS | 4 | 0 | INR
2000 | Central Zone, Bhubaneswar | 2100 | EHT (O&M) Circle, Bhubaneswar | 2102 | EHT (O&M) Division,Bhubaneswar | C225 | 220/132/33 kV Chandaka-B (GIS) | 3000003232 | FAN CS FOR 132/33KV 40MVA BHEL Tfr | SPR.TFR40BHEL.EA04 | ZSPR_FREE | ZSPR | NOS | 2 | 0 | INR
2000 | Central Zone, Bhubaneswar | 2100 | EHT (O&M) Circle, Bhubaneswar | 2102 | EHT (O&M) Division,Bhubaneswar | C229 | 220/33 kV Infocity-II (GIS) | 3000003232 | FAN CS FOR 132/33KV 40MVA BHEL Tfr | SPR.TFR40BHEL.EA04 | ZSPR_FREE | ZSPR | NOS | 4 | 0 | INR
2000 | Central Zone, Bhubaneswar | 2100 | EHT (O&M) Circle, Bhubaneswar | 2102 | EHT (O&M) Division,Bhubaneswar | C225 | 220/132/33 kV Chandaka-B (GIS) | 3000003233 | THERMAL RELAY OF 132/33KV 40MVA BHEL Tfr | SPR.TFR40BHEL.EA05 | ZSPR_FREE | ZSPR | NOS | 2 | 0 | INR
2000 | Central Zone, Bhubaneswar | 2100 | EHT (O&M) Circle, Bhubaneswar | 2102 | EHT (O&M) Division,Bhubaneswar | C229 | 220/33 kV Infocity-II (GIS) | 3000003233 | THERMAL RELAY OF 132/33KV 40MVA BHEL Tfr | SPR.TFR40BHEL.EA05 | ZSPR_FREE | ZSPR | NOS | 2 | 0 | INR
2000 | Central Zone, Bhubaneswar | 2100 | EHT (O&M) Circle, Bhubaneswar | 2102 | EHT (O&M) Division,Bhubaneswar | C229 | 220/33 kV Infocity-II (GIS) | 3000003234 | FAN FOR 132/33KV 40MVA BHEL Tfr | SPR.TFR40BHEL.EA06 | ZSPR_FREE | ZSPR | NOS | 2 | 0 | INR
2000 | Central Zone, Bhubaneswar | 2100 | EHT (O&M) Circle, Bhubaneswar | 2102 | EHT (O&M) Division,Bhubaneswar | C225 | 220/132/33 kV Chandaka-B (GIS) | 3000003234 | FAN FOR 132/33KV 40MVA BHEL Tfr | SPR.TFR40BHEL.EA06 | ZSPR_FREE | ZSPR | NOS | 2 | 0 | INR
2000 | Central Zone, Bhubaneswar | 2100 | EHT (O&M) Circle, Bhubaneswar | 2102 | EHT (O&M) Division,Bhubaneswar | C225 | 220/132/33 kV Chandaka-B (GIS) | 3000003235 | AUX CONTACTOR FOR 132/33KV 40MVA BHELTfr | SPR.TFR40BHEL.EA07 | ZSPR_FREE | ZSPR | NOS | 2 | 0 | INR
2000 | Central Zone, Bhubaneswar | 2100 | EHT (O&M) Circle, Bhubaneswar | 2102 | EHT (O&M) Division,Bhubaneswar | C229 | 220/33 kV Infocity-II (GIS) | 3000003235 | AUX CONTACTOR FOR 132/33KV 40MVA BHELTfr | SPR.TFR40BHEL.EA07 | ZSPR_FREE | ZSPR | NOS | 4 | 0 | INR
2000 | Central Zone, Bhubaneswar | 2100 | EHT (O&M) Circle, Bhubaneswar | 2102 | EHT (O&M) Division,Bhubaneswar | C225 | 220/132/33 kV Chandaka-B (GIS) | 3000003236 | TDR FOR 132/33KV 40MVA BHEL Tfr | SPR.TFR40BHEL.EA08 | ZSPR_FREE | ZSPR | NOS | 2 | 0 | INR
2000 | Central Zone, Bhubaneswar | 2100 | EHT (O&M) Circle, Bhubaneswar | 2102 | EHT (O&M) Division,Bhubaneswar | C229 | 220/33 kV Infocity-II (GIS) | 3000003236 | TDR FOR 132/33KV 40MVA BHEL Tfr | SPR.TFR40BHEL.EA08 | ZSPR_FREE | ZSPR | NOS | 2 | 0 | INR
2000 | Central Zone, Bhubaneswar | 2100 | EHT (O&M) Circle, Bhubaneswar | 2102 | EHT (O&M) Division,Bhubaneswar | C225 | 220/132/33 kV Chandaka-B (GIS) | 3000003240 | PRV FOR 40MVA 132/33KV BHEL Tfr | SPR.TFR40BHEL.EC02 | ZSPR_FREE | ZSPR | NOS | 4 | 0 | INR
2000 | Central Zone, Bhubaneswar | 2100 | EHT (O&M) Circle, Bhubaneswar | 2102 | EHT (O&M) Division,Bhubaneswar | C222 | 220/132/33 kV T/L S/S S/D Chandaka | 3000003241 | WTI FOR 40MVA 132/33KV BHEL Tfr | SPR.TFR40BHEL.EC03 | ZSPR_ACT | ZSPR | NOS | 1 | 14578 | INR
2000 | Central Zone, Bhubaneswar | 2100 | EHT (O&M) Circle, Bhubaneswar | 2102 | EHT (O&M) Division,Bhubaneswar | C225 | 220/132/33 kV Chandaka-B (GIS) | 3000003241 | WTI FOR 40MVA 132/33KV BHEL Tfr | SPR.TFR40BHEL.EC03 | ZSPR_FREE | ZSPR | NOS | 12 | 0 | INR
2000 | Central Zone, Bhubaneswar | 2100 | EHT (O&M) Circle, Bhubaneswar | 2102 | EHT (O&M) Division,Bhubaneswar | C229 | 220/33 kV Infocity-II (GIS) | 3000003241 | WTI FOR 40MVA 132/33KV BHEL Tfr | SPR.TFR40BHEL.EC03 | ZSPR_FREE | ZSPR | NOS | 2 | 0 | INR
2000 | Central Zone, Bhubaneswar | 2100 | EHT (O&M) Circle, Bhubaneswar | 2102 | EHT (O&M) Division,Bhubaneswar | C229 | 220/33 kV Infocity-II (GIS) | 3000003242 | OTI FOR 40MVA 132/33KV BHEL Tfr | SPR.TFR40BHEL.EC05 | ZSPR_FREE | ZSPR | NOS | 3 | 0 | INR
2000 | Central Zone, Bhubaneswar | 2100 | EHT (O&M) Circle, Bhubaneswar | 2102 | EHT (O&M) Division,Bhubaneswar | C222 | 220/132/33 kV T/L S/S S/D Chandaka | 3000003242 | OTI FOR 40MVA 132/33KV BHEL Tfr | SPR.TFR40BHEL.EC05 | ZSPR_ACT | ZSPR | NOS | 1 | 8651 | INR
2000 | Central Zone, Bhubaneswar | 2100 | EHT (O&M) Circle, Bhubaneswar | 2102 | EHT (O&M) Division,Bhubaneswar | C225 | 220/132/33 kV Chandaka-B (GIS) | 3000003242 | OTI FOR 40MVA 132/33KV BHEL Tfr | SPR.TFR40BHEL.EC05 | ZSPR_FREE | ZSPR | NOS | 5 | 0 | INR
2000 | Central Zone, Bhubaneswar | 2100 | EHT (O&M) Circle, Bhubaneswar | 2102 | EHT (O&M) Division,Bhubaneswar | C229 | 220/33 kV Infocity-II (GIS) | 3000003243 | OTI FOS FOR 40MVA 132/33KV BHEL Tfr | SPR.TFR40BHEL.EC06 | ZSPR_FREE | ZSPR | NOS | 2 | 0 | INR
2000 | Central Zone, Bhubaneswar | 2100 | EHT (O&M) Circle, Bhubaneswar | 2102 | EHT (O&M) Division,Bhubaneswar | C225 | 220/132/33 kV Chandaka-B (GIS) | 3000003243 | OTI FOS FOR 40MVA 132/33KV BHEL Tfr | SPR.TFR40BHEL.EC06 | ZSPR_FREE | ZSPR | NOS | 2 | 0 | INR
2000 | Central Zone, Bhubaneswar | 2100 | EHT (O&M) Circle, Bhubaneswar | 2102 | EHT (O&M) Division,Bhubaneswar | C225 | 220/132/33 kV Chandaka-B (GIS) | 3000003244 | BUCHHOLZRELAY FOR 40MVA 132/33KV BHELTfr | SPR.TFR40BHEL.EC07 | ZSPR_FREE | ZSPR | NOS | 2 | 0 | INR
2000 | Central Zone, Bhubaneswar | 2100 | EHT (O&M) Circle, Bhubaneswar | 2102 | EHT (O&M) Division,Bhubaneswar | C222 | 220/132/33 kV T/L S/S S/D Chandaka | 3000003245 | MOLG FOR 40MVA 132/33KV BHEL Tfr | SPR.TFR40BHEL.EC08 | ZSPR_ACT | ZSPR | NOS | 1 | 3328 | INR
2000 | Central Zone, Bhubaneswar | 2100 | EHT (O&M) Circle, Bhubaneswar | 2102 | EHT (O&M) Division,Bhubaneswar | C222 | 220/132/33 kV T/L S/S S/D Chandaka | 3000003246 | TPI FOR 132/33KV 40MVA BHEL Tfr | SPR.TFR40BHEL.EC10 | ZSPR_ACT | ZSPR | NOS | 1 | 15000 | INR
2000 | Central Zone, Bhubaneswar | 2100 | EHT (O&M) Circle, Bhubaneswar | 2102 | EHT (O&M) Division,Bhubaneswar | C225 | 220/132/33 kV Chandaka-B (GIS) | 3000003246 | TPI FOR 132/33KV 40MVA BHEL Tfr | SPR.TFR40BHEL.EC10 | ZSPR_FREE | ZSPR | NOS | 2 | 0 | INR
2000 | Central Zone, Bhubaneswar | 2100 | EHT (O&M) Circle, Bhubaneswar | 2102 | EHT (O&M) Division,Bhubaneswar | C225 | 220/132/33 kV Chandaka-B (GIS) | 3000003250 | STARTER FOR 40MVA 132/33KV BHEL Tfr | SPR.TFR40BHEL.EF04 | ZSPR_FREE | ZSPR | NOS | 7 | 0 | INR
2000 | Central Zone, Bhubaneswar | 2100 | EHT (O&M) Circle, Bhubaneswar | 2102 | EHT (O&M) Division,Bhubaneswar | C222 | 220/132/33 kV T/L S/S S/D Chandaka | 3000003253 | OLTC CONTACTFOR 40MVA 132/33KV CGL Tfr | SPR.TFR40CGL.EB01 | ZSPR_SH | ZSPR | NOS | 26 | 39000 | INR
2000 | Central Zone, Bhubaneswar | 2100 | EHT (O&M) Circle, Bhubaneswar | 2102 | EHT (O&M) Division,Bhubaneswar | C222 | 220/132/33 kV T/L S/S S/D Chandaka | 3000003265 | BREATHER FOR 40MVA 132/33KV GEC Tfr | SPR.TFR40GEC.EB01 | ZSPR_SH | ZSPR | NOS | 1 | 2500 | INR
2000 | Central Zone, Bhubaneswar | 2100 | EHT (O&M) Circle, Bhubaneswar | 2102 | EHT (O&M) Division,Bhubaneswar | C226 | 132/33 kV T/L S/S S/D Ranasinghpur | 3000003265 | BREATHER FOR 40MVA 132/33KV GEC Tfr | SPR.TFR40GEC.EB01 | ZSPR_US | ZSPR | NOS | 1 | 2500 | INR
2000 | Central Zone, Bhubaneswar | 2100 | EHT (O&M) Circle, Bhubaneswar | 2102 | EHT (O&M) Division,Bhubaneswar | C226 | 132/33 kV T/L S/S S/D Ranasinghpur | 3000003266 | C. FAN MOTOR&A.-40MVA 132/33KV GECA Tfr | SPR.TFR40GECA.EA01 | ZSPR_US | ZSPR | NOS | 1 | 17214 | INR
2000 | Central Zone, Bhubaneswar | 2100 | EHT (O&M) Circle, Bhubaneswar | 2102 | EHT (O&M) Division,Bhubaneswar | C226 | 132/33 kV T/L S/S S/D Ranasinghpur | 3000003268 | REMOTE TPI FOR 40MVA 132/33KV GECA Tfr | SPR.TFR40GECA.EB02 | ZSPR_US | ZSPR | NOS | 2 | 20000 | INR
2000 | Central Zone, Bhubaneswar | 2100 | EHT (O&M) Circle, Bhubaneswar | 2102 | EHT (O&M) Division,Bhubaneswar | C226 | 132/33 kV T/L S/S S/D Ranasinghpur | 3000003269 | BUCHOLZRELAY OF 40MVA 132/33KV GECA Tfr | SPR.TFR40GECA.EC01 | ZSPR_ACT | ZSPR | NOS | 1 | 20500 | INR
2000 | Central Zone, Bhubaneswar | 2100 | EHT (O&M) Circle, Bhubaneswar | 2102 | EHT (O&M) Division,Bhubaneswar | C226 | 132/33 kV T/L S/S S/D Ranasinghpur | 3000003271 | R. VALVE FOR 40MVA 132/33KV GECA TFR | SPR.TFR40GECA.ED01 | ZSPR_ACT | ZSPR | NOS | 2 | 10000 | INR
2000 | Central Zone, Bhubaneswar | 2100 | EHT (O&M) Circle, Bhubaneswar | 2102 | EHT (O&M) Division,Bhubaneswar | C226 | 132/33 kV T/L S/S S/D Ranasinghpur | 3000003294 | CCU of OTI for Transformer | SPR.TFR40TR.DC12 | ZSPR_ACT | ZSPR | NOS | 1 | 9170 | INR
2000 | Central Zone, Bhubaneswar | 2100 | EHT (O&M) Circle, Bhubaneswar | 2102 | EHT (O&M) Division,Bhubaneswar | C226 | 132/33 kV T/L S/S S/D Ranasinghpur | 3000003295 | CCU of WTI for Transformer | SPR.TFR40TR.DC13 | ZSPR_ACT | ZSPR | NOS | 2 | 22120 | INR
2000 | Central Zone, Bhubaneswar | 2100 | EHT (O&M) Circle, Bhubaneswar | 2102 | EHT (O&M) Division,Bhubaneswar | C223 | 132/33 kV T/L S/S S/D Bhubaneswar | 3000003315 | OTI FOR 132/33KV 63MVA TFR | SPR.TFR63ASTM.EC01 | ZSPR_ACT | ZSPR | NOS | 2 | 12979.93 | INR
2000 | Central Zone, Bhubaneswar | 2100 | EHT (O&M) Circle, Bhubaneswar | 2102 | EHT (O&M) Division,Bhubaneswar | C222 | 220/132/33 kV T/L S/S S/D Chandaka | 3000003315 | OTI FOR 132/33KV 63MVA TFR | SPR.TFR63ASTM.EC01 | ZSPR_ACT | ZSPR | NOS | 2 | 12979.93 | INR
2000 | Central Zone, Bhubaneswar | 2100 | EHT (O&M) Circle, Bhubaneswar | 2102 | EHT (O&M) Division,Bhubaneswar | C227 | 132/33 kV T/L S/S S/D Badagada | 3000003315 | OTI FOR 132/33KV 63MVA TFR | SPR.TFR63ASTM.EC01 | ZSPR_ACT | ZSPR | NOS | 1 | 6489.97 | INR
2000 | Central Zone, Bhubaneswar | 2100 | EHT (O&M) Circle, Bhubaneswar | 2102 | EHT (O&M) Division,Bhubaneswar | C226 | 132/33 kV T/L S/S S/D Ranasinghpur | 3000003315 | OTI FOR 132/33KV 63MVA TFR | SPR.TFR63ASTM.EC01 | ZSPR_ACT | ZSPR | NOS | 1 | 6489.97 | INR
2000 | Central Zone, Bhubaneswar | 2100 | EHT (O&M) Circle, Bhubaneswar | 2102 | EHT (O&M) Division,Bhubaneswar | C226 | 132/33 kV T/L S/S S/D Ranasinghpur | 3000003316 | PRV FOR 132/33KV 63MVA Tfr | SPR.TFR63ASTM.EC02 | ZSPR_ACT | ZSPR | NOS | 2 | 5001 | INR
2000 | Central Zone, Bhubaneswar | 2100 | EHT (O&M) Circle, Bhubaneswar | 2102 | EHT (O&M) Division,Bhubaneswar | C227 | 132/33 kV T/L S/S S/D Badagada | 3000003316 | PRV FOR 132/33KV 63MVA Tfr | SPR.TFR63ASTM.EC02 | ZSPR_ACT | ZSPR | NOS | 1 | 2500.5 | INR
2000 | Central Zone, Bhubaneswar | 2100 | EHT (O&M) Circle, Bhubaneswar | 2102 | EHT (O&M) Division,Bhubaneswar | C223 | 132/33 kV T/L S/S S/D Bhubaneswar | 3000003316 | PRV FOR 132/33KV 63MVA Tfr | SPR.TFR63ASTM.EC02 | ZSPR_ACT | ZSPR | NOS | 3 | 7501.5 | INR
2000 | Central Zone, Bhubaneswar | 2100 | EHT (O&M) Circle, Bhubaneswar | 2102 | EHT (O&M) Division,Bhubaneswar | C222 | 220/132/33 kV T/L S/S S/D Chandaka | 3000003317 | MOLG FOR 132/33KV 63MVA TFR | SPR.TFR63ASTM.EC03 | ZSPR_ACT | ZSPR | NOS | 2 | 7200.59 | INR
2000 | Central Zone, Bhubaneswar | 2100 | EHT (O&M) Circle, Bhubaneswar | 2102 | EHT (O&M) Division,Bhubaneswar | C227 | 132/33 kV T/L S/S S/D Badagada | 3000003317 | MOLG FOR 132/33KV 63MVA TFR | SPR.TFR63ASTM.EC03 | ZSPR_ACT | ZSPR | NOS | 1 | 3600.29 | INR
2000 | Central Zone, Bhubaneswar | 2100 | EHT (O&M) Circle, Bhubaneswar | 2102 | EHT (O&M) Division,Bhubaneswar | C223 | 132/33 kV T/L S/S S/D Bhubaneswar | 3000003317 | MOLG FOR 132/33KV 63MVA TFR | SPR.TFR63ASTM.EC03 | ZSPR_ACT | ZSPR | NOS | 3 | 10800.88 | INR
2000 | Central Zone, Bhubaneswar | 2100 | EHT (O&M) Circle, Bhubaneswar | 2102 | EHT (O&M) Division,Bhubaneswar | C227 | 132/33 kV T/L S/S S/D Badagada | 3000003319 | TPI FOR 132/33KV 63MVA TFR | SPR.TFR63ASTM.EC06 | ZSPR_SCRAP | ZSPR | NOS | 1 | 167.51 | INR
2000 | Central Zone, Bhubaneswar | 2100 | EHT (O&M) Circle, Bhubaneswar | 2102 | EHT (O&M) Division,Bhubaneswar | C223 | 132/33 kV T/L S/S S/D Bhubaneswar | 3000003319 | TPI FOR 132/33KV 63MVA TFR | SPR.TFR63ASTM.EC06 | ZSPR_ACT | ZSPR | NOS | 3 | 501.33 | INR
2000 | Central Zone, Bhubaneswar | 2100 | EHT (O&M) Circle, Bhubaneswar | 2102 | EHT (O&M) Division,Bhubaneswar | C227 | 132/33 kV T/L S/S S/D Badagada | 3000003321 | WTI FOR 132/33KV 63MVA TFR | SPR.TFR63ASTM.EC09 | ZSPR_ACT | ZSPR | NOS | 1 | 333.44 | INR
2000 | Central Zone, Bhubaneswar | 2100 | EHT (O&M) Circle, Bhubaneswar | 2102 | EHT (O&M) Division,Bhubaneswar | C226 | 132/33 kV T/L S/S S/D Ranasinghpur | 3000003321 | WTI FOR 132/33KV 63MVA TFR | SPR.TFR63ASTM.EC09 | ZSPR_ACT | ZSPR | NOS | 2 | 666.88 | INR
2000 | Central Zone, Bhubaneswar | 2100 | EHT (O&M) Circle, Bhubaneswar | 2102 | EHT (O&M) Division,Bhubaneswar | C222 | 220/132/33 kV T/L S/S S/D Chandaka | 3000003322 | WTI FOR 63MVA Tfr | SPR.TFR63ASTM.EC13 | ZSPR_ACT | ZSPR | NOS | 1 | 5334.14 | INR
2000 | Central Zone, Bhubaneswar | 2100 | EHT (O&M) Circle, Bhubaneswar | 2102 | EHT (O&M) Division,Bhubaneswar | C223 | 132/33 kV T/L S/S S/D Bhubaneswar | 3000003322 | WTI FOR 63MVA Tfr | SPR.TFR63ASTM.EC13 | ZSPR_ACT | ZSPR | NOS | 2 | 10668.29 | INR
2000 | Central Zone, Bhubaneswar | 2100 | EHT (O&M) Circle, Bhubaneswar | 2102 | EHT (O&M) Division,Bhubaneswar | C223 | 132/33 kV T/L S/S S/D Bhubaneswar | 3000003323 | BUCHHOLZ RELAY FOR 63MVA Tfr | SPR.TFR63ASTM.EC14 | ZSPR_ACT | ZSPR | NOS | 2 | 13587.2 | INR
2000 | Central Zone, Bhubaneswar | 2100 | EHT (O&M) Circle, Bhubaneswar | 2102 | EHT (O&M) Division,Bhubaneswar | C226 | 132/33 kV T/L S/S S/D Ranasinghpur | 3000003323 | BUCHHOLZ RELAY FOR 63MVA Tfr | SPR.TFR63ASTM.EC14 | ZSPR_ACT | ZSPR | NOS | 2 | 13587.19 | INR
2000 | Central Zone, Bhubaneswar | 2100 | EHT (O&M) Circle, Bhubaneswar | 2102 | EHT (O&M) Division,Bhubaneswar | C227 | 132/33 kV T/L S/S S/D Badagada | 3000003323 | BUCHHOLZ RELAY FOR 63MVA Tfr | SPR.TFR63ASTM.EC14 | ZSPR_ACT | ZSPR | NOS | 1 | 6793.6 | INR
2000 | Central Zone, Bhubaneswar | 2100 | EHT (O&M) Circle, Bhubaneswar | 2102 | EHT (O&M) Division,Bhubaneswar | C222 | 220/132/33 kV T/L S/S S/D Chandaka | 3000003324 | COOLER FAN WITH MOTOR-63MVA Tfr | SPR.TFR63ASTM.EC15 | ZSPR_ACT | ZSPR | NOS | 2 | 11200.27 | INR
2000 | Central Zone, Bhubaneswar | 2100 | EHT (O&M) Circle, Bhubaneswar | 2102 | EHT (O&M) Division,Bhubaneswar | C223 | 132/33 kV T/L S/S S/D Bhubaneswar | 3000003324 | COOLER FAN WITH MOTOR-63MVA Tfr | SPR.TFR63ASTM.EC15 | ZSPR_ACT | ZSPR | NOS | 2 | 11200.27 | INR
2000 | Central Zone, Bhubaneswar | 2100 | EHT (O&M) Circle, Bhubaneswar | 2102 | EHT (O&M) Division,Bhubaneswar | C226 | 132/33 kV T/L S/S S/D Ranasinghpur | 3000003324 | COOLER FAN WITH MOTOR-63MVA Tfr | SPR.TFR63ASTM.EC15 | ZSPR_ACT | ZSPR | NOS | 1 | 5600.13 | INR
2000 | Central Zone, Bhubaneswar | 2100 | EHT (O&M) Circle, Bhubaneswar | 2102 | EHT (O&M) Division,Bhubaneswar | C227 | 132/33 kV T/L S/S S/D Badagada | 3000003324 | COOLER FAN WITH MOTOR-63MVA Tfr | SPR.TFR63ASTM.EC15 | ZSPR_ACT | ZSPR | NOS | 1 | 5600.13 | INR
2000 | Central Zone, Bhubaneswar | 2100 | EHT (O&M) Circle, Bhubaneswar | 2102 | EHT (O&M) Division,Bhubaneswar | C223 | 132/33 kV T/L S/S S/D Bhubaneswar | 3000003325 | Starter C. Relay FOR 63MVA ALSTOM TFR | SPR.TFR63ASTM.EC16 | ZSPR_ACT | ZSPR | SET | 3 | 3072.65 | INR
2000 | Central Zone, Bhubaneswar | 2100 | EHT (O&M) Circle, Bhubaneswar | 2102 | EHT (O&M) Division,Bhubaneswar | C226 | 132/33 kV T/L S/S S/D Ranasinghpur | 3000003325 | Starter C. Relay FOR 63MVA ALSTOM TFR | SPR.TFR63ASTM.EC16 | ZSPR_ACT | ZSPR | SET | 1 | 1024.22 | INR
2000 | Central Zone, Bhubaneswar | 2100 | EHT (O&M) Circle, Bhubaneswar | 2102 | EHT (O&M) Division,Bhubaneswar | C225 | 220/132/33 kV Chandaka-B (GIS) | 3000003339 | PRD FOR 63/40 /20MVA BHEL Tfr | SPR.TFR63BHEL.EC03 | ZSPR_FREE | ZSPR | NOS | 2 | 0 | INR
2000 | Central Zone, Bhubaneswar | 2100 | EHT (O&M) Circle, Bhubaneswar | 2102 | EHT (O&M) Division,Bhubaneswar | C222 | 220/132/33 kV T/L S/S S/D Chandaka | 3000003377 | Spacer for Twin 132 KV Bus (Moose) | SS.CLAMP.A031 | ZSPR_ACT | ZSPR | NOS | 95 | 71250 | INR
2000 | Central Zone, Bhubaneswar | 2100 | EHT (O&M) Circle, Bhubaneswar | 2102 | EHT (O&M) Division,Bhubaneswar | C229 | 220/33 kV Infocity-II (GIS) | 3000003387 | 33 KV PI Clamp | SS.CLAMP.A041 | ZSPR_FREE | ZSPR | NOS | 1 | 0 | INR
2000 | Central Zone, Bhubaneswar | 2100 | EHT (O&M) Circle, Bhubaneswar | 2102 | EHT (O&M) Division,Bhubaneswar | C226 | 132/33 kV T/L S/S S/D Ranasinghpur | 3000003387 | 33 KV PI Clamp | SS.CLAMP.A041 | ZSPR_ACT | ZSPR | NOS | 3 | 1770 | INR
2000 | Central Zone, Bhubaneswar | 2100 | EHT (O&M) Circle, Bhubaneswar | 2102 | EHT (O&M) Division,Bhubaneswar | C226 | 132/33 kV T/L S/S S/D Ranasinghpur | 3000003440 | Equipment structure of PI for 33KV | STRS.33EQPT.A017 | ZSPR_ACT | ZSPR | MT | 0.398 | 46779.73 | INR
2000 | Central Zone, Bhubaneswar | 2100 | EHT (O&M) Circle, Bhubaneswar | 2102 | EHT (O&M) Division,Bhubaneswar | C228 | 220/132/33 kV T/L S/S S/D Pratapsasan | 3000003443 | Substation Assorted Structure as per BoQ | STRS.ASSORTED.A001 | ZSPR_ACT | ZSPR | MT | 0.365 | 31739.74 | INR
2000 | Central Zone, Bhubaneswar | 2100 | EHT (O&M) Circle, Bhubaneswar | 2102 | EHT (O&M) Division,Bhubaneswar | C226 | 132/33 kV T/L S/S S/D Ranasinghpur | 3000003452 | VOLTAGE TRANSDUCER | TEL.MISC.A578 | ZSPR_ACT | ZSPR | NOS | 1 | 4059.2 | INR
2000 | Central Zone, Bhubaneswar | 2100 | EHT (O&M) Circle, Bhubaneswar | 2102 | EHT (O&M) Division,Bhubaneswar | CL23 | 132/33 kV T/L S/S S/D Bhubaneswar_Line | 3000003484 | 132 KV PA TYPE STUB | TWR.132PA.STUB.A001 | ZSPR_FREE | ZSPR | MT | 0.487 | 0 | INR
2000 | Central Zone, Bhubaneswar | 2100 | EHT (O&M) Circle, Bhubaneswar | 2102 | EHT (O&M) Division,Bhubaneswar | CL23 | 132/33 kV T/L S/S S/D Bhubaneswar_Line | 3000003489 | 132 KV PB TYPE STUB | TWR.132PB.STUB.A001 | ZSPR_FREE | ZSPR | MT | 0.436 | 0 | INR
2000 | Central Zone, Bhubaneswar | 2100 | EHT (O&M) Circle, Bhubaneswar | 2102 | EHT (O&M) Division,Bhubaneswar | CL22 | 220/132/33 kV T/L S/S S/D Chandaka-Line | 3000003489 | 132 KV PB TYPE STUB | TWR.132PB.STUB.A001 | ZSPR_ACT | ZSPR | MT | 0.433 | 27945.82 | INR
2000 | Central Zone, Bhubaneswar | 2100 | EHT (O&M) Circle, Bhubaneswar | 2102 | EHT (O&M) Division,Bhubaneswar | CL23 | 132/33 kV T/L S/S S/D Bhubaneswar_Line | 3000003490 | 132 KV PB TYPE TEMPLATE | TWR.132PB.TMPL.A001 | ZSPR_FREE | ZSPR | MT | 1.809 | 0 | INR
2000 | Central Zone, Bhubaneswar | 2100 | EHT (O&M) Circle, Bhubaneswar | 2102 | EHT (O&M) Division,Bhubaneswar | CL23 | 132/33 kV T/L S/S S/D Bhubaneswar_Line | 3000003492 | 132 KV PC TYPE STUB | TWR.132PC.STUB.A001 | ZSPR_FREE | ZSPR | MT | 0.5 | 0 | INR
2000 | Central Zone, Bhubaneswar | 2100 | EHT (O&M) Circle, Bhubaneswar | 2102 | EHT (O&M) Division,Bhubaneswar | CL23 | 132/33 kV T/L S/S S/D Bhubaneswar_Line | 3000003517 | 3mtr extension to 220 KV OA type Tower | TWR.220OA+3.L.A001 | ZSPR_FREE | ZSPR | MT | 2.992 | 0 | INR
2000 | Central Zone, Bhubaneswar | 2100 | EHT (O&M) Circle, Bhubaneswar | 2102 | EHT (O&M) Division,Bhubaneswar | CL23 | 132/33 kV T/L S/S S/D Bhubaneswar_Line | 3000003518 | 6mtr extension to 220 KV OA type Tower | TWR.220OA+6.L.A001 | ZSPR_FREE | ZSPR | MT | 2.095 | 0 | INR
2000 | Central Zone, Bhubaneswar | 2100 | EHT (O&M) Circle, Bhubaneswar | 2102 | EHT (O&M) Division,Bhubaneswar | CL23 | 132/33 kV T/L S/S S/D Bhubaneswar_Line | 3000003525 | 220KV OC TOWER STUB | TWR.220OC.STUB.A002 | ZSPR_ACT | ZSPR | MT | 1.037 | 10.37 | INR
2000 | Central Zone, Bhubaneswar | 2100 | EHT (O&M) Circle, Bhubaneswar | 2102 | EHT (O&M) Division,Bhubaneswar | CL22 | 220/132/33 kV T/L S/S S/D Chandaka-Line | 3000003526 | 220 KV OC TYPE TEMPLATE | TWR.220OC.TMPL.A001 | ZSPR_SH | ZSPR | MT | 1 | 42084.97 | INR
2000 | Central Zone, Bhubaneswar | 2100 | EHT (O&M) Circle, Bhubaneswar | 2102 | EHT (O&M) Division,Bhubaneswar | CL23 | 132/33 kV T/L S/S S/D Bhubaneswar_Line | 3000003527 | 132 KV OC+15 Tower with stub cleat | TWR.220OC+15.L.A001 | ZSPR_FREE | ZSPR | MT | 8.54 | 0 | INR
2000 | Central Zone, Bhubaneswar | 2100 | EHT (O&M) Circle, Bhubaneswar | 2102 | EHT (O&M) Division,Bhubaneswar | CL22 | 220/132/33 kV T/L S/S S/D Chandaka-Line | 3000003527 | 132 KV OC+15 Tower with stub cleat | TWR.220OC+15.L.A001 | ZSPR_ACT | ZSPR | MT | 34.588 | 3401857.45 | INR
2000 | Central Zone, Bhubaneswar | 2100 | EHT (O&M) Circle, Bhubaneswar | 2102 | EHT (O&M) Division,Bhubaneswar | CL22 | 220/132/33 kV T/L S/S S/D Chandaka-Line | 3000003529 | 220 KV OC+ 15 TYPE TEMPLATE | TWR.220OC+15.TMPL.A001 | ZSPR_SH | ZSPR | MT | 1 | 55700.15 | INR
2000 | Central Zone, Bhubaneswar | 2100 | EHT (O&M) Circle, Bhubaneswar | 2102 | EHT (O&M) Division,Bhubaneswar | CL23 | 132/33 kV T/L S/S S/D Bhubaneswar_Line | 3000003533 | 220KV UR Type Tower wo Stub & Cleat | TWR.220UR.L.A001 | ZSPR_FREE | ZSPR | MT | 65.223 | 0 | INR
2000 | Central Zone, Bhubaneswar | 2100 | EHT (O&M) Circle, Bhubaneswar | 2102 | EHT (O&M) Division,Bhubaneswar | CL23 | 132/33 kV T/L S/S S/D Bhubaneswar_Line | 3000003535 | Stub & cleat for 220 KV UR type tower | TWR.220UR.STUB.A001 | ZSPR_FREE | ZSPR | MT | 2.735 | 0 | INR
2000 | Central Zone, Bhubaneswar | 2100 | EHT (O&M) Circle, Bhubaneswar | 2102 | EHT (O&M) Division,Bhubaneswar | CL23 | 132/33 kV T/L S/S S/D Bhubaneswar_Line | 3000003536 | 220 KV UR TYPE TEMPLATE | TWR.220UR.TMPL.A001 | ZSPR_FREE | ZSPR | MT | 1.476 | 0 | INR
2000 | Central Zone, Bhubaneswar | 2100 | EHT (O&M) Circle, Bhubaneswar | 2102 | EHT (O&M) Division,Bhubaneswar | CL23 | 132/33 kV T/L S/S S/D Bhubaneswar_Line | 3000003555 | ANTICLIMBING DEVICE | TWR.ACD.A001 | ZSPR_SH | ZSPR | SET | 15 | 0.02 | INR
2000 | Central Zone, Bhubaneswar | 2100 | EHT (O&M) Circle, Bhubaneswar | 2102 | EHT (O&M) Division,Bhubaneswar | CL23 | 132/33 kV T/L S/S S/D Bhubaneswar_Line | 3000003557 | BIRD GUARD | TWR.BD.GRD.A001 | ZSPR_SH | ZSPR | NOS | 78 | 0.08 | INR
2000 | Central Zone, Bhubaneswar | 2100 | EHT (O&M) Circle, Bhubaneswar | 2102 | EHT (O&M) Division,Bhubaneswar | CL23 | 132/33 kV T/L S/S S/D Bhubaneswar_Line | 3000003560 | DISMANTLED TOWER MEMBERS | TWR.DISMENTAL.A001 | ZSPR_THEFT | ZSPR | MT | 1.254 | 49996.4 | INR
2000 | Central Zone, Bhubaneswar | 2100 | EHT (O&M) Circle, Bhubaneswar | 2102 | EHT (O&M) Division,Bhubaneswar | CL23 | 132/33 kV T/L S/S S/D Bhubaneswar_Line | 3000003560 | DISMANTLED TOWER MEMBERS | TWR.DISMENTAL.A001 | ZSPR_SH | ZSPR | MT | 0.001 | 142.66 | INR
2000 | Central Zone, Bhubaneswar | 2100 | EHT (O&M) Circle, Bhubaneswar | 2102 | EHT (O&M) Division,Bhubaneswar | CL22 | 220/132/33 kV T/L S/S S/D Chandaka-Line | 3000003560 | DISMANTLED TOWER MEMBERS | TWR.DISMENTAL.A001 | ZSPR_SH | ZSPR | MT | 0.42 | 59917.35 | INR
2000 | Central Zone, Bhubaneswar | 2100 | EHT (O&M) Circle, Bhubaneswar | 2102 | EHT (O&M) Division,Bhubaneswar | CL23 | 132/33 kV T/L S/S S/D Bhubaneswar_Line | 3000003561 | DANGER BOARD | TWR.DNGRBRD.A001 | ZSPR_SH | ZSPR | NOS | 15 | 0.02 | INR
2000 | Central Zone, Bhubaneswar | 2100 | EHT (O&M) Circle, Bhubaneswar | 2102 | EHT (O&M) Division,Bhubaneswar | CL22 | 220/132/33 kV T/L S/S S/D Chandaka-Line | 3000003567 | 65X65X6MM SIZE GI TOWER ANGLE | TWR.GI.ANGLE.A006 | ZSPR_ACT | ZSPR | MT | 0.75 | 26550 | INR
2000 | Central Zone, Bhubaneswar | 2100 | EHT (O&M) Circle, Bhubaneswar | 2102 | EHT (O&M) Division,Bhubaneswar | CL22 | 220/132/33 kV T/L S/S S/D Chandaka-Line | 3000003568 | 75X75X6MM SIZE GI TOWER ANGLE | TWR.GI.ANGLE.A007 | ZSPR_ACT | ZSPR | MT | 0.153 | 4896 | INR
2000 | Central Zone, Bhubaneswar | 2100 | EHT (O&M) Circle, Bhubaneswar | 2102 | EHT (O&M) Division,Bhubaneswar | CL22 | 220/132/33 kV T/L S/S S/D Chandaka-Line | 3000003569 | 80X80X6MM SIZE GI TOWER ANGLE | TWR.GI.ANGLE.A008 | ZSPR_ACT | ZSPR | MT | 0.049 | 1568 | INR
2000 | Central Zone, Bhubaneswar | 2100 | EHT (O&M) Circle, Bhubaneswar | 2102 | EHT (O&M) Division,Bhubaneswar | CL23 | 132/33 kV T/L S/S S/D Bhubaneswar_Line | 3000003578 | TOWER NUMBER PLATE | TWR.NO.PLT.A001 | ZSPR_FREE | ZSPR | NOS | 15 | 0 | INR
2000 | Central Zone, Bhubaneswar | 2100 | EHT (O&M) Circle, Bhubaneswar | 2102 | EHT (O&M) Division,Bhubaneswar | C223 | 132/33 kV T/L S/S S/D Bhubaneswar | 3000003585 | 132KV WAVE TRAP 630A/0.5mH | WT.132.E004 | ZSPR_ACT | ZSPR | NOS | 2 | 30000 | INR
2000 | Central Zone, Bhubaneswar | 2100 | EHT (O&M) Circle, Bhubaneswar | 2102 | EHT (O&M) Division,Bhubaneswar | C223 | 132/33 kV T/L S/S S/D Bhubaneswar | 3000003585 | 132KV WAVE TRAP 630A/0.5mH | WT.132.E004 | ZSPR_US | ZSPR | NOS | 8 | 4400 | INR
2000 | Central Zone, Bhubaneswar | 2100 | EHT (O&M) Circle, Bhubaneswar | 2102 | EHT (O&M) Division,Bhubaneswar | C227 | 132/33 kV T/L S/S S/D Badagada | 3000003587 | 132 KV WAVE TRAP 1200/1.0mH | WT.132.F007 | ZSPR_SCRAP | ZSPR | NOS | 4 | 0.04 | INR
2000 | Central Zone, Bhubaneswar | 2100 | EHT (O&M) Circle, Bhubaneswar | 2102 | EHT (O&M) Division,Bhubaneswar | C222 | 220/132/33 kV T/L S/S S/D Chandaka | 3000003587 | 132 KV WAVE TRAP 1200/1.0mH | WT.132.F007 | ZSPR_ACT | ZSPR | NOS | 6 | 270000 | INR
2000 | Central Zone, Bhubaneswar | 2100 | EHT (O&M) Circle, Bhubaneswar | 2102 | EHT (O&M) Division,Bhubaneswar | C222 | 220/132/33 kV T/L S/S S/D Chandaka | 3000003587 | 132 KV WAVE TRAP 1200/1.0mH | WT.132.F007 | ZSPR_SH | ZSPR | NOS | 15 | 300000 | INR
2000 | Central Zone, Bhubaneswar | 2100 | EHT (O&M) Circle, Bhubaneswar | 2102 | EHT (O&M) Division,Bhubaneswar | C224 | 132/33 kV GIS S/S Mancheswar | 3000003632 | WTI FIBRE OPTIC SENSOR FOR 40MVA 132/33K | SPR.TFR40BHEL.EC04 | ZSPR_FREE | ZSPR | NOS | 1 | 0 | INR
2000 | Central Zone, Bhubaneswar | 2100 | EHT (O&M) Circle, Bhubaneswar | 2102 | EHT (O&M) Division,Bhubaneswar | C225 | 220/132/33 kV Chandaka-B (GIS) | 3000003644 | 2 wire Telephone | TEL.2WIRE.A001 | ZSPR_FREE | ZSPR | NOS | 1 | 0 | INR
2000 | Central Zone, Bhubaneswar | 2100 | EHT (O&M) Circle, Bhubaneswar | 2102 | EHT (O&M) Division,Bhubaneswar | C22A | 132/33 kV UNIT-VIII GIS S/S Bhubaneswar | 3000003698 | 2.5mm Bootlace lug(lg:8mm) | GIS.LCC.145SPR.A016 | ZSPR_FREE | ZSPR | NOS | 25 | 0 | INR
2000 | Central Zone, Bhubaneswar | 2100 | EHT (O&M) Circle, Bhubaneswar | 2102 | EHT (O&M) Division,Bhubaneswar | C224 | 132/33 kV GIS S/S Mancheswar | 3000003698 | 2.5mm Bootlace lug(lg:8mm) | GIS.LCC.145SPR.A016 | ZSPR_FREE | ZSPR | NOS | 25 | 0 | INR
2000 | Central Zone, Bhubaneswar | 2100 | EHT (O&M) Circle, Bhubaneswar | 2102 | EHT (O&M) Division,Bhubaneswar | C224 | 132/33 kV GIS S/S Mancheswar | 3000003699 | 1.5mm Bootlace lug(lg:8mm) | GIS.LCC.145SPR.A017 | ZSPR_FREE | ZSPR | NOS | 50 | 0 | INR
2000 | Central Zone, Bhubaneswar | 2100 | EHT (O&M) Circle, Bhubaneswar | 2102 | EHT (O&M) Division,Bhubaneswar | C22A | 132/33 kV UNIT-VIII GIS S/S Bhubaneswar | 3000003699 | 1.5mm Bootlace lug(lg:8mm) | GIS.LCC.145SPR.A017 | ZSPR_FREE | ZSPR | NOS | 50 | 0 | INR
2000 | Central Zone, Bhubaneswar | 2100 | EHT (O&M) Circle, Bhubaneswar | 2102 | EHT (O&M) Division,Bhubaneswar | C22A | 132/33 kV UNIT-VIII GIS S/S Bhubaneswar | 3000003700 | Semaphore Light NSI22 W-S22(SQUARE) | GIS.LCC.145SPR.A019 | ZSPR_FREE | ZSPR | NOS | 1 | 0 | INR
2000 | Central Zone, Bhubaneswar | 2100 | EHT (O&M) Circle, Bhubaneswar | 2102 | EHT (O&M) Division,Bhubaneswar | C224 | 132/33 kV GIS S/S Mancheswar | 3000003700 | Semaphore Light NSI22 W-S22(SQUARE) | GIS.LCC.145SPR.A019 | ZSPR_FREE | ZSPR | NOS | 1 | 0 | INR
2000 | Central Zone, Bhubaneswar | 2100 | EHT (O&M) Circle, Bhubaneswar | 2102 | EHT (O&M) Division,Bhubaneswar | C224 | 132/33 kV GIS S/S Mancheswar | 3000003701 | PUSH BUTTON-3SB50 00-0AB01 | GIS.LCC.145SPR.A026 | ZSPR_FREE | ZSPR | NOS | 1 | 0 | INR
2000 | Central Zone, Bhubaneswar | 2100 | EHT (O&M) Circle, Bhubaneswar | 2102 | EHT (O&M) Division,Bhubaneswar | C22A | 132/33 kV UNIT-VIII GIS S/S Bhubaneswar | 3000003701 | PUSH BUTTON-3SB50 00-0AB01 | GIS.LCC.145SPR.A026 | ZSPR_FREE | ZSPR | NOS | 1 | 0 | INR
2000 | Central Zone, Bhubaneswar | 2100 | EHT (O&M) Circle, Bhubaneswar | 2102 | EHT (O&M) Division,Bhubaneswar | C225 | 220/132/33 kV Chandaka-B (GIS) | 3000003701 | PUSH BUTTON-3SB50 00-0AB01 | GIS.LCC.145SPR.A026 | ZSPR_FREE | ZSPR | NOS | 1 | 0 | INR
2000 | Central Zone, Bhubaneswar | 2100 | EHT (O&M) Circle, Bhubaneswar | 2102 | EHT (O&M) Division,Bhubaneswar | C225 | 220/132/33 kV Chandaka-B (GIS) | 3000003702 | PUSH BUTTON AUX.CONTACT-3SB54 00-0B | GIS.LCC.145SPR.A027 | ZSPR_FREE | ZSPR | NOS | 2 | 0 | INR
2000 | Central Zone, Bhubaneswar | 2100 | EHT (O&M) Circle, Bhubaneswar | 2102 | EHT (O&M) Division,Bhubaneswar | C224 | 132/33 kV GIS S/S Mancheswar | 3000003702 | PUSH BUTTON AUX.CONTACT-3SB54 00-0B | GIS.LCC.145SPR.A027 | ZSPR_FREE | ZSPR | NOS | 1 | 0 | INR
2000 | Central Zone, Bhubaneswar | 2100 | EHT (O&M) Circle, Bhubaneswar | 2102 | EHT (O&M) Division,Bhubaneswar | C22A | 132/33 kV UNIT-VIII GIS S/S Bhubaneswar | 3000003702 | PUSH BUTTON AUX.CONTACT-3SB54 00-0B | GIS.LCC.145SPR.A027 | ZSPR_FREE | ZSPR | NOS | 1 | 0 | INR
2000 | Central Zone, Bhubaneswar | 2100 | EHT (O&M) Circle, Bhubaneswar | 2102 | EHT (O&M) Division,Bhubaneswar | C224 | 132/33 kV GIS S/S Mancheswar | 3000003703 | S16-61042-B63-2P selector switch(L/R)(SA | GIS.LCC.145SPR.A029 | ZSPR_FREE | ZSPR | NOS | 1 | 0 | INR
2000 | Central Zone, Bhubaneswar | 2100 | EHT (O&M) Circle, Bhubaneswar | 2102 | EHT (O&M) Division,Bhubaneswar | C225 | 220/132/33 kV Chandaka-B (GIS) | 3000003703 | S16-61042-B63-2P selector switch(L/R)(SA | GIS.LCC.145SPR.A029 | ZSPR_FREE | ZSPR | NOS | 1 | 0 | INR
2000 | Central Zone, Bhubaneswar | 2100 | EHT (O&M) Circle, Bhubaneswar | 2102 | EHT (O&M) Division,Bhubaneswar | C22A | 132/33 kV UNIT-VIII GIS S/S Bhubaneswar | 3000003703 | S16-61042-B63-2P selector switch(L/R)(SA | GIS.LCC.145SPR.A029 | ZSPR_FREE | ZSPR | NOS | 1 | 0 | INR
2000 | Central Zone, Bhubaneswar | 2100 | EHT (O&M) Circle, Bhubaneswar | 2102 | EHT (O&M) Division,Bhubaneswar | C225 | 220/132/33 kV Chandaka-B (GIS) | 3000003704 | DISCONNECT TERMINAL BLOCK(CDS6U) | GIS.LCC.145SPR.A031 | ZSPR_FREE | ZSPR | NOS | 25 | 0 | INR
2000 | Central Zone, Bhubaneswar | 2100 | EHT (O&M) Circle, Bhubaneswar | 2102 | EHT (O&M) Division,Bhubaneswar | C22A | 132/33 kV UNIT-VIII GIS S/S Bhubaneswar | 3000003704 | DISCONNECT TERMINAL BLOCK(CDS6U) | GIS.LCC.145SPR.A031 | ZSPR_FREE | ZSPR | NOS | 5 | 0 | INR
2000 | Central Zone, Bhubaneswar | 2100 | EHT (O&M) Circle, Bhubaneswar | 2102 | EHT (O&M) Division,Bhubaneswar | C224 | 132/33 kV GIS S/S Mancheswar | 3000003704 | DISCONNECT TERMINAL BLOCK(CDS6U) | GIS.LCC.145SPR.A031 | ZSPR_FREE | ZSPR | NOS | 5 | 0 | INR
2000 | Central Zone, Bhubaneswar | 2100 | EHT (O&M) Circle, Bhubaneswar | 2102 | EHT (O&M) Division,Bhubaneswar | C22A | 132/33 kV UNIT-VIII GIS S/S Bhubaneswar | 3000003705 | DOUBLE LEVEL TERMINAL BLOCK(CDL4UN) | GIS.LCC.145SPR.A032 | ZSPR_FREE | ZSPR | NOS | 5 | 0 | INR
2000 | Central Zone, Bhubaneswar | 2100 | EHT (O&M) Circle, Bhubaneswar | 2102 | EHT (O&M) Division,Bhubaneswar | C224 | 132/33 kV GIS S/S Mancheswar | 3000003705 | DOUBLE LEVEL TERMINAL BLOCK(CDL4UN) | GIS.LCC.145SPR.A032 | ZSPR_FREE | ZSPR | NOS | 5 | 0 | INR
2000 | Central Zone, Bhubaneswar | 2100 | EHT (O&M) Circle, Bhubaneswar | 2102 | EHT (O&M) Division,Bhubaneswar | C225 | 220/132/33 kV Chandaka-B (GIS) | 3000003705 | DOUBLE LEVEL TERMINAL BLOCK(CDL4UN) | GIS.LCC.145SPR.A032 | ZSPR_FREE | ZSPR | NOS | 50 | 0 | INR
2000 | Central Zone, Bhubaneswar | 2100 | EHT (O&M) Circle, Bhubaneswar | 2102 | EHT (O&M) Division,Bhubaneswar | C22A | 132/33 kV UNIT-VIII GIS S/S Bhubaneswar | 3000003706 | MULTIPLE CONNECTION TB(CMC2-2) | GIS.LCC.145SPR.A033 | ZSPR_FREE | ZSPR | NOS | 5 | 0 | INR
2000 | Central Zone, Bhubaneswar | 2100 | EHT (O&M) Circle, Bhubaneswar | 2102 | EHT (O&M) Division,Bhubaneswar | C224 | 132/33 kV GIS S/S Mancheswar | 3000003706 | MULTIPLE CONNECTION TB(CMC2-2) | GIS.LCC.145SPR.A033 | ZSPR_FREE | ZSPR | NOS | 5 | 0 | INR
2000 | Central Zone, Bhubaneswar | 2100 | EHT (O&M) Circle, Bhubaneswar | 2102 | EHT (O&M) Division,Bhubaneswar | C225 | 220/132/33 kV Chandaka-B (GIS) | 3000003706 | MULTIPLE CONNECTION TB(CMC2-2) | GIS.LCC.145SPR.A033 | ZSPR_FREE | ZSPR | NOS | 1 | 0 | INR
2000 | Central Zone, Bhubaneswar | 2100 | EHT (O&M) Circle, Bhubaneswar | 2102 | EHT (O&M) Division,Bhubaneswar | C22A | 132/33 kV UNIT-VIII GIS S/S Bhubaneswar | 3000003707 | END PLATE of 145kV GIS | GIS.LCC.145SPR.A037 | ZSPR_FREE | ZSPR | NOS | 15 | 0 | INR
2000 | Central Zone, Bhubaneswar | 2100 | EHT (O&M) Circle, Bhubaneswar | 2102 | EHT (O&M) Division,Bhubaneswar | C224 | 132/33 kV GIS S/S Mancheswar | 3000003707 | END PLATE of 145kV GIS | GIS.LCC.145SPR.A037 | ZSPR_FREE | ZSPR | NOS | 10 | 0 | INR
2000 | Central Zone, Bhubaneswar | 2100 | EHT (O&M) Circle, Bhubaneswar | 2102 | EHT (O&M) Division,Bhubaneswar | C225 | 220/132/33 kV Chandaka-B (GIS) | 3000003708 | Push button - 3SB50 00 - 0AB01 | GIS.245SPR.A033 | ZSPR_FREE | ZSPR | NOS | 1 | 0 | INR
2000 | Central Zone, Bhubaneswar | 2100 | EHT (O&M) Circle, Bhubaneswar | 2102 | EHT (O&M) Division,Bhubaneswar | C225 | 220/132/33 kV Chandaka-B (GIS) | 3000003709 | aux contact for Push button - 3SB54 00 | GIS.245SPR.A034 | ZSPR_FREE | ZSPR | NOS | 1 | 0 | INR
2000 | Central Zone, Bhubaneswar | 2100 | EHT (O&M) Circle, Bhubaneswar | 2102 | EHT (O&M) Division,Bhubaneswar | C225 | 220/132/33 kV Chandaka-B (GIS) | 3000003710 | 1.5 mm Tipson (lg-8mm) | GIS.245SPR.A038 | ZSPR_FREE | ZSPR | NOS | 50 | 0 | INR
2000 | Central Zone, Bhubaneswar | 2100 | EHT (O&M) Circle, Bhubaneswar | 2102 | EHT (O&M) Division,Bhubaneswar | C225 | 220/132/33 kV Chandaka-B (GIS) | 3000003717 | 220 kV GIS Motor for D. & G. switches | GIS.245SPR.A037 | ZSPR_FREE | ZSPR | NOS | 25 | 0 | INR
2000 | Central Zone, Bhubaneswar | 2100 | EHT (O&M) Circle, Bhubaneswar | 2102 | EHT (O&M) Division,Bhubaneswar | C223 | 132/33 kV T/L S/S S/D Bhubaneswar | 3000003753 | 33KV used VCB | RCVR.33VCB.A001 | ZSPR_SH | ZSPR | NOS | 1 | 1 | INR
2000 | Central Zone, Bhubaneswar | 2100 | EHT (O&M) Circle, Bhubaneswar | 2102 | EHT (O&M) Division,Bhubaneswar | C223 | 132/33 kV T/L S/S S/D Bhubaneswar | 3000003838 | Ceiling light | SPR.MISC.D003 | ZSPR_ACT | ZSPR | NOS | 10 | 1400 | INR
2000 | Central Zone, Bhubaneswar | 2100 | EHT (O&M) Circle, Bhubaneswar | 2102 | EHT (O&M) Division,Bhubaneswar | C225 | 220/132/33 kV Chandaka-B (GIS) | 3000003839 | Al socket for Moose conductor | SPR.MISC.D004 | ZSPR_ACT | ZSPR | PC | 10 | 9400 | INR
2000 | Central Zone, Bhubaneswar | 2100 | EHT (O&M) Circle, Bhubaneswar | 2102 | EHT (O&M) Division,Bhubaneswar | CL23 | 132/33 kV T/L S/S S/D Bhubaneswar_Line | 3000003851 | Different Components of ERS Tower | ERS.MISC.A001 | ZSPR_FREE | ZSPR | SET | 13105.51 | 0 | INR
2000 | Central Zone, Bhubaneswar | 2100 | EHT (O&M) Circle, Bhubaneswar | 2102 | EHT (O&M) Division,Bhubaneswar | CL22 | 220/132/33 kV T/L S/S S/D Chandaka-Line | 4000000004 | FRP Telescopic earth discharge rods | MISC.DISCHARGE.B001 | ZTNP_ACT | ZTNP | NOS | 1 | 1164.81 | INR
2000 | Central Zone, Bhubaneswar | 2100 | EHT (O&M) Circle, Bhubaneswar | 2102 | EHT (O&M) Division,Bhubaneswar | CL26 | 132/33 kV T/L S/S S/D Ranasinghpur_Line | 4000000004 | FRP Telescopic earth discharge rods | MISC.DISCHARGE.B001 | ZTNP_ACT | ZTNP | NOS | 6 | 6988.89 | INR
2000 | Central Zone, Bhubaneswar | 2100 | EHT (O&M) Circle, Bhubaneswar | 2102 | EHT (O&M) Division,Bhubaneswar | C222 | 220/132/33 kV T/L S/S S/D Chandaka | 4000000010 | ACCUCHECK METER | TNP.ACUCHECK.A001 | ZTNP_ACT | ZTNP | NOS | 4 | 40000 | INR
2000 | Central Zone, Bhubaneswar | 2100 | EHT (O&M) Circle, Bhubaneswar | 2102 | EHT (O&M) Division,Bhubaneswar | C229 | 220/33 kV Infocity-II (GIS) | 4000000017 | Automatic Oil BDV Test Kit | TNP.BDV.TESTER.A001 | ZTNP_FREE | ZTNP | NOS | 1 | 0 | INR
2000 | Central Zone, Bhubaneswar | 2100 | EHT (O&M) Circle, Bhubaneswar | 2102 | EHT (O&M) Division,Bhubaneswar | C222 | 220/132/33 kV T/L S/S S/D Chandaka | 4000000017 | Automatic Oil BDV Test Kit | TNP.BDV.TESTER.A001 | ZTNP_ACT | ZTNP | NOS | 2 | 233640 | INR
2000 | Central Zone, Bhubaneswar | 2100 | EHT (O&M) Circle, Bhubaneswar | 2102 | EHT (O&M) Division,Bhubaneswar | C229 | 220/33 kV Infocity-II (GIS) | 4000000020 | RO water purifier | TNP.C.PURIFIER.A001 | ZTNP_SUP | ZTNP | NOS | 1 | 0 | INR
2000 | Central Zone, Bhubaneswar | 2100 | EHT (O&M) Circle, Bhubaneswar | 2102 | EHT (O&M) Division,Bhubaneswar | CL22 | 220/132/33 kV T/L S/S S/D Chandaka-Line | 4000000024 | COM-ALONG CLAMP FOR ZEBRA | TNP.CA.CLAMP.A004 | ZTNP_ACT | ZTNP | NOS | 1 | 300 | INR
2000 | Central Zone, Bhubaneswar | 2100 | EHT (O&M) Circle, Bhubaneswar | 2102 | EHT (O&M) Division,Bhubaneswar | CL26 | 132/33 kV T/L S/S S/D Ranasinghpur_Line | 4000000048 | D SHACKLE 3/4" | TNP.DSHAKLE.A002 | ZTNP_ACT | ZTNP | NOS | 2 | 1143.72 | INR
2000 | Central Zone, Bhubaneswar | 2100 | EHT (O&M) Circle, Bhubaneswar | 2102 | EHT (O&M) Division,Bhubaneswar | CL26 | 132/33 kV T/L S/S S/D Ranasinghpur_Line | 4000000050 | D SHACKLE | TNP.DSHAKLE.A004 | ZTNP_ACT | ZTNP | NOS | 134 | 1.34 | INR
2000 | Central Zone, Bhubaneswar | 2100 | EHT (O&M) Circle, Bhubaneswar | 2102 | EHT (O&M) Division,Bhubaneswar | C229 | 220/33 kV Infocity-II (GIS) | 4000000056 | Distilled Water plant | TNP.DW.PLANT.A001 | ZTNP_SUP | ZTNP | NOS | 1 | 0 | INR
2000 | Central Zone, Bhubaneswar | 2100 | EHT (O&M) Circle, Bhubaneswar | 2102 | EHT (O&M) Division,Bhubaneswar | C229 | 220/33 kV Infocity-II (GIS) | 4000000056 | Distilled Water plant | TNP.DW.PLANT.A001 | ZTNP_FREE | ZTNP | NOS | 1 | 0 | INR
2000 | Central Zone, Bhubaneswar | 2100 | EHT (O&M) Circle, Bhubaneswar | 2102 | EHT (O&M) Division,Bhubaneswar | C222 | 220/132/33 kV T/L S/S S/D Chandaka | 4000000058 | DC EARTH FAULT LOCATOR | TNP.EFLOCATOR.A001 | ZTNP_ACT | ZTNP | NOS | 2 | 60000 | INR
2000 | Central Zone, Bhubaneswar | 2100 | EHT (O&M) Circle, Bhubaneswar | 2102 | EHT (O&M) Division,Bhubaneswar | C225 | 220/132/33 kV Chandaka-B (GIS) | 4000000104 | Safety Hand Gloves | TNP.GLOVES.A001 | ZTNP_ACT | ZTNP | PAA | 1 | 2140 | INR
2000 | Central Zone, Bhubaneswar | 2100 | EHT (O&M) Circle, Bhubaneswar | 2102 | EHT (O&M) Division,Bhubaneswar | C222 | 220/132/33 kV T/L S/S S/D Chandaka | 4000000116 | SINGLE PHASE LINE COUPLING UNIT | TNP.L.COUPLING.A001 | ZTNP_SH | ZTNP | NOS | 1 | 500 | INR
2000 | Central Zone, Bhubaneswar | 2100 | EHT (O&M) Circle, Bhubaneswar | 2102 | EHT (O&M) Division,Bhubaneswar | C222 | 220/132/33 kV T/L S/S S/D Chandaka | 4000000117 | 3-PHASE LINE COUPLING UNIT | TNP.L.COUPLING.C001 | ZTNP_SH | ZTNP | NOS | 1 | 1500 | INR
2000 | Central Zone, Bhubaneswar | 2100 | EHT (O&M) Circle, Bhubaneswar | 2102 | EHT (O&M) Division,Bhubaneswar | C225 | 220/132/33 kV Chandaka-B (GIS) | 4000000118 | 10 FEET FOLDING ALLUMINIUM LADDER | TNP.LADDER.B001 | ZTNP_FREE | ZTNP | NOS | 3 | 0 | INR
2000 | Central Zone, Bhubaneswar | 2100 | EHT (O&M) Circle, Bhubaneswar | 2102 | EHT (O&M) Division,Bhubaneswar | C222 | 220/132/33 kV T/L S/S S/D Chandaka | 4000000157 | SPANNER | TNP.SPANNER.A001 | ZTNP_ACT | ZTNP | NOS | 3 | 1500 | INR
2000 | Central Zone, Bhubaneswar | 2100 | EHT (O&M) Circle, Bhubaneswar | 2102 | EHT (O&M) Division,Bhubaneswar | C225 | 220/132/33 kV Chandaka-B (GIS) | 4000000166 | TARPOLINE | TNP.TARPOLINE.A001 | ZTNP_ACT | ZTNP | NOS | 1 | 200 | INR
2000 | Central Zone, Bhubaneswar | 2100 | EHT (O&M) Circle, Bhubaneswar | 2102 | EHT (O&M) Division,Bhubaneswar | CL23 | 132/33 kV T/L S/S S/D Bhubaneswar_Line | 4000000171 | TURN BUCKLE | TNP.TURNBUCKLE.A001 | ZTNP_FREE | ZTNP | NOS | 83 | 0 | INR
2000 | Central Zone, Bhubaneswar | 2100 | EHT (O&M) Circle, Bhubaneswar | 2102 | EHT (O&M) Division,Bhubaneswar | C223 | 132/33 kV T/L S/S S/D Bhubaneswar | 5000000005 | SCRAP.CAPACITOR BANK UNIT | SCRP.CPB.UNIT.A001 | ZSRP_SCRAP | ZSRP | NOS | 2 | 200 | INR
2000 | Central Zone, Bhubaneswar | 2100 | EHT (O&M) Circle, Bhubaneswar | 2102 | EHT (O&M) Division,Bhubaneswar | C226 | 132/33 kV T/L S/S S/D Ranasinghpur | 5000000010 | SCRAP 132KV OIL SP CVT DIFFERENT TYPE | SCRP.CVT.132OIL.A001 | ZSRP_SCRAP | ZSRP | NOS | 2 | 14000 | INR
2000 | Central Zone, Bhubaneswar | 2100 | EHT (O&M) Circle, Bhubaneswar | 2102 | EHT (O&M) Division,Bhubaneswar | CL26 | 132/33 kV T/L S/S S/D Ranasinghpur_Line | 5000000021 | SCRAP DS HWF FOR DIFFERENT TYPES | SCRP.HWF.DS.A001 | ZSRP_SCRAP | ZSRP | NOS | 31 | 1550 | INR
2000 | Central Zone, Bhubaneswar | 2100 | EHT (O&M) Circle, Bhubaneswar | 2102 | EHT (O&M) Division,Bhubaneswar | CL26 | 132/33 kV T/L S/S S/D Ranasinghpur_Line | 5000000030 | SCRAP PORCELAIN DISC INSULATOR | SCRP.INS.POR.DISC.C001 | ZSRP_SCRAP | ZSRP | NOS | 750 | 7500 | INR
2000 | Central Zone, Bhubaneswar | 2100 | EHT (O&M) Circle, Bhubaneswar | 2102 | EHT (O&M) Division,Bhubaneswar | C228 | 220/132/33 kV T/L S/S S/D Pratapsasan | 5000000056 | SCRAP 33 KV ISOLATOR FEMALE CONTACT | SCRP.MISC.A066 | ZSRP_SCRAP | ZSRP | NOS | 15 | 0.01 | INR
2000 | Central Zone, Bhubaneswar | 2100 | EHT (O&M) Circle, Bhubaneswar | 2102 | EHT (O&M) Division,Bhubaneswar | C226 | 132/33 kV T/L S/S S/D Ranasinghpur | 5000000059 | SCRAP AC/DC DISTRIBUTION BOARD | SCRP.MISC.A071 | ZSRP_SCRAP | ZSRP | NOS | 2 | 1000 | INR
2000 | Central Zone, Bhubaneswar | 2100 | EHT (O&M) Circle, Bhubaneswar | 2102 | EHT (O&M) Division,Bhubaneswar | C227 | 132/33 kV T/L S/S S/D Badagada | 5000000060 | Scrap 132KV SF6 Circuit Breaker | SCRP.MISC.A074 | ZSRP_SCRAP | ZSRP | NOS | 1 | 0.02 | INR
2000 | Central Zone, Bhubaneswar | 2100 | EHT (O&M) Circle, Bhubaneswar | 2102 | EHT (O&M) Division,Bhubaneswar | C223 | 132/33 kV T/L S/S S/D Bhubaneswar | 5000000066 | SCRAPED/DAMAGED ISOLATOR MECHANISM BOX | SCRP.MISC.A104 | ZSRP_SCRAP | ZSRP | NOS | 58 | 4060 | INR
2000 | Central Zone, Bhubaneswar | 2100 | EHT (O&M) Circle, Bhubaneswar | 2102 | EHT (O&M) Division,Bhubaneswar | C227 | 132/33 kV T/L S/S S/D Badagada | 5000000069 | Scrap 33 KV VCB | SCRP.MISC.A136 | ZSRP_SCRAP | ZSRP | NOS | 3 | 13037.84 | INR
2000 | Central Zone, Bhubaneswar | 2100 | EHT (O&M) Circle, Bhubaneswar | 2102 | EHT (O&M) Division,Bhubaneswar | C223 | 132/33 kV T/L S/S S/D Bhubaneswar | 5000000069 | Scrap 33 KV VCB | SCRP.MISC.A136 | ZSRP_SCRAP | ZSRP | NOS | 2 | 8691.89 | INR
2000 | Central Zone, Bhubaneswar | 2100 | EHT (O&M) Circle, Bhubaneswar | 2102 | EHT (O&M) Division,Bhubaneswar | C227 | 132/33 kV T/L S/S S/D Badagada | 5000000070 | Scrap 33KV CT | SCRP.MISC.A146 | ZSRP_SCRAP | ZSRP | NOS | 1 | 4000 | INR
2000 | Central Zone, Bhubaneswar | 2100 | EHT (O&M) Circle, Bhubaneswar | 2102 | EHT (O&M) Division,Bhubaneswar | C226 | 132/33 kV T/L S/S S/D Ranasinghpur | 5000000070 | Scrap 33KV CT | SCRP.MISC.A146 | ZSRP_SCRAP | ZSRP | NOS | 4 | 16000.01 | INR
2000 | Central Zone, Bhubaneswar | 2100 | EHT (O&M) Circle, Bhubaneswar | 2102 | EHT (O&M) Division,Bhubaneswar | C228 | 220/132/33 kV T/L S/S S/D Pratapsasan | 5000000083 | SCRAP ISOLATOR FEMALE CONTACT | SCRP.MISC.A187 | ZSRP_SCRAP | ZSRP | NOS | 105 | 0.03 | INR
2000 | Central Zone, Bhubaneswar | 2100 | EHT (O&M) Circle, Bhubaneswar | 2102 | EHT (O&M) Division,Bhubaneswar | C227 | 132/33 kV T/L S/S S/D Badagada | 5000000085 | Scrap 33KV PT / IVT | SCRP.MISC.A218 | ZSRP_SCRAP | ZSRP | NOS | 1 | 0.01 | INR
2000 | Central Zone, Bhubaneswar | 2100 | EHT (O&M) Circle, Bhubaneswar | 2102 | EHT (O&M) Division,Bhubaneswar | C223 | 132/33 kV T/L S/S S/D Bhubaneswar | 5000000087 | 33KV VCB LIMB | SCRP.MISC.A228 | ZSRP_SCRAP | ZSRP | NOS | 2 | 2 | INR
2000 | Central Zone, Bhubaneswar | 2100 | EHT (O&M) Circle, Bhubaneswar | 2102 | EHT (O&M) Division,Bhubaneswar | C228 | 220/132/33 kV T/L S/S S/D Pratapsasan | 5000000115 | Damaged/scrap Mechanism box | SCRP.MISC.A354 | ZSRP_SCRAP | ZSRP | NOS | 4 | 0.01 | INR
2000 | Central Zone, Bhubaneswar | 2100 | EHT (O&M) Circle, Bhubaneswar | 2102 | EHT (O&M) Division,Bhubaneswar | C227 | 132/33 kV T/L S/S S/D Badagada | 5000000119 | Scrap 33KV LA | SCRP.MISC.A372 | ZSRP_SCRAP | ZSRP | NOS | 1 | 3120.6 | INR
2000 | Central Zone, Bhubaneswar | 2100 | EHT (O&M) Circle, Bhubaneswar | 2102 | EHT (O&M) Division,Bhubaneswar | C223 | 132/33 kV T/L S/S S/D Bhubaneswar | 5000000122 | Scrap XLPE or different type Cable | SCRP.MISC.A381 | ZSRP_SCRAP | ZSRP | M | 19970 | 1997 | INR
2000 | Central Zone, Bhubaneswar | 2100 | EHT (O&M) Circle, Bhubaneswar | 2102 | EHT (O&M) Division,Bhubaneswar | C223 | 132/33 kV T/L S/S S/D Bhubaneswar | 5000000135 | SCARP SPEAR | SCRP.MISC.A424 | ZSRP_SCRAP | ZSRP | NOS | 1 | 0.1 | INR
2000 | Central Zone, Bhubaneswar | 2100 | EHT (O&M) Circle, Bhubaneswar | 2102 | EHT (O&M) Division,Bhubaneswar | C223 | 132/33 kV T/L S/S S/D Bhubaneswar | 5000000149 | SCRAP APEX METER | SCRP.MTR.APEX.A001 | ZSRP_SCRAP | ZSRP | NOS | 1 | 0.1 | INR
2000 | Central Zone, Bhubaneswar | 2100 | EHT (O&M) Circle, Bhubaneswar | 2102 | EHT (O&M) Division,Bhubaneswar | C223 | 132/33 kV T/L S/S S/D Bhubaneswar | 5000000155 | SCRAP 132KV PANEL OF DIFFERENT TYPE | SCRP.PNL.132.A001 | ZSRP_SCRAP | ZSRP | NOS | 10 | 1 | INR
2000 | Central Zone, Bhubaneswar | 2100 | EHT (O&M) Circle, Bhubaneswar | 2102 | EHT (O&M) Division,Bhubaneswar | C223 | 132/33 kV T/L S/S S/D Bhubaneswar | 5000000156 | SCRAP 33KV PANEL OF DIFFERENT TYPE | SCRP.PNL.33.A001 | ZSRP_SCRAP | ZSRP | NOS | 14 | 1.4 | INR
2000 | Central Zone, Bhubaneswar | 2100 | EHT (O&M) Circle, Bhubaneswar | 2102 | EHT (O&M) Division,Bhubaneswar | C226 | 132/33 kV T/L S/S S/D Ranasinghpur | 5000000159 | SCRAP DIR/NON-DIR BACK UP RELAY OF | SCRP.RLAY.BACKUP.A001 | ZSRP_SCRAP | ZSRP | NOS | 1 | 500 | INR
2000 | Central Zone, Bhubaneswar | 2100 | EHT (O&M) Circle, Bhubaneswar | 2102 | EHT (O&M) Division,Bhubaneswar | C22A | 132/33 kV UNIT-VIII GIS S/S Bhubaneswar | 5000000161 | SCRAP SURGE ARRESTER | SCRP.SA.132MO.A002 | ZSRP_SCRAP | ZSRP | NOS | 3 | 0.01 | INR
2000 | Central Zone, Bhubaneswar | 2100 | EHT (O&M) Circle, Bhubaneswar | 2103 | 400 kV S/S Division, Mendhasal | C232 | 400 kV S/S S/D Mendhasal | 1000000000 | 132KV SF6 CB with Strcture | BKR.145SF6.G.P.AI08 | ZCAP_ACT | ZCAP | NOS | 1 | 1320321 | INR
2000 | Central Zone, Bhubaneswar | 2100 | EHT (O&M) Circle, Bhubaneswar | 2103 | 400 kV S/S Division, Mendhasal | C232 | 400 kV S/S S/D Mendhasal | 1000000001 | 220KV PNEUMATIC SF6 BREAKER | BKR.220SF6.S.P.J008 | ZCAP_SUP | ZCAP | NOS | 8 | 8 | INR
2000 | Central Zone, Bhubaneswar | 2100 | EHT (O&M) Circle, Bhubaneswar | 2103 | 400 kV S/S Division, Mendhasal | C232 | 400 kV S/S S/D Mendhasal | 1000000004 | 36KV VCB with Structure | BKR.36VCB.G.S.F005 | ZCAP_ACT | ZCAP | NOS | 1 | 256618.5 | INR
2000 | Central Zone, Bhubaneswar | 2100 | EHT (O&M) Circle, Bhubaneswar | 2103 | 400 kV S/S Division, Mendhasal | C232 | 400 kV S/S S/D Mendhasal | 1000000005 | 420KV SF6 BREAKER with Structure | BKR.420SF6.S.S.H011 | ZCAP_ACT | ZCAP | NOS | 2 | 5812582 | INR
2000 | Central Zone, Bhubaneswar | 2100 | EHT (O&M) Circle, Bhubaneswar | 2103 | 400 kV S/S Division, Mendhasal | C233 | 400/220 kV Line S/D Mendhasal | 1000000014 | AAAC ZEBRA CONDUCTOR | COND.AAAC.A002 | ZCAP_ACT | ZCAP | KM | 1.009 | 241044.05 | INR
2000 | Central Zone, Bhubaneswar | 2100 | EHT (O&M) Circle, Bhubaneswar | 2103 | 400 kV S/S Division, Mendhasal | C233 | 400/220 kV Line S/D Mendhasal | 1000000015 | AAAC MOOSE CONDUCTOR | COND.AAAC.A003 | ZCAP_ACT | ZCAP | KM | 0.194 | 33199.9 | INR
2000 | Central Zone, Bhubaneswar | 2100 | EHT (O&M) Circle, Bhubaneswar | 2103 | 400 kV S/S Division, Mendhasal | C233 | 400/220 kV Line S/D Mendhasal | 1000000017 | ACSR ZEBRA CONDUCTOR | COND.ACSR.A003 | ZCAP_ACT | ZCAP | KM | 2 | 119156.63 | INR
2000 | Central Zone, Bhubaneswar | 2100 | EHT (O&M) Circle, Bhubaneswar | 2103 | 400 kV S/S Division, Mendhasal | C232 | 400 kV S/S S/D Mendhasal | 1000000017 | ACSR ZEBRA CONDUCTOR | COND.ACSR.A003 | ZCAP_ACT | ZCAP | KM | 2.26 | 134647 | INR
2000 | Central Zone, Bhubaneswar | 2100 | EHT (O&M) Circle, Bhubaneswar | 2103 | 400 kV S/S Division, Mendhasal | C232 | 400 kV S/S S/D Mendhasal | 1000000018 | ACSR MOOSE CONDUCTOR | COND.ACSR.A004 | ZCAP_ACT | ZCAP | KM | 0.2 | 78384.18 | INR
2000 | Central Zone, Bhubaneswar | 2100 | EHT (O&M) Circle, Bhubaneswar | 2103 | 400 kV S/S Division, Mendhasal | C232 | 400 kV S/S S/D Mendhasal | 1000000053 | 220KV CT-1200-600-300/1A of 5C with TC | CT1.220OIL1200.A005 | ZCAP_SUP | ZCAP | NOS | 4 | 4 | INR
2000 | Central Zone, Bhubaneswar | 2100 | EHT (O&M) Circle, Bhubaneswar | 2103 | 400 kV S/S Division, Mendhasal | C232 | 400 kV S/S S/D Mendhasal | 1000000053 | 220KV CT-1200-600-300/1A of 5C with TC | CT1.220OIL1200.A005 | ZCAP_ACT | ZCAP | NOS | 3 | 1341164.4 | INR
2000 | Central Zone, Bhubaneswar | 2100 | EHT (O&M) Circle, Bhubaneswar | 2103 | 400 kV S/S Division, Mendhasal | C232 | 400 kV S/S S/D Mendhasal | 1000000055 | 220KV CT OF 1200-600-300/1-1-1-1A | CT1.220OIL1200.C004 | ZCAP_ACT | ZCAP | NOS | 1 | 1 | INR
2000 | Central Zone, Bhubaneswar | 2100 | EHT (O&M) Circle, Bhubaneswar | 2103 | 400 kV S/S Division, Mendhasal | C232 | 400 kV S/S S/D Mendhasal | 1000000057 | 220KV CT RATIO 1200-600-300/1-1-1-1-1A | CT1.245OIL1200.C005 | ZCAP_ACT | ZCAP | NOS | 1 | 243865 | INR
2000 | Central Zone, Bhubaneswar | 2100 | EHT (O&M) Circle, Bhubaneswar | 2103 | 400 kV S/S Division, Mendhasal | C232 | 400 kV S/S S/D Mendhasal | 1000000062 | 36KV CT OF RATIO 400-200-100/1-1-1A | CT1.36OIL400.C003 | ZCAP_ACT | ZCAP | NOS | 1 | 71730.72 | INR
2000 | Central Zone, Bhubaneswar | 2100 | EHT (O&M) Circle, Bhubaneswar | 2103 | 400 kV S/S Division, Mendhasal | C232 | 400 kV S/S S/D Mendhasal | 1000000068 | 400KV 2000-1000-500/1-1-1-1-1A | CT1.420OIL2000.C005 | ZCAP_ACT | ZCAP | NOS | 8 | 4864851.2 | INR
2000 | Central Zone, Bhubaneswar | 2100 | EHT (O&M) Circle, Bhubaneswar | 2103 | 400 kV S/S Division, Mendhasal | C232 | 400 kV S/S S/D Mendhasal | 1000000069 | 132KV CVT | CVT.132OIL.S.C003 | ZCAP_SUP | ZCAP | NOS | 1 | 1 | INR
2000 | Central Zone, Bhubaneswar | 2100 | EHT (O&M) Circle, Bhubaneswar | 2103 | 400 kV S/S Division, Mendhasal | C232 | 400 kV S/S S/D Mendhasal | 1000000070 | 220 KV CVT | CVT.220OIL.S.B002 | ZCAP_ACT | ZCAP | NOS | 1 | 1 | INR
2000 | Central Zone, Bhubaneswar | 2100 | EHT (O&M) Circle, Bhubaneswar | 2103 | 400 kV S/S Division, Mendhasal | C232 | 400 kV S/S S/D Mendhasal | 1000000070 | 220 KV CVT | CVT.220OIL.S.B002 | ZCAP_SUP | ZCAP | NOS | 8 | 8 | INR
2000 | Central Zone, Bhubaneswar | 2100 | EHT (O&M) Circle, Bhubaneswar | 2103 | 400 kV S/S Division, Mendhasal | C232 | 400 kV S/S S/D Mendhasal | 1000000071 | 400KV CVT | CVT.420OIL.S.C003 | ZCAP_ACT | ZCAP | NOS | 4 | 4 | INR
2000 | Central Zone, Bhubaneswar | 2100 | EHT (O&M) Circle, Bhubaneswar | 2103 | 400 kV S/S Division, Mendhasal | C232 | 400 kV S/S S/D Mendhasal | 1000000071 | 400KV CVT | CVT.420OIL.S.C003 | ZCAP_SUP | ZCAP | NOS | 3 | 3 | INR
2000 | Central Zone, Bhubaneswar | 2100 | EHT (O&M) Circle, Bhubaneswar | 2103 | 400 kV S/S Division, Mendhasal | C232 | 400 kV S/S S/D Mendhasal | 1000000120 | 220KV OIL 2C IVT/PT | IVT.220OIL.S.B003 | ZCAP_ACT | ZCAP | NOS | 5 | 708334.29 | INR
2000 | Central Zone, Bhubaneswar | 2100 | EHT (O&M) Circle, Bhubaneswar | 2103 | 400 kV S/S Division, Mendhasal | C232 | 400 kV S/S S/D Mendhasal | 1000000130 | 132KV SURGE ARRESTER OF 120 KV | SA.145MO.GL.A001 | ZCAP_ACT | ZCAP | NOS | 1 | 16872.22 | INR
2000 | Central Zone, Bhubaneswar | 2100 | EHT (O&M) Circle, Bhubaneswar | 2103 | 400 kV S/S Division, Mendhasal | C232 | 400 kV S/S S/D Mendhasal | 1000000130 | 132KV SURGE ARRESTER OF 120 KV | SA.145MO.GL.A001 | ZCAP_SUP | ZCAP | NOS | 1 | 1 | INR
2000 | Central Zone, Bhubaneswar | 2100 | EHT (O&M) Circle, Bhubaneswar | 2103 | 400 kV S/S Division, Mendhasal | C232 | 400 kV S/S S/D Mendhasal | 1000000132 | 220KV MO WITH RING SURGE ARRESTER | SA.245MO.WR.A005 | ZCAP_ACT | ZCAP | NOS | 3 | 39011.78 | INR
2000 | Central Zone, Bhubaneswar | 2100 | EHT (O&M) Circle, Bhubaneswar | 2103 | 400 kV S/S Division, Mendhasal | C232 | 400 kV S/S S/D Mendhasal | 1000000132 | 220KV MO WITH RING SURGE ARRESTER | SA.245MO.WR.A005 | ZCAP_SUP | ZCAP | NOS | 14 | 14 | INR
2000 | Central Zone, Bhubaneswar | 2100 | EHT (O&M) Circle, Bhubaneswar | 2103 | 400 kV S/S Division, Mendhasal | C232 | 400 kV S/S S/D Mendhasal | 1000000133 | 30KV MO SURGE ARRESTER | SA.30MO.A001 | ZCAP_ACT | ZCAP | NOS | 1 | 1 | INR
2000 | Central Zone, Bhubaneswar | 2100 | EHT (O&M) Circle, Bhubaneswar | 2103 | 400 kV S/S Division, Mendhasal | C232 | 400 kV S/S S/D Mendhasal | 1000000134 | 36KV MO W/O SURGE ARRESTER | SA.36MO.WOR.A001 | ZCAP_SUP | ZCAP | NOS | 9 | 9 | INR
2000 | Central Zone, Bhubaneswar | 2100 | EHT (O&M) Circle, Bhubaneswar | 2103 | 400 kV S/S Division, Mendhasal | C232 | 400 kV S/S S/D Mendhasal | 1000000134 | 36KV MO W/O SURGE ARRESTER | SA.36MO.WOR.A001 | ZCAP_ACT | ZCAP | NOS | 2 | 21739.48 | INR
2000 | Central Zone, Bhubaneswar | 2100 | EHT (O&M) Circle, Bhubaneswar | 2103 | 400 kV S/S Division, Mendhasal | C232 | 400 kV S/S S/D Mendhasal | 1000000135 | 420KV MO WITH RING SURGE ARRESTER | SA.420MO.WR.A006 | ZCAP_ACT | ZCAP | NOS | 17 | 3179412.61 | INR
2000 | Central Zone, Bhubaneswar | 2100 | EHT (O&M) Circle, Bhubaneswar | 2103 | 400 kV S/S Division, Mendhasal | C232 | 400 kV S/S S/D Mendhasal | 1000000135 | 420KV MO WITH RING SURGE ARRESTER | SA.420MO.WR.A006 | ZCAP_SUP | ZCAP | NOS | 6 | 6 | INR
2000 | Central Zone, Bhubaneswar | 2100 | EHT (O&M) Circle, Bhubaneswar | 2103 | 400 kV S/S Division, Mendhasal | C233 | 400/220 kV Line S/D Mendhasal | 1000000248 | STUB FOR 400KV DA TYPE HT TOWER | TWR.400DA.STUB.D001 | ZCAP_ACT | ZCAP | MT | 2 | 47483.83 | INR
2000 | Central Zone, Bhubaneswar | 2100 | EHT (O&M) Circle, Bhubaneswar | 2103 | 400 kV S/S Division, Mendhasal | C233 | 400/220 kV Line S/D Mendhasal | 1000000248 | STUB FOR 400KV DA TYPE HT TOWER | TWR.400DA.STUB.D001 | ZCAP_ACT | ZCAP | MT | 1 | 23741.92 | INR
2000 | Central Zone, Bhubaneswar | 2100 | EHT (O&M) Circle, Bhubaneswar | 2103 | 400 kV S/S Division, Mendhasal | C233 | 400/220 kV Line S/D Mendhasal | 1000000252 | +6m extn to 400kv DA type tower | TWR.400DA+6.L.A002 | ZCAP_ACT | ZCAP | MT | 1 | 141206 | INR
2000 | Central Zone, Bhubaneswar | 2100 | EHT (O&M) Circle, Bhubaneswar | 2103 | 400 kV S/S Division, Mendhasal | C233 | 400/220 kV Line S/D Mendhasal | 1000000262 | CROSSARM TOP, BOT,MID FOR 400KV DC TOWER | TWR.400DC.L.A002 | ZCAP_ACT | ZCAP | MT | 2 | 187624 | INR
2000 | Central Zone, Bhubaneswar | 2100 | EHT (O&M) Circle, Bhubaneswar | 2103 | 400 kV S/S Division, Mendhasal | C233 | 400/220 kV Line S/D Mendhasal | 1000000407 | 400KV DA TYPE TOWER | TWR.400DA.L.A001 | ZCAP_ACT | ZCAP | MT | 2 | 1226029 | INR
2000 | Central Zone, Bhubaneswar | 2100 | EHT (O&M) Circle, Bhubaneswar | 2103 | 400 kV S/S Division, Mendhasal | C232 | 400 kV S/S S/D Mendhasal | 2000000007 | DIESEL | CNSM.DISEL.A001 | ZCON_ACT | ZCON | L | 5 | 5 | INR
2000 | Central Zone, Bhubaneswar | 2100 | EHT (O&M) Circle, Bhubaneswar | 2103 | 400 kV S/S Division, Mendhasal | C232 | 400 kV S/S S/D Mendhasal | 2000000095 | HRC FUSE 16 AMP | ILWR.FUSE.A006 | ZCON_ACT | ZCON | NOS | 4 | 556 | INR
2000 | Central Zone, Bhubaneswar | 2100 | EHT (O&M) Circle, Bhubaneswar | 2103 | 400 kV S/S Division, Mendhasal | C232 | 400 kV S/S S/D Mendhasal | 2000000112 | FUSE 100 AMP | ILWR.FUSE.G002 | ZCON_ACT | ZCON | NOS | 12 | 12240 | INR
2000 | Central Zone, Bhubaneswar | 2100 | EHT (O&M) Circle, Bhubaneswar | 2103 | 400 kV S/S Division, Mendhasal | C232 | 400 kV S/S S/D Mendhasal | 2000000145 | LED TYPE INDICATION LAMP (RED) | ILWR.INDIC.LAMP.A001 | ZCON_ACT | ZCON | NOS | 5 | 590 | INR
2000 | Central Zone, Bhubaneswar | 2100 | EHT (O&M) Circle, Bhubaneswar | 2103 | 400 kV S/S Division, Mendhasal | C232 | 400 kV S/S S/D Mendhasal | 2000000146 | LED TYPE INDICATION LAMP (YELLOW) | ILWR.INDIC.LAMP.A0012 | ZCON_ACT | ZCON | NOS | 8 | 944 | INR
2000 | Central Zone, Bhubaneswar | 2100 | EHT (O&M) Circle, Bhubaneswar | 2103 | 400 kV S/S Division, Mendhasal | C232 | 400 kV S/S S/D Mendhasal | 2000000147 | LED TYPE INDICATION LAMP (GREEN) | ILWR.INDIC.LAMP.A002 | ZCON_ACT | ZCON | NOS | 22 | 2596 | INR
2000 | Central Zone, Bhubaneswar | 2100 | EHT (O&M) Circle, Bhubaneswar | 2103 | 400 kV S/S Division, Mendhasal | C232 | 400 kV S/S S/D Mendhasal | 2000000149 | LED TYPE INDICATION LAMP (AMBER/ORANGE) | ILWR.INDIC.LAMP.A004 | ZCON_ACT | ZCON | NOS | 3 | 504 | INR
2000 | Central Zone, Bhubaneswar | 2100 | EHT (O&M) Circle, Bhubaneswar | 2103 | 400 kV S/S Division, Mendhasal | C232 | 400 kV S/S S/D Mendhasal | 2000000150 | LED TYPE INDICATION LAMP (BLUE) | ILWR.INDIC.LAMP.A005 | ZCON_ACT | ZCON | NOS | 10 | 1680 | INR
2000 | Central Zone, Bhubaneswar | 2100 | EHT (O&M) Circle, Bhubaneswar | 2103 | 400 kV S/S Division, Mendhasal | C232 | 400 kV S/S S/D Mendhasal | 2000000161 | LED LIGHTING FIXTURES | ILWR.LED.LGT.A001 | ZCON_ACT | ZCON | NOS | 32 | 107663.55 | INR
2000 | Central Zone, Bhubaneswar | 2100 | EHT (O&M) Circle, Bhubaneswar | 2103 | 400 kV S/S Division, Mendhasal | C232 | 400 kV S/S S/D Mendhasal | 2000000162 | 10 AMP (SP) single Pole MCB | ILWR.MCB.A002 | ZCON_ACT | ZCON | NOS | 1 | 1 | INR
2000 | Central Zone, Bhubaneswar | 2100 | EHT (O&M) Circle, Bhubaneswar | 2103 | 400 kV S/S Division, Mendhasal | C232 | 400 kV S/S S/D Mendhasal | 2000000163 | 16 AMP MCB | ILWR.MCB.A003 | ZCON_ACT | ZCON | NOS | 4 | 4020 | INR
2000 | Central Zone, Bhubaneswar | 2100 | EHT (O&M) Circle, Bhubaneswar | 2103 | 400 kV S/S Division, Mendhasal | C232 | 400 kV S/S S/D Mendhasal | 2000000165 | TWO POLE 6A MCB | ILWR.MCB.A005 | ZCON_ACT | ZCON | NOS | 7 | 4333 | INR
2000 | Central Zone, Bhubaneswar | 2100 | EHT (O&M) Circle, Bhubaneswar | 2103 | 400 kV S/S Division, Mendhasal | C232 | 400 kV S/S S/D Mendhasal | 2000000166 | 32 Amp. 2 pole DC MCB | ILWR.MCB.A006 | ZCON_ACT | ZCON | NOS | 4 | 4560 | INR
2000 | Central Zone, Bhubaneswar | 2100 | EHT (O&M) Circle, Bhubaneswar | 2103 | 400 kV S/S Division, Mendhasal | C232 | 400 kV S/S S/D Mendhasal | 2000000167 | FOUR POLE 63A MCB | ILWR.MCB.A007 | ZCON_ACT | ZCON | NOS | 4 | 7636 | INR
2000 | Central Zone, Bhubaneswar | 2100 | EHT (O&M) Circle, Bhubaneswar | 2103 | 400 kV S/S Division, Mendhasal | C232 | 400 kV S/S S/D Mendhasal | 2000000169 | 16A Double Pole (DP) MCB | ILWR.MCB.B002 | ZCON_ACT | ZCON | NOS | 1 | 619 | INR
2000 | Central Zone, Bhubaneswar | 2100 | EHT (O&M) Circle, Bhubaneswar | 2103 | 400 kV S/S Division, Mendhasal | C232 | 400 kV S/S S/D Mendhasal | 2000000175 | 63A Tripple Pole (TP) MCB | ILWR.MCB.C004 | ZCON_ACT | ZCON | NOS | 8 | 12216 | INR
2000 | Central Zone, Bhubaneswar | 2100 | EHT (O&M) Circle, Bhubaneswar | 2103 | 400 kV S/S Division, Mendhasal | C232 | 400 kV S/S S/D Mendhasal | 2000000186 | 3Pole 32AMP MCCB | ILWR.MCCB.B004 | ZCON_ACT | ZCON | NOS | 9 | 9045 | INR
2000 | Central Zone, Bhubaneswar | 2100 | EHT (O&M) Circle, Bhubaneswar | 2103 | 400 kV S/S Division, Mendhasal | C232 | 400 kV S/S S/D Mendhasal | 2000000202 | DC MCB ( 2 Pole, 2 Amp) | ILWR.SKT2PIN.A001 | ZCON_ACT | ZCON | NOS | 18 | 18 | INR
2000 | Central Zone, Bhubaneswar | 2100 | EHT (O&M) Circle, Bhubaneswar | 2103 | 400 kV S/S Division, Mendhasal | C232 | 400 kV S/S S/D Mendhasal | 3000000071 | LV BUSHING W/O ROD FOR 315MVA BHEL Tfr | BUSH.33BHEL.BB10 | ZSPR_ACT | ZSPR | NOS | 3 | 3 | INR
2000 | Central Zone, Bhubaneswar | 2100 | EHT (O&M) Circle, Bhubaneswar | 2103 | 400 kV S/S Division, Mendhasal | C232 | 400 kV S/S S/D Mendhasal | 3000000086 | HV BUSHING w/o ROD-315MVA ICTBHEL | BUSH.400BHEL.AB10 | ZSPR_ACT | ZSPR | NOS | 3 | 3 | INR
2000 | Central Zone, Bhubaneswar | 2100 | EHT (O&M) Circle, Bhubaneswar | 2103 | 400 kV S/S Division, Mendhasal | C232 | 400 kV S/S S/D Mendhasal | 3000000087 | N BUSHING W/o ROD-315MVA ICTBHEL | BUSH.400BHEL.AB11 | ZSPR_ACT | ZSPR | NOS | 1 | 1 | INR
2000 | Central Zone, Bhubaneswar | 2100 | EHT (O&M) Circle, Bhubaneswar | 2103 | 400 kV S/S Division, Mendhasal | C232 | 400 kV S/S S/D Mendhasal | 3000000119 | 2.5 SQMM 7C CONTROL CABLE AR | CBLE.CTRL.AR.D007 | ZSPR_ACT | ZSPR | KM | 0.325 | 40621.75 | INR
2000 | Central Zone, Bhubaneswar | 2100 | EHT (O&M) Circle, Bhubaneswar | 2103 | 400 kV S/S Division, Mendhasal | C232 | 400 kV S/S S/D Mendhasal | 3000000122 | 2.5sq.mm Control cable 10core | CBLE.CTRL.AR.D010 | ZSPR_ACT | ZSPR | KM | 0.875 | 158858 | INR
2000 | Central Zone, Bhubaneswar | 2100 | EHT (O&M) Circle, Bhubaneswar | 2103 | 400 kV S/S Division, Mendhasal | C232 | 400 kV S/S S/D Mendhasal | 3000000122 | 2.5sq.mm Control cable 10core | CBLE.CTRL.AR.D010 | ZSPR_ACT | ZSPR | KM | 0.398 | 72257.69 | INR
2000 | Central Zone, Bhubaneswar | 2100 | EHT (O&M) Circle, Bhubaneswar | 2103 | 400 kV S/S Division, Mendhasal | C232 | 400 kV S/S S/D Mendhasal | 3000000124 | 2.5 SQMM MSTRAND 14C AR CCABLE | CBLE.CTRL.AR.D014 | ZSPR_ACT | ZSPR | KM | 0.198 | 25745.36 | INR
2000 | Central Zone, Bhubaneswar | 2100 | EHT (O&M) Circle, Bhubaneswar | 2103 | 400 kV S/S Division, Mendhasal | C232 | 400 kV S/S S/D Mendhasal | 3000000124 | 2.5 SQMM MSTRAND 14C AR CCABLE | CBLE.CTRL.AR.D014 | ZSPR_ACT | ZSPR | KM | 0.25 | 32506.76 | INR
2000 | Central Zone, Bhubaneswar | 2100 | EHT (O&M) Circle, Bhubaneswar | 2103 | 400 kV S/S Division, Mendhasal | C232 | 400 kV S/S S/D Mendhasal | 3000000127 | 2.5 SQMM 19C CONTROL CABLE AR | CBLE.CTRL.AR.D019 | ZSPR_ACT | ZSPR | KM | 0.183 | 60135.15 | INR
2000 | Central Zone, Bhubaneswar | 2100 | EHT (O&M) Circle, Bhubaneswar | 2103 | 400 kV S/S Division, Mendhasal | C232 | 400 kV S/S S/D Mendhasal | 3000000127 | 2.5 SQMM 19C CONTROL CABLE AR | CBLE.CTRL.AR.D019 | ZSPR_ACT | ZSPR | KM | 0.371 | 121913.35 | INR
2000 | Central Zone, Bhubaneswar | 2100 | EHT (O&M) Circle, Bhubaneswar | 2103 | 400 kV S/S Division, Mendhasal | C232 | 400 kV S/S S/D Mendhasal | 3000000128 | 4PX0.5mm2 Cu screen cable | CBLE.CTRL.AR.D020 | ZSPR_ACT | ZSPR | KM | 0.165 | 22662.75 | INR
2000 | Central Zone, Bhubaneswar | 2100 | EHT (O&M) Circle, Bhubaneswar | 2103 | 400 kV S/S Division, Mendhasal | C232 | 400 kV S/S S/D Mendhasal | 3000000131 | 4SQMM 12C CONTROL CABLE | CBLE.CTRL.AR.E005 | ZSPR_ACT | ZSPR | KM | 0.28 | 119571.2 | INR
2000 | Central Zone, Bhubaneswar | 2100 | EHT (O&M) Circle, Bhubaneswar | 2103 | 400 kV S/S Division, Mendhasal | C232 | 400 kV S/S S/D Mendhasal | 3000000132 | 1.5SQMM 1C CONTROL CABLE | CBLE.CTRL.UAR.A001 | ZSPR_THEFT | ZSPR | KM | 0.001 | 50 | INR
2000 | Central Zone, Bhubaneswar | 2100 | EHT (O&M) Circle, Bhubaneswar | 2103 | 400 kV S/S Division, Mendhasal | C232 | 400 kV S/S S/D Mendhasal | 3000000133 | 2.5 SQMM 2C CONTROL CABLE LC | CBLE.CTRL.UAR.C002 | ZSPR_ACT | ZSPR | KM | 0.4 | 25188 | INR
2000 | Central Zone, Bhubaneswar | 2100 | EHT (O&M) Circle, Bhubaneswar | 2103 | 400 kV S/S Division, Mendhasal | C232 | 400 kV S/S S/D Mendhasal | 3000000140 | 2.5 SQMM 12C CONTROL CABLE | CBLE.CTRL.UAR.C012 | ZSPR_THEFT | ZSPR | KM | 0.036 | 10080 | INR
2000 | Central Zone, Bhubaneswar | 2100 | EHT (O&M) Circle, Bhubaneswar | 2103 | 400 kV S/S Division, Mendhasal | C232 | 400 kV S/S S/D Mendhasal | 3000000140 | 2.5 SQMM 12C CONTROL CABLE | CBLE.CTRL.UAR.C012 | ZSPR_THEFT | ZSPR | KM | 0.024 | 6720 | INR
2000 | Central Zone, Bhubaneswar | 2100 | EHT (O&M) Circle, Bhubaneswar | 2103 | 400 kV S/S Division, Mendhasal | C232 | 400 kV S/S S/D Mendhasal | 3000000142 | 2.5 SQMM 19C UR CONTROL CABLE | CBLE.CTRL.UAR.C019 | ZSPR_ACT | ZSPR | KM | 0.99 | 434440.83 | INR
2000 | Central Zone, Bhubaneswar | 2100 | EHT (O&M) Circle, Bhubaneswar | 2103 | 400 kV S/S Division, Mendhasal | C232 | 400 kV S/S S/D Mendhasal | 3000000193 | 3.5Cx35 Sqmm AL PWR cable | CBLE.PWR.AL.AR.D004 | ZSPR_ACT | ZSPR | KM | 1.617 | 239995.14 | INR
2000 | Central Zone, Bhubaneswar | 2100 | EHT (O&M) Circle, Bhubaneswar | 2103 | 400 kV S/S Division, Mendhasal | C232 | 400 kV S/S S/D Mendhasal | 3000000195 | 3.5Cx70 Sqmm AL PWR cable | CBLE.PWR.AL.AR.D006 | ZSPR_ACT | ZSPR | KM | 0.489 | 128607 | INR
2000 | Central Zone, Bhubaneswar | 2100 | EHT (O&M) Circle, Bhubaneswar | 2103 | 400 kV S/S Division, Mendhasal | C232 | 400 kV S/S S/D Mendhasal | 3000000199 | 3.5Cx300 Sqmm AL PWR cable | CBLE.PWR.AL.AR.D011 | ZSPR_ACT | ZSPR | KM | 0.462 | 420671.55 | INR
2000 | Central Zone, Bhubaneswar | 2100 | EHT (O&M) Circle, Bhubaneswar | 2103 | 400 kV S/S Division, Mendhasal | C232 | 400 kV S/S S/D Mendhasal | 3000000199 | 3.5Cx300 Sqmm AL PWR cable | CBLE.PWR.AL.AR.D011 | ZSPR_ACT | ZSPR | KM | 0.1 | 91054.45 | INR
2000 | Central Zone, Bhubaneswar | 2100 | EHT (O&M) Circle, Bhubaneswar | 2103 | 400 kV S/S Division, Mendhasal | C232 | 400 kV S/S S/D Mendhasal | 3000000207 | 3.5Cx300 Sqmm 4C AL POWER CABLE | CBLE.PWR.AL.AR.E011 | ZSPR_ACT | ZSPR | KM | 0.16 | 119780.8 | INR
2000 | Central Zone, Bhubaneswar | 2100 | EHT (O&M) Circle, Bhubaneswar | 2103 | 400 kV S/S Division, Mendhasal | C232 | 400 kV S/S S/D Mendhasal | 3000000217 | 1Cx95SQMM POWER CABLE CU | CBLE.PWR.CU.AR.A007 | ZSPR_ACT | ZSPR | KM | 0.19 | 55404 | INR
2000 | Central Zone, Bhubaneswar | 2100 | EHT (O&M) Circle, Bhubaneswar | 2103 | 400 kV S/S Division, Mendhasal | C232 | 400 kV S/S S/D Mendhasal | 3000000221 | 300SQMM ALLUMINIUM CABLE SOCKET PIN | CBLE.SOCKETPIN.A014 | ZSPR_ACT | ZSPR | NOS | 21 | 690 | INR
2000 | Central Zone, Bhubaneswar | 2100 | EHT (O&M) Circle, Bhubaneswar | 2103 | 400 kV S/S Division, Mendhasal | C232 | 400 kV S/S S/D Mendhasal | 3000000249 | 300X75X2500M CABLE TRAY | CBLE.TRAY.A002 | ZSPR_ACT | ZSPR | NOS | 40 | 40 | INR
2000 | Central Zone, Bhubaneswar | 2100 | EHT (O&M) Circle, Bhubaneswar | 2103 | 400 kV S/S Division, Mendhasal | C232 | 400 kV S/S S/D Mendhasal | 3000000250 | 450x75x2500MM size CABLE TRAY | CBLE.TRAY.A003 | ZSPR_ACT | ZSPR | NOS | 3 | 3 | INR
2000 | Central Zone, Bhubaneswar | 2100 | EHT (O&M) Circle, Bhubaneswar | 2103 | 400 kV S/S Division, Mendhasal | C232 | 400 kV S/S S/D Mendhasal | 3000000262 | T-CLAMP OF DIFFERENT SIZE | CLMP.ASRT.A0011 | ZSPR_ACT | ZSPR | NOS | 2 | 2 | INR
2000 | Central Zone, Bhubaneswar | 2100 | EHT (O&M) Circle, Bhubaneswar | 2103 | 400 kV S/S Division, Mendhasal | C232 | 400 kV S/S S/D Mendhasal | 3000000267 | BIMETALLIC CTSTUD CLAMP 40MM | CLMP.ASRT.A005 | ZSPR_ACT | ZSPR | NOS | 3 | 7140 | INR
2000 | Central Zone, Bhubaneswar | 2100 | EHT (O&M) Circle, Bhubaneswar | 2103 | 400 kV S/S Division, Mendhasal | C232 | 400 kV S/S S/D Mendhasal | 3000000268 | BIMETALLIC CTSTUD CLAMP 25MM | CLMP.ASRT.A006 | ZSPR_ACT | ZSPR | NOS | 1 | 400 | INR
2000 | Central Zone, Bhubaneswar | 2100 | EHT (O&M) Circle, Bhubaneswar | 2103 | 400 kV S/S Division, Mendhasal | C232 | 400 kV S/S S/D Mendhasal | 3000000275 | 33 KV Tfr BUSHING CLAMP | CLMP.BUSH.A001 | ZSPR_ACT | ZSPR | NOS | 10 | 57100 | INR
2000 | Central Zone, Bhubaneswar | 2100 | EHT (O&M) Circle, Bhubaneswar | 2103 | 400 kV S/S Division, Mendhasal | C232 | 400 kV S/S S/D Mendhasal | 3000000278 | BRASS CLAMP FOR 33 KV BUSHING | CLMP.BUSH.BRS.A001 | ZSPR_SUP | ZSPR | NOS | 1 | 1 | INR
2000 | Central Zone, Bhubaneswar | 2100 | EHT (O&M) Circle, Bhubaneswar | 2103 | 400 kV S/S Division, Mendhasal | C232 | 400 kV S/S S/D Mendhasal | 3000000280 | BRASS CLAMP FOR 220 KV BUSHING | CLMP.BUSH.BRS.A003 | ZSPR_SUP | ZSPR | NOS | 1 | 1 | INR
2000 | Central Zone, Bhubaneswar | 2100 | EHT (O&M) Circle, Bhubaneswar | 2103 | 400 kV S/S Division, Mendhasal | C232 | 400 kV S/S S/D Mendhasal | 3000000281 | CLAMP CONNECTORS | CLMP.CNT.CT.A001 | ZSPR_ACT | ZSPR | NOS | 9 | 83313 | INR
2000 | Central Zone, Bhubaneswar | 2100 | EHT (O&M) Circle, Bhubaneswar | 2103 | 400 kV S/S Division, Mendhasal | C232 | 400 kV S/S S/D Mendhasal | 3000000282 | 220KV-CT Clamp Bimetallic S. Moose | CLMP.CT.AL.A010 | ZSPR_ACT | ZSPR | NOS | 2 | 2836 | INR
2000 | Central Zone, Bhubaneswar | 2100 | EHT (O&M) Circle, Bhubaneswar | 2103 | 400 kV S/S Division, Mendhasal | C232 | 400 kV S/S S/D Mendhasal | 3000000292 | ISOLATOR CLAMP AL BIMETALIC-MOOSE | CLMP.ISO.AL.A003 | ZSPR_ACT | ZSPR | NOS | 16 | 38400 | INR
2000 | Central Zone, Bhubaneswar | 2100 | EHT (O&M) Circle, Bhubaneswar | 2103 | 400 kV S/S Division, Mendhasal | C232 | 400 kV S/S S/D Mendhasal | 3000000298 | 33KV Isolator Pad clamp for twin Moose | CLMP.ISO.AL.A012 | ZSPR_ACT | ZSPR | NOS | 12 | 24840 | INR
2000 | Central Zone, Bhubaneswar | 2100 | EHT (O&M) Circle, Bhubaneswar | 2103 | 400 kV S/S Division, Mendhasal | C232 | 400 kV S/S S/D Mendhasal | 3000000312 | L PAD CLAMP AL FOR PAD TO PANTHER | CLMP.LPAD.AL.A004 | ZSPR_ACT | ZSPR | NOS | 2 | 657.8 | INR
2000 | Central Zone, Bhubaneswar | 2100 | EHT (O&M) Circle, Bhubaneswar | 2103 | 400 kV S/S Division, Mendhasal | C232 | 400 kV S/S S/D Mendhasal | 3000000318 | 220kV CB PAD CLAMP FOR TWIN ACSR MOOSE | CLMP.PAD.AL.A001 | ZSPR_ACT | ZSPR | NOS | 5 | 2366.95 | INR
2000 | Central Zone, Bhubaneswar | 2100 | EHT (O&M) Circle, Bhubaneswar | 2103 | 400 kV S/S Division, Mendhasal | C232 | 400 kV S/S S/D Mendhasal | 3000000336 | Bimetallic Pad clamp | CLMP.PAD.BI.A010 | ZSPR_ACT | ZSPR | NOS | 17 | 23800 | INR
2000 | Central Zone, Bhubaneswar | 2100 | EHT (O&M) Circle, Bhubaneswar | 2103 | 400 kV S/S Division, Mendhasal | C232 | 400 kV S/S S/D Mendhasal | 3000000341 | PI CLAMP FOR TWIN ACSR MOOSE | CLMP.PAD.BI.A017 | ZSPR_ACT | ZSPR | NOS | 5 | 7000 | INR
2000 | Central Zone, Bhubaneswar | 2100 | EHT (O&M) Circle, Bhubaneswar | 2103 | 400 kV S/S Division, Mendhasal | C233 | 400/220 kV Line S/D Mendhasal | 3000000343 | 1 BOLTED PG CLAMP FOR ZEBRA - ZEBRA | CLMP.PG.A002 | ZSPR_ACT | ZSPR | NOS | 193 | 30880 | INR
2000 | Central Zone, Bhubaneswar | 2100 | EHT (O&M) Circle, Bhubaneswar | 2103 | 400 kV S/S Division, Mendhasal | C233 | 400/220 kV Line S/D Mendhasal | 3000000348 | 2 BOLTED PG CLAMP FOR ZEBRA - ZEBRA | CLMP.PG.B002 | ZSPR_ACT | ZSPR | NOS | 13 | 9204 | INR
2000 | Central Zone, Bhubaneswar | 2100 | EHT (O&M) Circle, Bhubaneswar | 2103 | 400 kV S/S Division, Mendhasal | C232 | 400 kV S/S S/D Mendhasal | 3000000355 | 3 BOLTED PG CLAMP FOR PANTHER -PANTHER | CLMP.PG.C001 | ZSPR_ACT | ZSPR | NOS | 5 | 419 | INR
2000 | Central Zone, Bhubaneswar | 2100 | EHT (O&M) Circle, Bhubaneswar | 2103 | 400 kV S/S Division, Mendhasal | C233 | 400/220 kV Line S/D Mendhasal | 3000000356 | 3 BOLTED PG CLAMP FOR ZEBRA - ZEBRA | CLMP.PG.C002 | ZSPR_ACT | ZSPR | NOS | 1022 | 390404 | INR
2000 | Central Zone, Bhubaneswar | 2100 | EHT (O&M) Circle, Bhubaneswar | 2103 | 400 kV S/S Division, Mendhasal | C232 | 400 kV S/S S/D Mendhasal | 3000000358 | 3 BOLTED PG CLAMP FOR MOOSE - MOOSE | CLMP.PG.C004 | ZSPR_ACT | ZSPR | NOS | 30 | 27221.52 | INR
2000 | Central Zone, Bhubaneswar | 2100 | EHT (O&M) Circle, Bhubaneswar | 2103 | 400 kV S/S Division, Mendhasal | C233 | 400/220 kV Line S/D Mendhasal | 3000000366 | 4 BOLTED PG CLAMP FOR MOOSE - MOOSE | CLMP.PG.D004 | ZSPR_ACT | ZSPR | NOS | 25 | 21250 | INR
2000 | Central Zone, Bhubaneswar | 2100 | EHT (O&M) Circle, Bhubaneswar | 2103 | 400 kV S/S Division, Mendhasal | C233 | 400/220 kV Line S/D Mendhasal | 3000000380 | 12bolted T Clamp for ACSR Zebra to Zebra | CLMP.SP.CT.AL.A001 | ZSPR_ACT | ZSPR | NOS | 25 | 26250 | INR
2000 | Central Zone, Bhubaneswar | 2100 | EHT (O&M) Circle, Bhubaneswar | 2103 | 400 kV S/S Division, Mendhasal | C232 | 400 kV S/S S/D Mendhasal | 3000000381 | CT Clamp for ACSR TWIN MOOSE | CLMP.SP.CT.AL.A006 | ZSPR_ACT | ZSPR | NOS | 8 | 35660 | INR
2000 | Central Zone, Bhubaneswar | 2100 | EHT (O&M) Circle, Bhubaneswar | 2103 | 400 kV S/S Division, Mendhasal | C232 | 400 kV S/S S/D Mendhasal | 3000000382 | Pad clamp for NCTstrips on CTstud | CLMP.SP.CT.AL.A007 | ZSPR_ACT | ZSPR | NOS | 4 | 10053.33 | INR
2000 | Central Zone, Bhubaneswar | 2100 | EHT (O&M) Circle, Bhubaneswar | 2103 | 400 kV S/S Division, Mendhasal | C232 | 400 kV S/S S/D Mendhasal | 3000000391 | T CLAMP ALFOR ZEBRA RUN - ZEBRA DROP | CLMP.T.AL.A004 | ZSPR_ACT | ZSPR | NOS | 1 | 1103.16 | INR
2000 | Central Zone, Bhubaneswar | 2100 | EHT (O&M) Circle, Bhubaneswar | 2103 | 400 kV S/S Division, Mendhasal | C233 | 400/220 kV Line S/D Mendhasal | 3000000391 | T CLAMP ALFOR ZEBRA RUN - ZEBRA DROP | CLMP.T.AL.A004 | ZSPR_ACT | ZSPR | NOS | 27 | 29785.18 | INR
2000 | Central Zone, Bhubaneswar | 2100 | EHT (O&M) Circle, Bhubaneswar | 2103 | 400 kV S/S Division, Mendhasal | C232 | 400 kV S/S S/D Mendhasal | 3000000394 | T-CLAMP ACSR MOOSE RUN AND MOOSE DROP | CLMP.T.AL.A007 | ZSPR_ACT | ZSPR | NOS | 47 | 58494 | INR
2000 | Central Zone, Bhubaneswar | 2100 | EHT (O&M) Circle, Bhubaneswar | 2103 | 400 kV S/S Division, Mendhasal | C232 | 400 kV S/S S/D Mendhasal | 3000000403 | T clamp twin Moose run to Moose drop | CLMP.T.AL.A027 | ZSPR_ACT | ZSPR | NOS | 5 | 11500 | INR
2000 | Central Zone, Bhubaneswar | 2100 | EHT (O&M) Circle, Bhubaneswar | 2103 | 400 kV S/S Division, Mendhasal | C232 | 400 kV S/S S/D Mendhasal | 3000000408 | SP T CLAMP AL TWIN MOOSE RUN-DROP | CLMP.T.AL.B004 | ZSPR_ACT | ZSPR | NOS | 4 | 13466.24 | INR
2000 | Central Zone, Bhubaneswar | 2100 | EHT (O&M) Circle, Bhubaneswar | 2103 | 400 kV S/S Division, Mendhasal | C233 | 400/220 kV Line S/D Mendhasal | 3000000414 | JUMPER CONE FOR ACSR ZEBRA CONDUCTOR | COND.ACCES.A003 | ZSPR_ACT | ZSPR | NOS | 110 | 88715 | INR
2000 | Central Zone, Bhubaneswar | 2100 | EHT (O&M) Circle, Bhubaneswar | 2103 | 400 kV S/S Division, Mendhasal | C232 | 400 kV S/S S/D Mendhasal | 3000000415 | JUMPER CONE FOR ACSR MOOSE CONDUCTOR | COND.ACCES.A004 | ZSPR_ACT | ZSPR | NOS | 6 | 4155.23 | INR
2000 | Central Zone, Bhubaneswar | 2100 | EHT (O&M) Circle, Bhubaneswar | 2103 | 400 kV S/S Division, Mendhasal | C233 | 400/220 kV Line S/D Mendhasal | 3000000415 | JUMPER CONE FOR ACSR MOOSE CONDUCTOR | COND.ACCES.A004 | ZSPR_ACT | ZSPR | NOS | 20 | 13850.77 | INR
2000 | Central Zone, Bhubaneswar | 2100 | EHT (O&M) Circle, Bhubaneswar | 2103 | 400 kV S/S Division, Mendhasal | C232 | 400 kV S/S S/D Mendhasal | 3000000428 | PA ROD ACSR ZEBRA IN SET | COND.ACCES.B003 | ZSPR_ACT | ZSPR | NOS | 25 | 37094.08 | INR
2000 | Central Zone, Bhubaneswar | 2100 | EHT (O&M) Circle, Bhubaneswar | 2103 | 400 kV S/S Division, Mendhasal | C233 | 400/220 kV Line S/D Mendhasal | 3000000438 | MS JOINT FOR ACSR ZEBRA CONDUCTOR | COND.ACCES.C003 | ZSPR_ACT | ZSPR | NOS | 7 | 7070 | INR
2000 | Central Zone, Bhubaneswar | 2100 | EHT (O&M) Circle, Bhubaneswar | 2103 | 400 kV S/S Division, Mendhasal | C233 | 400/220 kV Line S/D Mendhasal | 3000000443 | MS JOINT AAAC ZEBRA EQUIVALENT | COND.ACCES.C008 | ZSPR_ACT | ZSPR | NOS | 12 | 40200 | INR
2000 | Central Zone, Bhubaneswar | 2100 | EHT (O&M) Circle, Bhubaneswar | 2103 | 400 kV S/S Division, Mendhasal | C233 | 400/220 kV Line S/D Mendhasal | 3000000444 | MS JOINT AAAC MOOSE EQUIVALENT | COND.ACCES.C009 | ZSPR_ACT | ZSPR | NOS | 1 | 1350 | INR
2000 | Central Zone, Bhubaneswar | 2100 | EHT (O&M) Circle, Bhubaneswar | 2103 | 400 kV S/S Division, Mendhasal | C233 | 400/220 kV Line S/D Mendhasal | 3000000448 | SPACER FOR ACSR TWIN MOOSE CONDUCTOR | COND.ACCES.D002 | ZSPR_ACT | ZSPR | NOS | 35 | 26635 | INR
2000 | Central Zone, Bhubaneswar | 2100 | EHT (O&M) Circle, Bhubaneswar | 2103 | 400 kV S/S Division, Mendhasal | C232 | 400 kV S/S S/D Mendhasal | 3000000452 | SPACER FOR FLEXIBLE TWIN MOOSE CONDUCTOR | COND.ACCES.D006 | ZSPR_ACT | ZSPR | NOS | 3 | 3 | INR
2000 | Central Zone, Bhubaneswar | 2100 | EHT (O&M) Circle, Bhubaneswar | 2103 | 400 kV S/S Division, Mendhasal | C233 | 400/220 kV Line S/D Mendhasal | 3000000456 | VD OF ACSR ZEBRA CONDUCTOR | COND.ACCES.E003 | ZSPR_ACT | ZSPR | NOS | 136 | 87110.76 | INR
2000 | Central Zone, Bhubaneswar | 2100 | EHT (O&M) Circle, Bhubaneswar | 2103 | 400 kV S/S Division, Mendhasal | C233 | 400/220 kV Line S/D Mendhasal | 3000000457 | VD OF ACSR MOOSE CONDUCTOR | COND.ACCES.E004 | ZSPR_ACT | ZSPR | NOS | 72 | 48144.24 | INR
2000 | Central Zone, Bhubaneswar | 2100 | EHT (O&M) Circle, Bhubaneswar | 2103 | 400 kV S/S Division, Mendhasal | C233 | 400/220 kV Line S/D Mendhasal | 3000000467 | REPAIR SLEEVE FOR ACSR MOOSE CONDUCTOR | COND.ACCES.F004 | ZSPR_ACT | ZSPR | NOS | 9 | 6840 | INR
2000 | Central Zone, Bhubaneswar | 2100 | EHT (O&M) Circle, Bhubaneswar | 2103 | 400 kV S/S Division, Mendhasal | C232 | 400 kV S/S S/D Mendhasal | 3000000574 | EARTHING DEVICE | ERTH.DEVICE.A001 | ZSPR_ACT | ZSPR | NOS | 8 | 65224 | INR
2000 | Central Zone, Bhubaneswar | 2100 | EHT (O&M) Circle, Bhubaneswar | 2103 | 400 kV S/S Division, Mendhasal | C232 | 400 kV S/S S/D Mendhasal | 3000000582 | EARTHING:50X6mm GI Flat | ERTH.FLAT.GI.A005 | ZSPR_ACT | ZSPR | KG | 164.95 | 25161.79 | INR
2000 | Central Zone, Bhubaneswar | 2100 | EHT (O&M) Circle, Bhubaneswar | 2103 | 400 kV S/S Division, Mendhasal | C232 | 400 kV S/S S/D Mendhasal | 3000000585 | EARTHING CONDUCTOR:75X10 mm GI Flat | ERTH.FLAT.GI.A011 | ZSPR_ACT | ZSPR | KM | 0.141 | 57962.28 | INR
2000 | Central Zone, Bhubaneswar | 2100 | EHT (O&M) Circle, Bhubaneswar | 2103 | 400 kV S/S Division, Mendhasal | C233 | 400/220 kV Line S/D Mendhasal | 3000000616 | VD FOR 7/3.15MM GI EARTHWIRE | EW.ACCES.B002 | ZSPR_ACT | ZSPR | NOS | 13 | 5070 | INR
2000 | Central Zone, Bhubaneswar | 2100 | EHT (O&M) Circle, Bhubaneswar | 2103 | 400 kV S/S Division, Mendhasal | C233 | 400/220 kV Line S/D Mendhasal | 3000000740 | DS HARDWARE FITTING ACSR ZEBRA | HWF.DS.A003 | ZSPR_ACT | ZSPR | NOS | 45 | 221486.22 | INR
2000 | Central Zone, Bhubaneswar | 2100 | EHT (O&M) Circle, Bhubaneswar | 2103 | 400 kV S/S Division, Mendhasal | C232 | 400 kV S/S S/D Mendhasal | 3000000741 | DS HARDWARE FITTING ACSR MOOSE | HWF.DS.A004 | ZSPR_ACT | ZSPR | NOS | 9 | 71442 | INR
2000 | Central Zone, Bhubaneswar | 2100 | EHT (O&M) Circle, Bhubaneswar | 2103 | 400 kV S/S Division, Mendhasal | C232 | 400 kV S/S S/D Mendhasal | 3000000758 | SHACKLE&YOKEPLATE&SLEEVE-DT T.MOOSE&TB | HWF.DT.220.A001 | ZSPR_ACT | ZSPR | NOS | 1 | 1 | INR
2000 | Central Zone, Bhubaneswar | 2100 | EHT (O&M) Circle, Bhubaneswar | 2103 | 400 kV S/S Division, Mendhasal | C232 | 400 kV S/S S/D Mendhasal | 3000000759 | ARCING HORN 220KV DT TWIN MOOSE ACSR | HWF.DT.220.A002 | ZSPR_ACT | ZSPR | NOS | 1 | 1 | INR
2000 | Central Zone, Bhubaneswar | 2100 | EHT (O&M) Circle, Bhubaneswar | 2103 | 400 kV S/S Division, Mendhasal | C232 | 400 kV S/S S/D Mendhasal | 3000000760 | S-CLEVIS WITH YOKE PLATE DT TWIN MOOSE | HWF.DT.220.A003 | ZSPR_ACT | ZSPR | NOS | 1 | 1 | INR
2000 | Central Zone, Bhubaneswar | 2100 | EHT (O&M) Circle, Bhubaneswar | 2103 | 400 kV S/S Division, Mendhasal | C232 | 400 kV S/S S/D Mendhasal | 3000000761 | TURN BUCKLE 220KV DT TWIN MOOSE ACSR | HWF.DT.220.A004 | ZSPR_ACT | ZSPR | NOS | 2 | 4 | INR
2000 | Central Zone, Bhubaneswar | 2100 | EHT (O&M) Circle, Bhubaneswar | 2103 | 400 kV S/S Division, Mendhasal | C232 | 400 kV S/S S/D Mendhasal | 3000000763 | AL. DEAD END 220KV DT TWIN MOOSE ACSR | HWF.DT.220.A006 | ZSPR_ACT | ZSPR | NOS | 2 | 4 | INR
2000 | Central Zone, Bhubaneswar | 2100 | EHT (O&M) Circle, Bhubaneswar | 2103 | 400 kV S/S Division, Mendhasal | C232 | 400 kV S/S S/D Mendhasal | 3000000764 | AL. JUMPER 220KV DT TWIN MOOSE ACSR | HWF.DT.220.A007 | ZSPR_ACT | ZSPR | NOS | 2 | 4 | INR
2000 | Central Zone, Bhubaneswar | 2100 | EHT (O&M) Circle, Bhubaneswar | 2103 | 400 kV S/S Division, Mendhasal | C232 | 400 kV S/S S/D Mendhasal | 3000000765 | SHACKLE&YOKEPLATE&CLEVIS-DT T.MOOSEw/oTB | HWF.DT.220.A008 | ZSPR_ACT | ZSPR | NOS | 1 | 1 | INR
2000 | Central Zone, Bhubaneswar | 2100 | EHT (O&M) Circle, Bhubaneswar | 2103 | 400 kV S/S Division, Mendhasal | C232 | 400 kV S/S S/D Mendhasal | 3000000766 | S-CLEVIS&YOKE PLATE-DT T.MOOSE W/O TB | HWF.DT.220.A009 | ZSPR_ACT | ZSPR | NOS | 1 | 1 | INR
2000 | Central Zone, Bhubaneswar | 2100 | EHT (O&M) Circle, Bhubaneswar | 2103 | 400 kV S/S Division, Mendhasal | C232 | 400 kV S/S S/D Mendhasal | 3000000768 | AL.D.E 220KV DT TWIN MOOSE WO TB ACSR | HWF.DT.220.A011 | ZSPR_ACT | ZSPR | NOS | 2 | 4 | INR
2000 | Central Zone, Bhubaneswar | 2100 | EHT (O&M) Circle, Bhubaneswar | 2103 | 400 kV S/S Division, Mendhasal | C232 | 400 kV S/S S/D Mendhasal | 3000000769 | AL. JUMPER 220KV DT TWIN MOOSE ACSR | HWF.DT.220.A012 | ZSPR_ACT | ZSPR | NOS | 2 | 4 | INR
2000 | Central Zone, Bhubaneswar | 2100 | EHT (O&M) Circle, Bhubaneswar | 2103 | 400 kV S/S Division, Mendhasal | C232 | 400 kV S/S S/D Mendhasal | 3000000770 | ARCING HORN 220KV DT TWIN MOOSE ACSR | HWF.DT.220.A013 | ZSPR_ACT | ZSPR | NOS | 1 | 1 | INR
2000 | Central Zone, Bhubaneswar | 2100 | EHT (O&M) Circle, Bhubaneswar | 2103 | 400 kV S/S Division, Mendhasal | C232 | 400 kV S/S S/D Mendhasal | 3000000772 | ARCING HORN 220KV DT MOOSE 642 SQ MM | HWF.DT.220.A015 | ZSPR_ACT | ZSPR | NOS | 1 | 1 | INR
2000 | Central Zone, Bhubaneswar | 2100 | EHT (O&M) Circle, Bhubaneswar | 2103 | 400 kV S/S Division, Mendhasal | C232 | 400 kV S/S S/D Mendhasal | 3000000774 | TURN BUCKLE 220KV/DT MOOSE 642 SQ MM | HWF.DT.220.A017 | ZSPR_ACT | ZSPR | NOS | 1 | 1 | INR
2000 | Central Zone, Bhubaneswar | 2100 | EHT (O&M) Circle, Bhubaneswar | 2103 | 400 kV S/S Division, Mendhasal | C232 | 400 kV S/S S/D Mendhasal | 3000000775 | STEEL DEAD END 220KV/DT MOOSE 642 SQ MM | HWF.DT.220.A018 | ZSPR_ACT | ZSPR | NOS | 1 | 1 | INR
2000 | Central Zone, Bhubaneswar | 2100 | EHT (O&M) Circle, Bhubaneswar | 2103 | 400 kV S/S Division, Mendhasal | C232 | 400 kV S/S S/D Mendhasal | 3000000776 | AL. DEAD END 220KV/DT MOOSE 642 SQ MM | HWF.DT.220.A019 | ZSPR_ACT | ZSPR | NOS | 1 | 1 | INR
2000 | Central Zone, Bhubaneswar | 2100 | EHT (O&M) Circle, Bhubaneswar | 2103 | 400 kV S/S Division, Mendhasal | C232 | 400 kV S/S S/D Mendhasal | 3000000777 | AL. JUMPER 220KV/DT MOOSE 642 SQ MM | HWF.DT.220.A020 | ZSPR_ACT | ZSPR | NOS | 1 | 1 | INR
2000 | Central Zone, Bhubaneswar | 2100 | EHT (O&M) Circle, Bhubaneswar | 2103 | 400 kV S/S Division, Mendhasal | C232 | 400 kV S/S S/D Mendhasal | 3000000779 | ARCING HORN 220KV/DT MOOSE 642 SQ MM | HWF.DT.220.A022 | ZSPR_ACT | ZSPR | NOS | 1 | 1 | INR
2000 | Central Zone, Bhubaneswar | 2100 | EHT (O&M) Circle, Bhubaneswar | 2103 | 400 kV S/S Division, Mendhasal | C232 | 400 kV S/S S/D Mendhasal | 3000000781 | DEADEND-DT S.MOOSE W/O TB | HWF.DT.220.A024 | ZSPR_ACT | ZSPR | NOS | 1 | 1 | INR
2000 | Central Zone, Bhubaneswar | 2100 | EHT (O&M) Circle, Bhubaneswar | 2103 | 400 kV S/S Division, Mendhasal | C232 | 400 kV S/S S/D Mendhasal | 3000000782 | AL.DEAD END 220KV/DT MOOSE 642 SQ MM | HWF.DT.220.A025 | ZSPR_ACT | ZSPR | NOS | 1 | 1 | INR
2000 | Central Zone, Bhubaneswar | 2100 | EHT (O&M) Circle, Bhubaneswar | 2103 | 400 kV S/S Division, Mendhasal | C232 | 400 kV S/S S/D Mendhasal | 3000000783 | AL. JUMPER 220KV/DT MOOSE 642 SQ MM | HWF.DT.220.A026 | ZSPR_ACT | ZSPR | NOS | 1 | 1 | INR
2000 | Central Zone, Bhubaneswar | 2100 | EHT (O&M) Circle, Bhubaneswar | 2103 | 400 kV S/S Division, Mendhasal | C232 | 400 kV S/S S/D Mendhasal | 3000000784 | SHACKLE WITH BALL LINK DT TWIN MOOSE | HWF.DT.400.A001 | ZSPR_ACT | ZSPR | NOS | 2 | 2 | INR
2000 | Central Zone, Bhubaneswar | 2100 | EHT (O&M) Circle, Bhubaneswar | 2103 | 400 kV S/S Division, Mendhasal | C232 | 400 kV S/S S/D Mendhasal | 3000000785 | YOKE PLATE WITH SLEEVES DT TWIN MOOSE | HWF.DT.400.A002 | ZSPR_ACT | ZSPR | NOS | 1 | 1 | INR
2000 | Central Zone, Bhubaneswar | 2100 | EHT (O&M) Circle, Bhubaneswar | 2103 | 400 kV S/S Division, Mendhasal | C232 | 400 kV S/S S/D Mendhasal | 3000000786 | STEEL D.E 400KV DT TWIN MOOSE WO TB ACSR | HWF.DT.400.A003 | ZSPR_ACT | ZSPR | NOS | 2 | 2 | INR
2000 | Central Zone, Bhubaneswar | 2100 | EHT (O&M) Circle, Bhubaneswar | 2103 | 400 kV S/S Division, Mendhasal | C232 | 400 kV S/S S/D Mendhasal | 3000000787 | AL. DEAD END 400KV DT TWIN MOOSE ACSR | HWF.DT.400.A004 | ZSPR_ACT | ZSPR | NOS | 2 | 2 | INR
2000 | Central Zone, Bhubaneswar | 2100 | EHT (O&M) Circle, Bhubaneswar | 2103 | 400 kV S/S Division, Mendhasal | C232 | 400 kV S/S S/D Mendhasal | 3000000788 | AL. JUMPER 400KV DT TWIN MOOSE ACSR | HWF.DT.400.A005 | ZSPR_ACT | ZSPR | NOS | 2 | 2 | INR
2000 | Central Zone, Bhubaneswar | 2100 | EHT (O&M) Circle, Bhubaneswar | 2103 | 400 kV S/S Division, Mendhasal | C232 | 400 kV S/S S/D Mendhasal | 3000000789 | C.C BRACK 400KV DT TWIN MOOSE WO TB ACSR | HWF.DT.400.A006 | ZSPR_ACT | ZSPR | NOS | 1 | 1 | INR
2000 | Central Zone, Bhubaneswar | 2100 | EHT (O&M) Circle, Bhubaneswar | 2103 | 400 kV S/S Division, Mendhasal | C232 | 400 kV S/S S/D Mendhasal | 3000000790 | C.C RING 400KV DT TWIN MOOSE ACSR | HWF.DT.400.A007 | ZSPR_ACT | ZSPR | NOS | 2 | 2 | INR
2000 | Central Zone, Bhubaneswar | 2100 | EHT (O&M) Circle, Bhubaneswar | 2103 | 400 kV S/S Division, Mendhasal | C232 | 400 kV S/S S/D Mendhasal | 3000000791 | SHACKLE&BALL LINK-DT T.MOOSE W/O TB | HWF.DT.400.A008 | ZSPR_ACT | ZSPR | NOS | 1 | 1 | INR
2000 | Central Zone, Bhubaneswar | 2100 | EHT (O&M) Circle, Bhubaneswar | 2103 | 400 kV S/S Division, Mendhasal | C232 | 400 kV S/S S/D Mendhasal | 3000000792 | YOKE PLATE&SLEEVE-DT T.MOOSE W/O TB | HWF.DT.400.A009 | ZSPR_ACT | ZSPR | NOS | 1 | 1 | INR
2000 | Central Zone, Bhubaneswar | 2100 | EHT (O&M) Circle, Bhubaneswar | 2103 | 400 kV S/S Division, Mendhasal | C232 | 400 kV S/S S/D Mendhasal | 3000000793 | STEEL DEAD END 400KV DT TWIN MOOSE ACSR | HWF.DT.400.A010 | ZSPR_ACT | ZSPR | NOS | 2 | 2 | INR
2000 | Central Zone, Bhubaneswar | 2100 | EHT (O&M) Circle, Bhubaneswar | 2103 | 400 kV S/S Division, Mendhasal | C232 | 400 kV S/S S/D Mendhasal | 3000000794 | AL. DEAD END 400KV DT TWIN MOOSE ACSR | HWF.DT.400.A011 | ZSPR_ACT | ZSPR | NOS | 2 | 2 | INR
2000 | Central Zone, Bhubaneswar | 2100 | EHT (O&M) Circle, Bhubaneswar | 2103 | 400 kV S/S Division, Mendhasal | C232 | 400 kV S/S S/D Mendhasal | 3000000795 | AL. JUMPER 400KV DT TWIN MOOSE ACSR | HWF.DT.400.A012 | ZSPR_ACT | ZSPR | NOS | 2 | 2 | INR
2000 | Central Zone, Bhubaneswar | 2100 | EHT (O&M) Circle, Bhubaneswar | 2103 | 400 kV S/S Division, Mendhasal | C232 | 400 kV S/S S/D Mendhasal | 3000000798 | TURN BUCKLE 400 KV DT TWIN MOOSE ACSR | HWF.DT.400.A015 | ZSPR_ACT | ZSPR | NOS | 2 | 2 | INR
2000 | Central Zone, Bhubaneswar | 2100 | EHT (O&M) Circle, Bhubaneswar | 2103 | 400 kV S/S Division, Mendhasal | C232 | 400 kV S/S S/D Mendhasal | 3000000800 | DT HARDWARE FITTING ACSR ZEBRA | HWF.DT.A003 | ZSPR_ACT | ZSPR | NOS | 23 | 115902.84 | INR
2000 | Central Zone, Bhubaneswar | 2100 | EHT (O&M) Circle, Bhubaneswar | 2103 | 400 kV S/S Division, Mendhasal | C233 | 400/220 kV Line S/D Mendhasal | 3000000800 | DT HARDWARE FITTING ACSR ZEBRA | HWF.DT.A003 | ZSPR_ACT | ZSPR | NOS | 4 | 20157.01 | INR
2000 | Central Zone, Bhubaneswar | 2100 | EHT (O&M) Circle, Bhubaneswar | 2103 | 400 kV S/S Division, Mendhasal | C233 | 400/220 kV Line S/D Mendhasal | 3000000801 | DT HARDWARE FITTING ACSR MOOSE | HWF.DT.A004 | ZSPR_US | ZSPR | NOS | 6 | 51000 | INR
2000 | Central Zone, Bhubaneswar | 2100 | EHT (O&M) Circle, Bhubaneswar | 2103 | 400 kV S/S Division, Mendhasal | C232 | 400 kV S/S S/D Mendhasal | 3000000801 | DT HARDWARE FITTING ACSR MOOSE | HWF.DT.A004 | ZSPR_ACT | ZSPR | NOS | 54 | 285108.53 | INR
2000 | Central Zone, Bhubaneswar | 2100 | EHT (O&M) Circle, Bhubaneswar | 2103 | 400 kV S/S Division, Mendhasal | C232 | 400 kV S/S S/D Mendhasal | 3000000807 | DT HWF FOR AAAC TWIN MOOSE | HWF.DT.A013 | ZSPR_ACT | ZSPR | NOS | 12 | 67044.36 | INR
2000 | Central Zone, Bhubaneswar | 2100 | EHT (O&M) Circle, Bhubaneswar | 2103 | 400 kV S/S Division, Mendhasal | C233 | 400/220 kV Line S/D Mendhasal | 3000000807 | DT HWF FOR AAAC TWIN MOOSE | HWF.DT.A013 | ZSPR_US | ZSPR | NOS | 12 | 21600 | INR
2000 | Central Zone, Bhubaneswar | 2100 | EHT (O&M) Circle, Bhubaneswar | 2103 | 400 kV S/S Division, Mendhasal | C233 | 400/220 kV Line S/D Mendhasal | 3000000825 | SUSPENSION CLAMP FOR 7/3.66MM EARTHWIRE | HWF.SC.EW.A003 | ZSPR_ACT | ZSPR | NOS | 7 | 10500 | INR
2000 | Central Zone, Bhubaneswar | 2100 | EHT (O&M) Circle, Bhubaneswar | 2103 | 400 kV S/S Division, Mendhasal | C232 | 400 kV S/S S/D Mendhasal | 3000000829 | ARCING HORN 220KV/SS TWIN MOOSE | HWF.SS.220.A002 | ZSPR_ACT | ZSPR | NOS | 2 | 2 | INR
2000 | Central Zone, Bhubaneswar | 2100 | EHT (O&M) Circle, Bhubaneswar | 2103 | 400 kV S/S Division, Mendhasal | C232 | 400 kV S/S S/D Mendhasal | 3000000831 | A.SHACKLE, BALL LINK-SS T.MOOSE&CLAMP | HWF.SS.220.A004 | ZSPR_ACT | ZSPR | NOS | 1 | 1 | INR
2000 | Central Zone, Bhubaneswar | 2100 | EHT (O&M) Circle, Bhubaneswar | 2103 | 400 kV S/S Division, Mendhasal | C232 | 400 kV S/S S/D Mendhasal | 3000000832 | YP & CLEVIS EYE-SS T.MOOSE&CLAMP | HWF.SS.220.A005 | ZSPR_ACT | ZSPR | NOS | 1 | 1 | INR
2000 | Central Zone, Bhubaneswar | 2100 | EHT (O&M) Circle, Bhubaneswar | 2103 | 400 kV S/S Division, Mendhasal | C232 | 400 kV S/S S/D Mendhasal | 3000000833 | ARCING HORN 220KV/SS TWIN MOOSE- CLAMP | HWF.SS.220.A006 | ZSPR_ACT | ZSPR | NOS | 1 | 1 | INR
2000 | Central Zone, Bhubaneswar | 2100 | EHT (O&M) Circle, Bhubaneswar | 2103 | 400 kV S/S Division, Mendhasal | C232 | 400 kV S/S S/D Mendhasal | 3000000835 | ARCING HORN 220KV/SS MOOSE DROP CLAMP | HWF.SS.220.A009 | ZSPR_ACT | ZSPR | NOS | 1 | 1 | INR
2000 | Central Zone, Bhubaneswar | 2100 | EHT (O&M) Circle, Bhubaneswar | 2103 | 400 kV S/S Division, Mendhasal | C232 | 400 kV S/S S/D Mendhasal | 3000000837 | SBALL LINK S.EYE-SS S.MOOSE& DROP CLAMP | HWF.SS.220.A011 | ZSPR_ACT | ZSPR | NOS | 1 | 1 | INR
2000 | Central Zone, Bhubaneswar | 2100 | EHT (O&M) Circle, Bhubaneswar | 2103 | 400 kV S/S Division, Mendhasal | C232 | 400 kV S/S S/D Mendhasal | 3000000838 | ARCING HORN 220KV/SS MOOSE | HWF.SS.220.A012 | ZSPR_ACT | ZSPR | NOS | 1 | 1 | INR
2000 | Central Zone, Bhubaneswar | 2100 | EHT (O&M) Circle, Bhubaneswar | 2103 | 400 kV S/S Division, Mendhasal | C233 | 400/220 kV Line S/D Mendhasal | 3000000846 | SS HARDWARE FITTING ACSR PANTHER | HWF.SS.A002 | ZSPR_ACT | ZSPR | NOS | 230 | 377643.9 | INR
2000 | Central Zone, Bhubaneswar | 2100 | EHT (O&M) Circle, Bhubaneswar | 2103 | 400 kV S/S Division, Mendhasal | C232 | 400 kV S/S S/D Mendhasal | 3000000847 | SS HARDWARE FITTING ACSR ZEBRA | HWF.SS.A003 | ZSPR_ACT | ZSPR | NOS | 20 | 68995.21 | INR
2000 | Central Zone, Bhubaneswar | 2100 | EHT (O&M) Circle, Bhubaneswar | 2103 | 400 kV S/S Division, Mendhasal | C233 | 400/220 kV Line S/D Mendhasal | 3000000847 | SS HARDWARE FITTING ACSR ZEBRA | HWF.SS.A003 | ZSPR_ACT | ZSPR | NOS | 47 | 162138.76 | INR
2000 | Central Zone, Bhubaneswar | 2100 | EHT (O&M) Circle, Bhubaneswar | 2103 | 400 kV S/S Division, Mendhasal | C232 | 400 kV S/S S/D Mendhasal | 3000000848 | SS H/W Fitting ACSR Moose | HWF.SS.A004 | ZSPR_ACT | ZSPR | NOS | 6 | 5106 | INR
2000 | Central Zone, Bhubaneswar | 2100 | EHT (O&M) Circle, Bhubaneswar | 2103 | 400 kV S/S Division, Mendhasal | C233 | 400/220 kV Line S/D Mendhasal | 3000000848 | SS H/W Fitting ACSR Moose | HWF.SS.A004 | ZSPR_US | ZSPR | NOS | 1 | 4500 | INR
2000 | Central Zone, Bhubaneswar | 2100 | EHT (O&M) Circle, Bhubaneswar | 2103 | 400 kV S/S Division, Mendhasal | C232 | 400 kV S/S S/D Mendhasal | 3000000855 | SS HWF FOR AAAC TWIN MOOSE CONDUCTOR | HWF.SS.A013 | ZSPR_ACT | ZSPR | NOS | 11 | 61483.51 | INR
2000 | Central Zone, Bhubaneswar | 2100 | EHT (O&M) Circle, Bhubaneswar | 2103 | 400 kV S/S Division, Mendhasal | C233 | 400/220 kV Line S/D Mendhasal | 3000000857 | SS HWF AGS type for 90 KN insulator | HWF.SS.A016 | ZSPR_ACT | ZSPR | NOS | 130 | 208855.3 | INR
2000 | Central Zone, Bhubaneswar | 2100 | EHT (O&M) Circle, Bhubaneswar | 2103 | 400 kV S/S Division, Mendhasal | C233 | 400/220 kV Line S/D Mendhasal | 3000000878 | ST HWF FOR ACSR ZEBRA | HWF.ST.A003 | ZSPR_ACT | ZSPR | NOS | 29 | 55671.59 | INR
2000 | Central Zone, Bhubaneswar | 2100 | EHT (O&M) Circle, Bhubaneswar | 2103 | 400 kV S/S Division, Mendhasal | C232 | 400 kV S/S S/D Mendhasal | 3000000879 | Single Tension H/W Fitting ACSR Moose | HWF.ST.A004 | ZSPR_ACT | ZSPR | SET | 33 | 114820.5 | INR
2000 | Central Zone, Bhubaneswar | 2100 | EHT (O&M) Circle, Bhubaneswar | 2103 | 400 kV S/S Division, Mendhasal | C233 | 400/220 kV Line S/D Mendhasal | 3000000884 | ST HARDWARE FITTING AAAC ZEBRA | HWF.ST.A010 | ZSPR_ACT | ZSPR | NOS | 9 | 45000 | INR
2000 | Central Zone, Bhubaneswar | 2100 | EHT (O&M) Circle, Bhubaneswar | 2103 | 400 kV S/S Division, Mendhasal | C232 | 400 kV S/S S/D Mendhasal | 3000000910 | YOKE PLATE OF HARDWARE FITIING | HWF.YOKEPLATE.A001 | ZSPR_ACT | ZSPR | NOS | 11 | 11 | INR
2000 | Central Zone, Bhubaneswar | 2100 | EHT (O&M) Circle, Bhubaneswar | 2103 | 400 kV S/S Division, Mendhasal | C232 | 400 kV S/S S/D Mendhasal | 3000000924 | OPEN/CLOSE PUSH BOTTON SWITCH | ILWR.SWITCH.F001 | ZSPR_ACT | ZSPR | NOS | 2 | 2 | INR
2000 | Central Zone, Bhubaneswar | 2100 | EHT (O&M) Circle, Bhubaneswar | 2103 | 400 kV S/S Division, Mendhasal | C232 | 400 kV S/S S/D Mendhasal | 3000000944 | 132 KV BUS POST INSULATORS | INS.POR.BPI.D001 | ZSPR_ACT | ZSPR | NOS | 1 | 1 | INR
2000 | Central Zone, Bhubaneswar | 2100 | EHT (O&M) Circle, Bhubaneswar | 2103 | 400 kV S/S Division, Mendhasal | C232 | 400 kV S/S S/D Mendhasal | 3000000945 | 220KV Bus Post Insulator | INS.POR.BPI.E001 | ZSPR_ACT | ZSPR | NOS | 7 | 148839.5 | INR
2000 | Central Zone, Bhubaneswar | 2100 | EHT (O&M) Circle, Bhubaneswar | 2103 | 400 kV S/S Division, Mendhasal | C232 | 400 kV S/S S/D Mendhasal | 3000000948 | 120KN PORCELAIN DISC INSULATOR | INS.POR.DISC.B003 | ZSPR_ACT | ZSPR | NOS | 819 | 155241.45 | INR
2000 | Central Zone, Bhubaneswar | 2100 | EHT (O&M) Circle, Bhubaneswar | 2103 | 400 kV S/S Division, Mendhasal | C232 | 400 kV S/S S/D Mendhasal | 3000000950 | 160KN 220 KV PORCELAIN LONG ROD INSULATO | INS.POR.LR.B004 | ZSPR_ACT | ZSPR | NOS | 5 | 81919.15 | INR
2000 | Central Zone, Bhubaneswar | 2100 | EHT (O&M) Circle, Bhubaneswar | 2103 | 400 kV S/S Division, Mendhasal | C233 | 400/220 kV Line S/D Mendhasal | 3000000950 | 160KN 220 KV PORCELAIN LONG ROD INSULATO | INS.POR.LR.B004 | ZSPR_US | ZSPR | NOS | 6200 | 6200 | INR
2000 | Central Zone, Bhubaneswar | 2100 | EHT (O&M) Circle, Bhubaneswar | 2103 | 400 kV S/S Division, Mendhasal | C233 | 400/220 kV Line S/D Mendhasal | 3000000953 | 90KN 220KV PORCELAIN LONG ROD | INS.POR.LR.B001 | ZSPR_US | ZSPR | NOS | 6900 | 6900 | INR
2000 | Central Zone, Bhubaneswar | 2100 | EHT (O&M) Circle, Bhubaneswar | 2103 | 400 kV S/S Division, Mendhasal | C233 | 400/220 kV Line S/D Mendhasal | 3000000953 | 90KN 220KV PORCELAIN LONG ROD | INS.POR.LR.B001 | ZSPR_ACT | ZSPR | NOS | 393 | 5118712.83 | INR
2000 | Central Zone, Bhubaneswar | 2100 | EHT (O&M) Circle, Bhubaneswar | 2103 | 400 kV S/S Division, Mendhasal | C232 | 400 kV S/S S/D Mendhasal | 3000000953 | 90KN 220KV PORCELAIN LONG ROD | INS.POR.LR.B001 | ZSPR_ACT | ZSPR | NOS | 60 | 781482.87 | INR
2000 | Central Zone, Bhubaneswar | 2100 | EHT (O&M) Circle, Bhubaneswar | 2103 | 400 kV S/S Division, Mendhasal | C233 | 400/220 kV Line S/D Mendhasal | 3000000956 | 120KN 220 KV PORCELAIN LONG ROD | INS.POR.LR.E003 | ZSPR_US | ZSPR | NOS | 1650 | 1650 | INR
2000 | Central Zone, Bhubaneswar | 2100 | EHT (O&M) Circle, Bhubaneswar | 2103 | 400 kV S/S Division, Mendhasal | C233 | 400/220 kV Line S/D Mendhasal | 3000000956 | 120KN 220 KV PORCELAIN LONG ROD | INS.POR.LR.E003 | ZSPR_ACT | ZSPR | NOS | 100 | 1348991.61 | INR
2000 | Central Zone, Bhubaneswar | 2100 | EHT (O&M) Circle, Bhubaneswar | 2103 | 400 kV S/S Division, Mendhasal | C232 | 400 kV S/S S/D Mendhasal | 3000000957 | 160KN 132 KV PORCELAIN LONG ROD | INS.POR.LR.E004 | ZSPR_ACT | ZSPR | NOS | 60 | 1028602.68 | INR
2000 | Central Zone, Bhubaneswar | 2100 | EHT (O&M) Circle, Bhubaneswar | 2103 | 400 kV S/S Division, Mendhasal | C233 | 400/220 kV Line S/D Mendhasal | 3000000959 | Insulator pin | INS.POR.PIN.A001 | ZSPR_ACT | ZSPR | NOS | 400 | 4600 | INR
2000 | Central Zone, Bhubaneswar | 2100 | EHT (O&M) Circle, Bhubaneswar | 2103 | 400 kV S/S Division, Mendhasal | C233 | 400/220 kV Line S/D Mendhasal | 3000000962 | 220KV 90KN Silicon Rubber LR Insulator. | INS.S.RUBBERLR.E001 | ZSPR_ACT | ZSPR | NOS | 50 | 238728.75 | INR
2000 | Central Zone, Bhubaneswar | 2100 | EHT (O&M) Circle, Bhubaneswar | 2103 | 400 kV S/S Division, Mendhasal | C233 | 400/220 kV Line S/D Mendhasal | 3000000963 | 220KV 160KN Silicon Rubber LR Insulator. | INS.S.RUBBERLR.E002 | ZSPR_ACT | ZSPR | NOS | 8 | 32785.44 | INR
2000 | Central Zone, Bhubaneswar | 2100 | EHT (O&M) Circle, Bhubaneswar | 2103 | 400 kV S/S Division, Mendhasal | C232 | 400 kV S/S S/D Mendhasal | 3000000972 | LMU & LMDU | LMU.MCD.B001 | ZSPR_ACT | ZSPR | NOS | 1 | 1 | INR
2000 | Central Zone, Bhubaneswar | 2100 | EHT (O&M) Circle, Bhubaneswar | 2103 | 400 kV S/S Division, Mendhasal | C233 | 400/220 kV Line S/D Mendhasal | 3000000986 | GLOW SIGN BOARD | MISC.CAUTN.BORD.A001 | ZSPR_ACT | ZSPR | NOS | 108 | 184140 | INR
2000 | Central Zone, Bhubaneswar | 2100 | EHT (O&M) Circle, Bhubaneswar | 2103 | 400 kV S/S Division, Mendhasal | C232 | 400 kV S/S S/D Mendhasal | 3000001005 | FIRE ALARAM BELL | MISC.F.ALRMBELL.A001 | ZSPR_ACT | ZSPR | NOS | 2 | 100 | INR
2000 | Central Zone, Bhubaneswar | 2100 | EHT (O&M) Circle, Bhubaneswar | 2103 | 400 kV S/S Division, Mendhasal | C233 | 400/220 kV Line S/D Mendhasal | 3000001007 | FLEXIBLE COPPER EARTH BOND | MISC.FL.CU.BOND.A001 | ZSPR_ACT | ZSPR | NOS | 17 | 23171 | INR
2000 | Central Zone, Bhubaneswar | 2100 | EHT (O&M) Circle, Bhubaneswar | 2103 | 400 kV S/S Division, Mendhasal | C232 | 400 kV S/S S/D Mendhasal | 3000001007 | FLEXIBLE COPPER EARTH BOND | MISC.FL.CU.BOND.A001 | ZSPR_ACT | ZSPR | NOS | 1 | 1363 | INR
2000 | Central Zone, Bhubaneswar | 2100 | EHT (O&M) Circle, Bhubaneswar | 2103 | 400 kV S/S Division, Mendhasal | C232 | 400 kV S/S S/D Mendhasal | 3000001014 | RELAY PANEL JACK PAD | MISC.JACKPAD.A001 | ZSPR_ACT | ZSPR | NOS | 4 | 4 | INR
2000 | Central Zone, Bhubaneswar | 2100 | EHT (O&M) Circle, Bhubaneswar | 2103 | 400 kV S/S Division, Mendhasal | C232 | 400 kV S/S S/D Mendhasal | 3000001021 | Motor Pump, 12.5KW | MISC.MOTOR.C002 | ZSPR_ACT | ZSPR | NOS | 1 | 3000 | INR
2000 | Central Zone, Bhubaneswar | 2100 | EHT (O&M) Circle, Bhubaneswar | 2103 | 400 kV S/S Division, Mendhasal | C232 | 400 kV S/S S/D Mendhasal | 3000001023 | PUMP SET 1 HP | MISC.MOTOR.C004 | ZSPR_ACT | ZSPR | NOS | 1 | 14080 | INR
2000 | Central Zone, Bhubaneswar | 2100 | EHT (O&M) Circle, Bhubaneswar | 2103 | 400 kV S/S Division, Mendhasal | C232 | 400 kV S/S S/D Mendhasal | 3000001034 | 40MM DIA M.S ROD | MISC.MS ROD.A012 | ZSPR_ACT | ZSPR | MT | 1.09 | 1.09 | INR
2000 | Central Zone, Bhubaneswar | 2100 | EHT (O&M) Circle, Bhubaneswar | 2103 | 400 kV S/S Division, Mendhasal | C233 | 400/220 kV Line S/D Mendhasal | 3000001053 | 18 MM POLYPROPELENE ROPE | MISC.ROPE.B003 | ZSPR_ACT | ZSPR | KG | 32 | 11104 | INR
2000 | Central Zone, Bhubaneswar | 2100 | EHT (O&M) Circle, Bhubaneswar | 2103 | 400 kV S/S Division, Mendhasal | C233 | 400/220 kV Line S/D Mendhasal | 3000001054 | 20 /22 MM POLYPROPELENE ROPE | MISC.ROPE.B004 | ZSPR_ACT | ZSPR | KG | 204 | 103050.4 | INR
2000 | Central Zone, Bhubaneswar | 2100 | EHT (O&M) Circle, Bhubaneswar | 2103 | 400 kV S/S Division, Mendhasal | C232 | 400 kV S/S S/D Mendhasal | 3000001094 | NEW EHV GRADE Napthelin based Tfr OIL | MISC.TFROIL.A001 | ZSPR_ACT | ZSPR | L | 340 | 27026.6 | INR
2000 | Central Zone, Bhubaneswar | 2100 | EHT (O&M) Circle, Bhubaneswar | 2103 | 400 kV S/S Division, Mendhasal | C232 | 400 kV S/S S/D Mendhasal | 3000001114 | 0 TO 400 AMP ANALOG AMMETER | MTR.AMMETER.A.A010 | ZSPR_ACT | ZSPR | NOS | 13 | 31850 | INR
2000 | Central Zone, Bhubaneswar | 2100 | EHT (O&M) Circle, Bhubaneswar | 2103 | 400 kV S/S Division, Mendhasal | C232 | 400 kV S/S S/D Mendhasal | 3000001132 | THREE PHASE ANALOG MVAR METER | MTR.MVARMETER.A.A003 | ZSPR_ACT | ZSPR | NOS | 14 | 56700 | INR
2000 | Central Zone, Bhubaneswar | 2100 | EHT (O&M) Circle, Bhubaneswar | 2103 | 400 kV S/S Division, Mendhasal | C232 | 400 kV S/S S/D Mendhasal | 3000001135 | THREE PHASE ANALOG MEGA WATT METER | MTR.MWMETER.A.A003 | ZSPR_ACT | ZSPR | NOS | 14 | 65100 | INR
2000 | Central Zone, Bhubaneswar | 2100 | EHT (O&M) Circle, Bhubaneswar | 2103 | 400 kV S/S Division, Mendhasal | C233 | 400/220 kV Line S/D Mendhasal | 3000001154 | NUTS AND BOLTS | NBW.ASRT.GINB.A001 | ZSPR_ACT | ZSPR | KG | 1592 | 123644.97 | INR
2000 | Central Zone, Bhubaneswar | 2100 | EHT (O&M) Circle, Bhubaneswar | 2103 | 400 kV S/S Division, Mendhasal | C232 | 400 kV S/S S/D Mendhasal | 3000001158 | 56 X 1750 BOTHEND THREAD FNB | NBW.FDN.NB.A010 | ZSPR_ACT | ZSPR | NOS | 110 | 126159 | INR
2000 | Central Zone, Bhubaneswar | 2100 | EHT (O&M) Circle, Bhubaneswar | 2103 | 400 kV S/S Division, Mendhasal | C232 | 400 kV S/S S/D Mendhasal | 3000001160 | 20 X 600 BOTHEND THREAD FNB | NBW.FDN.NB.A014 | ZSPR_ACT | ZSPR | NOS | 8 | 21400 | INR
2000 | Central Zone, Bhubaneswar | 2100 | EHT (O&M) Circle, Bhubaneswar | 2103 | 400 kV S/S Division, Mendhasal | C233 | 400/220 kV Line S/D Mendhasal | 3000001182 | 16 X 35 MM GI HALF THREAD NUT & BOLT | NBW.GINB.A006 | ZSPR_ACT | ZSPR | KG | 140 | 17574.2 | INR
2000 | Central Zone, Bhubaneswar | 2100 | EHT (O&M) Circle, Bhubaneswar | 2103 | 400 kV S/S Division, Mendhasal | C233 | 400/220 kV Line S/D Mendhasal | 3000001183 | 16 X 40 MM GI HALF THREAD NUT & BOLT | NBW.GINB.A007 | ZSPR_ACT | ZSPR | KG | 142 | 17694.32 | INR
2000 | Central Zone, Bhubaneswar | 2100 | EHT (O&M) Circle, Bhubaneswar | 2103 | 400 kV S/S Division, Mendhasal | C233 | 400/220 kV Line S/D Mendhasal | 3000001184 | 16 X 45 MM GI HALF THREAD NUT & BOLT | NBW.GINB.A008 | ZSPR_ACT | ZSPR | KG | 150 | 18829.5 | INR
2000 | Central Zone, Bhubaneswar | 2100 | EHT (O&M) Circle, Bhubaneswar | 2103 | 400 kV S/S Division, Mendhasal | C233 | 400/220 kV Line S/D Mendhasal | 3000001185 | 16X50MM GI HALF THREAD NUT & BOLT | NBW.GINB.A009 | ZSPR_ACT | ZSPR | KG | 117 | 18784.41 | INR
2000 | Central Zone, Bhubaneswar | 2100 | EHT (O&M) Circle, Bhubaneswar | 2103 | 400 kV S/S Division, Mendhasal | C233 | 400/220 kV Line S/D Mendhasal | 3000001186 | 16X55MM GI HALF THREAD NUT & BOLT | NBW.GINB.A010 | ZSPR_ACT | ZSPR | KG | 260 | 32637.8 | INR
2000 | Central Zone, Bhubaneswar | 2100 | EHT (O&M) Circle, Bhubaneswar | 2103 | 400 kV S/S Division, Mendhasal | C233 | 400/220 kV Line S/D Mendhasal | 3000001187 | 16X60MM GI HALF THREAD NUT & BOLT | NBW.GINB.A011 | ZSPR_ACT | ZSPR | KG | 240 | 21058.5 | INR
2000 | Central Zone, Bhubaneswar | 2100 | EHT (O&M) Circle, Bhubaneswar | 2103 | 400 kV S/S Division, Mendhasal | C233 | 400/220 kV Line S/D Mendhasal | 3000001189 | 16X70MM GI HALF THREAD NUT & BOLT | NBW.GINB.A013 | ZSPR_ACT | ZSPR | KG | 30 | 3765.9 | INR
2000 | Central Zone, Bhubaneswar | 2100 | EHT (O&M) Circle, Bhubaneswar | 2103 | 400 kV S/S Division, Mendhasal | C233 | 400/220 kV Line S/D Mendhasal | 3000001202 | 75x16mm GI Nut Bolts with Washer | NBW.GINB.A029 | ZSPR_ACT | ZSPR | KG | 40 | 5021.2 | INR
2000 | Central Zone, Bhubaneswar | 2100 | EHT (O&M) Circle, Bhubaneswar | 2103 | 400 kV S/S Division, Mendhasal | C232 | 400 kV S/S S/D Mendhasal | 3000001227 | 50X10mm GI Bolts with Nuts FT | NBW.GINB.B033 | ZSPR_ACT | ZSPR | KG | 23 | 4345.4 | INR
2000 | Central Zone, Bhubaneswar | 2100 | EHT (O&M) Circle, Bhubaneswar | 2103 | 400 kV S/S Division, Mendhasal | C233 | 400/220 kV Line S/D Mendhasal | 3000001245 | 16 X 5MM THICK PACK / FLAT GI WASHER | NBW.GIWSR.A015 | ZSPR_ACT | ZSPR | KG | 5 | 325 | INR
2000 | Central Zone, Bhubaneswar | 2100 | EHT (O&M) Circle, Bhubaneswar | 2103 | 400 kV S/S Division, Mendhasal | C233 | 400/220 kV Line S/D Mendhasal | 3000001246 | 16 X 6MM THICK PACK / FLAT GI WASHER | NBW.GIWSR.A016 | ZSPR_ACT | ZSPR | KG | 39 | 2525.12 | INR
2000 | Central Zone, Bhubaneswar | 2100 | EHT (O&M) Circle, Bhubaneswar | 2103 | 400 kV S/S Division, Mendhasal | C233 | 400/220 kV Line S/D Mendhasal | 3000001247 | 16 X 8MM THICK PACK / FLAT GI WASHER | NBW.GIWSR.A017 | ZSPR_ACT | ZSPR | KG | 7 | 455 | INR
2000 | Central Zone, Bhubaneswar | 2100 | EHT (O&M) Circle, Bhubaneswar | 2103 | 400 kV S/S Division, Mendhasal | C233 | 400/220 kV Line S/D Mendhasal | 3000001248 | 16 X 10MM THICK PACK / FLAT GI WASHER | NBW.GIWSR.A018 | ZSPR_ACT | ZSPR | KG | 13 | 845 | INR
2000 | Central Zone, Bhubaneswar | 2100 | EHT (O&M) Circle, Bhubaneswar | 2103 | 400 kV S/S Division, Mendhasal | C233 | 400/220 kV Line S/D Mendhasal | 3000001255 | 3.5X16mm GI pack washer Bolt | NBW.GIWSR.A028 | ZSPR_ACT | ZSPR | KG | 125 | 8125 | INR
2000 | Central Zone, Bhubaneswar | 2100 | EHT (O&M) Circle, Bhubaneswar | 2103 | 400 kV S/S Division, Mendhasal | C232 | 400 kV S/S S/D Mendhasal | 3000001312 | Recovered 220KV used CT | RCVR.220CT.A001 | ZSPR_ACT | ZSPR | NOS | 4 | 4000 | INR
2000 | Central Zone, Bhubaneswar | 2100 | EHT (O&M) Circle, Bhubaneswar | 2103 | 400 kV S/S Division, Mendhasal | C232 | 400 kV S/S S/D Mendhasal | 3000001323 | Air Break Auxiliary contactor Relay | RLAY.AIR.ACR.A001 | ZSPR_ACT | ZSPR | NOS | 3 | 2979 | INR
2000 | Central Zone, Bhubaneswar | 2100 | EHT (O&M) Circle, Bhubaneswar | 2103 | 400 kV S/S Division, Mendhasal | C232 | 400 kV S/S S/D Mendhasal | 3000001325 | 8 WINDOW FACIA ANNUNCIATOR RELAY | RLAY.ANCITOR.A001 | ZSPR_ACT | ZSPR | NOS | 6 | 6195 | INR
2000 | Central Zone, Bhubaneswar | 2100 | EHT (O&M) Circle, Bhubaneswar | 2103 | 400 kV S/S Division, Mendhasal | C232 | 400 kV S/S S/D Mendhasal | 3000001326 | 24 WINDOW FACIA ANNUNCIATOR RELAY | RLAY.ANCITOR.A002 | ZSPR_ACT | ZSPR | NOS | 1 | 1 | INR
2000 | Central Zone, Bhubaneswar | 2100 | EHT (O&M) Circle, Bhubaneswar | 2103 | 400 kV S/S Division, Mendhasal | C232 | 400 kV S/S S/D Mendhasal | 3000001333 | Auxiliary relay | RLAY.AUX.A023 | ZSPR_ACT | ZSPR | NOS | 11 | 11 | INR
2000 | Central Zone, Bhubaneswar | 2100 | EHT (O&M) Circle, Bhubaneswar | 2103 | 400 kV S/S Division, Mendhasal | C232 | 400 kV S/S S/D Mendhasal | 3000001346 | ELECTROMAGNETIC DIFFERENTIAL RELAY | RLAY.DIFFTIAL.A001 | ZSPR_SUP | ZSPR | NOS | 1 | 1 | INR
2000 | Central Zone, Bhubaneswar | 2100 | EHT (O&M) Circle, Bhubaneswar | 2103 | 400 kV S/S Division, Mendhasal | C232 | 400 kV S/S S/D Mendhasal | 3000001349 | TIMER DIFFERENTIAL RELAY | RLAY.DIFFTIAL.C008 | ZSPR_ACT | ZSPR | NOS | 1 | 1 | INR
2000 | Central Zone, Bhubaneswar | 2100 | EHT (O&M) Circle, Bhubaneswar | 2103 | 400 kV S/S Division, Mendhasal | C232 | 400 kV S/S S/D Mendhasal | 3000001350 | Distance Protection Relay | RLAY.DP.B003 | ZSPR_SUP | ZSPR | NOS | 1 | 1 | INR
2000 | Central Zone, Bhubaneswar | 2100 | EHT (O&M) Circle, Bhubaneswar | 2103 | 400 kV S/S Division, Mendhasal | C232 | 400 kV S/S S/D Mendhasal | 3000001366 | TP INSTANTENEOUS OC EM BACK-UP RELAY | RLAY.EMBACKUP.D009 | ZSPR_ACT | ZSPR | NOS | 1 | 282283 | INR
2000 | Central Zone, Bhubaneswar | 2100 | EHT (O&M) Circle, Bhubaneswar | 2103 | 400 kV S/S Division, Mendhasal | C232 | 400 kV S/S S/D Mendhasal | 3000001376 | INSTANTANEOUS E/F RELAY | RLAY.INS.A002 | ZSPR_ACT | ZSPR | NOS | 1 | 1 | INR
2000 | Central Zone, Bhubaneswar | 2100 | EHT (O&M) Circle, Bhubaneswar | 2103 | 400 kV S/S Division, Mendhasal | C232 | 400 kV S/S S/D Mendhasal | 3000001386 | Master Trip Relay | RLAY.MTRIP.A002 | ZSPR_ACT | ZSPR | NOS | 5 | 5 | INR
2000 | Central Zone, Bhubaneswar | 2100 | EHT (O&M) Circle, Bhubaneswar | 2103 | 400 kV S/S Division, Mendhasal | C232 | 400 kV S/S S/D Mendhasal | 3000001400 | OC E/F NON DIR NUMERIC BACK UP RELAY | RLAY.NUMBACKUP.A001 | ZSPR_ACT | ZSPR | NOS | 1 | 1 | INR
2000 | Central Zone, Bhubaneswar | 2100 | EHT (O&M) Circle, Bhubaneswar | 2103 | 400 kV S/S Division, Mendhasal | C232 | 400 kV S/S S/D Mendhasal | 3000001401 | Num Backup Relay | RLAY.NUMBACKUP.A002 | ZSPR_ACT | ZSPR | NOS | 3 | 3 | INR
2000 | Central Zone, Bhubaneswar | 2100 | EHT (O&M) Circle, Bhubaneswar | 2103 | 400 kV S/S Division, Mendhasal | C232 | 400 kV S/S S/D Mendhasal | 3000001405 | OC E/F DIR NUMERIC EF BACK UP RELAY | RLAY.NUMBACKUP.B006 | ZSPR_ACT | ZSPR | NOS | 1 | 1 | INR
2000 | Central Zone, Bhubaneswar | 2100 | EHT (O&M) Circle, Bhubaneswar | 2103 | 400 kV S/S Division, Mendhasal | C232 | 400 kV S/S S/D Mendhasal | 3000001411 | Instantaneous Over Voltage Relay | RLAY.OVERVOLT.A001 | ZSPR_ACT | ZSPR | NOS | 10 | 132466 | INR
2000 | Central Zone, Bhubaneswar | 2100 | EHT (O&M) Circle, Bhubaneswar | 2103 | 400 kV S/S Division, Mendhasal | C232 | 400 kV S/S S/D Mendhasal | 3000001421 | TC Supervision Relay | RLAY.SUPERVISION.A002 | ZSPR_ACT | ZSPR | NOS | 9 | 79200 | INR
2000 | Central Zone, Bhubaneswar | 2100 | EHT (O&M) Circle, Bhubaneswar | 2103 | 400 kV S/S Division, Mendhasal | C232 | 400 kV S/S S/D Mendhasal | 3000001425 | Instantaneous Under voltage relay 220V | RLAY.UNDRVOLT.A002 | ZSPR_ACT | ZSPR | NOS | 1 | 1 | INR
2000 | Central Zone, Bhubaneswar | 2100 | EHT (O&M) Circle, Bhubaneswar | 2103 | 400 kV S/S Division, Mendhasal | C232 | 400 kV S/S S/D Mendhasal | 3000001426 | Instantaneous Under Voltage Relay | RLAY.UNDRVOLT.A003 | ZSPR_ACT | ZSPR | NOS | 2 | 2 | INR
2000 | Central Zone, Bhubaneswar | 2100 | EHT (O&M) Circle, Bhubaneswar | 2103 | 400 kV S/S Division, Mendhasal | C232 | 400 kV S/S S/D Mendhasal | 3000001428 | DEFINITE TIME DELAY RELAY | RLAY.VTDELAY.A001 | ZSPR_ACT | ZSPR | NOS | 1 | 1 | INR
2000 | Central Zone, Bhubaneswar | 2100 | EHT (O&M) Circle, Bhubaneswar | 2103 | 400 kV S/S Division, Mendhasal | C232 | 400 kV S/S S/D Mendhasal | 3000001448 | Ethernet switch 20% spare | SAS.BAY.ES.A001 | ZSPR_ACT | ZSPR | LOT | 2 | 2 | INR
2000 | Central Zone, Bhubaneswar | 2100 | EHT (O&M) Circle, Bhubaneswar | 2103 | 400 kV S/S Division, Mendhasal | C232 | 400 kV S/S S/D Mendhasal | 3000001471 | T" CONNECTOR OF AAAC TWIN 642SQMM | SPR.AAAC.A001 | ZSPR_ACT | ZSPR | NOS | 22 | 23943 | INR
2000 | Central Zone, Bhubaneswar | 2100 | EHT (O&M) Circle, Bhubaneswar | 2103 | 400 kV S/S Division, Mendhasal | C232 | 400 kV S/S S/D Mendhasal | 3000001472 | T" CONNECTOR FOR TWIN MOOSE | SPR.AAAC.A002 | ZSPR_ACT | ZSPR | NOS | 5 | 5 | INR
2000 | Central Zone, Bhubaneswar | 2100 | EHT (O&M) Circle, Bhubaneswar | 2103 | 400 kV S/S Division, Mendhasal | C232 | 400 kV S/S S/D Mendhasal | 3000001473 | T" CONNECTOR FOR S. MOOSE | SPR.AAAC.A003 | ZSPR_ACT | ZSPR | NOS | 5 | 5 | INR
2000 | Central Zone, Bhubaneswar | 2100 | EHT (O&M) Circle, Bhubaneswar | 2103 | 400 kV S/S Division, Mendhasal | C232 | 400 kV S/S S/D Mendhasal | 3000001474 | T CONNECTOR AAAC ZEBRA TO MOOSE ACSR | SPR.AAAC.A004 | ZSPR_ACT | ZSPR | NOS | 4 | 4 | INR
2000 | Central Zone, Bhubaneswar | 2100 | EHT (O&M) Circle, Bhubaneswar | 2103 | 400 kV S/S Division, Mendhasal | C232 | 400 kV S/S S/D Mendhasal | 3000001490 | 2.2V BAT CELL W/O ELECTROLYTE EXIDE | SPR.BAT.EXDE.A002 | ZSPR_ACT | ZSPR | NOS | 2 | 2 | INR
2000 | Central Zone, Bhubaneswar | 2100 | EHT (O&M) Circle, Bhubaneswar | 2103 | 400 kV S/S Division, Mendhasal | C232 | 400 kV S/S S/D Mendhasal | 3000001500 | INPUT CONTACTOR of STATCON CHARGER | SPR.BAT.STATCON.A006 | ZSPR_ACT | ZSPR | NOS | 3 | 3 | INR
2000 | Central Zone, Bhubaneswar | 2100 | EHT (O&M) Circle, Bhubaneswar | 2103 | 400 kV S/S Division, Mendhasal | C232 | 400 kV S/S S/D Mendhasal | 3000001651 | Trip/Close coil 132KV SF6 Seimens Brker | SPR.BKR132SMNS.B008 | ZSPR_ACT | ZSPR | NOS | 4 | 4 | INR
2000 | Central Zone, Bhubaneswar | 2100 | EHT (O&M) Circle, Bhubaneswar | 2103 | 400 kV S/S Division, Mendhasal | C232 | 400 kV S/S S/D Mendhasal | 3000001661 | ONE POLE ASSEMBLE 132KV SIEMENS SF6 CB | SPR.BKR132SMNS.D011 | ZSPR_ACT | ZSPR | NOS | 1 | 1 | INR
2000 | Central Zone, Bhubaneswar | 2100 | EHT (O&M) Circle, Bhubaneswar | 2103 | 400 kV S/S Division, Mendhasal | C232 | 400 kV S/S S/D Mendhasal | 3000001664 | AUXILIARY SWITCH 132KV SIEMENS SF6 CB | SPR.BKR132SMNS.D014 | ZSPR_ACT | ZSPR | NOS | 2 | 2 | INR
2000 | Central Zone, Bhubaneswar | 2100 | EHT (O&M) Circle, Bhubaneswar | 2103 | 400 kV S/S Division, Mendhasal | C232 | 400 kV S/S S/D Mendhasal | 3000001671 | GASKETS,O-RINGS,SEALS 132KV SMNS SF6 CB | SPR.BKR132SMNS.D021 | ZSPR_ACT | ZSPR | NOS | 1 | 1 | INR
2000 | Central Zone, Bhubaneswar | 2100 | EHT (O&M) Circle, Bhubaneswar | 2103 | 400 kV S/S Division, Mendhasal | C232 | 400 kV S/S S/D Mendhasal | 3000001735 | COPPER PIPE FOR 220KV ABB MAKE SF6 CB | SPR.BKR220ABB.D062 | ZSPR_THEFT | ZSPR | NOS | 45 | 22500 | INR
2000 | Central Zone, Bhubaneswar | 2100 | EHT (O&M) Circle, Bhubaneswar | 2103 | 400 kV S/S Division, Mendhasal | C232 | 400 kV S/S S/D Mendhasal | 3000001738 | ARCING CONTACTFOR 220KV SF6 CB ABB | SPR.BKR220ABB.D065 | ZSPR_ACT | ZSPR | NOS | 3 | 3 | INR
2000 | Central Zone, Bhubaneswar | 2100 | EHT (O&M) Circle, Bhubaneswar | 2103 | 400 kV S/S Division, Mendhasal | C232 | 400 kV S/S S/D Mendhasal | 3000001739 | FINGER COMPLETE FOR 220KV SF6 CB ABB | SPR.BKR220ABB.D066 | ZSPR_ACT | ZSPR | NOS | 180 | 180 | INR
2000 | Central Zone, Bhubaneswar | 2100 | EHT (O&M) Circle, Bhubaneswar | 2103 | 400 kV S/S Division, Mendhasal | C232 | 400 kV S/S S/D Mendhasal | 3000001740 | FINGER HOLDER FOR 220KV SF6 CB ABB | SPR.BKR220ABB.D067 | ZSPR_ACT | ZSPR | NOS | 3 | 3 | INR
2000 | Central Zone, Bhubaneswar | 2100 | EHT (O&M) Circle, Bhubaneswar | 2103 | 400 kV S/S Division, Mendhasal | C232 | 400 kV S/S S/D Mendhasal | 3000001741 | NOZZLE 220KV SF6 CB ABB | SPR.BKR220ABB.D068 | ZSPR_ACT | ZSPR | NOS | 3 | 3 | INR
2000 | Central Zone, Bhubaneswar | 2100 | EHT (O&M) Circle, Bhubaneswar | 2103 | 400 kV S/S Division, Mendhasal | C232 | 400 kV S/S S/D Mendhasal | 3000001742 | AUX. NOZZLE FOR 220KV SF6 CB ABB | SPR.BKR220ABB.D069 | ZSPR_ACT | ZSPR | NOS | 3 | 3 | INR
2000 | Central Zone, Bhubaneswar | 2100 | EHT (O&M) Circle, Bhubaneswar | 2103 | 400 kV S/S Division, Mendhasal | C232 | 400 kV S/S S/D Mendhasal | 3000001743 | ARCING CONTACTFOR 220KV SF6 CB ABB | SPR.BKR220ABB.D070 | ZSPR_ACT | ZSPR | NOS | 3 | 3 | INR
2000 | Central Zone, Bhubaneswar | 2100 | EHT (O&M) Circle, Bhubaneswar | 2103 | 400 kV S/S Division, Mendhasal | C232 | 400 kV S/S S/D Mendhasal | 3000001746 | AUXILLARY CONTACTOR FOR 220KV SF6 CB ABB | SPR.BKR220ABB.D075 | ZSPR_ACT | ZSPR | NOS | 3 | 3 | INR
2000 | Central Zone, Bhubaneswar | 2100 | EHT (O&M) Circle, Bhubaneswar | 2103 | 400 kV S/S Division, Mendhasal | C232 | 400 kV S/S S/D Mendhasal | 3000001747 | CONTACTOR, RELAY etc of 220KV SF6 CB ABB | SPR.BKR220ABB.D076 | ZSPR_ACT | ZSPR | NOS | 3 | 3 | INR
2000 | Central Zone, Bhubaneswar | 2100 | EHT (O&M) Circle, Bhubaneswar | 2103 | 400 kV S/S Division, Mendhasal | C232 | 400 kV S/S S/D Mendhasal | 3000001748 | TO RELAY FOR 220KV SF6 CB ABB | SPR.BKR220ABB.D077 | ZSPR_ACT | ZSPR | NOS | 3 | 3 | INR
2000 | Central Zone, Bhubaneswar | 2100 | EHT (O&M) Circle, Bhubaneswar | 2103 | 400 kV S/S Division, Mendhasal | C232 | 400 kV S/S S/D Mendhasal | 3000001749 | SELECTOR SWITCH FOR 220KV SF6 CB ABB | SPR.BKR220ABB.D078 | ZSPR_ACT | ZSPR | NOS | 2 | 2 | INR
2000 | Central Zone, Bhubaneswar | 2100 | EHT (O&M) Circle, Bhubaneswar | 2103 | 400 kV S/S Division, Mendhasal | C232 | 400 kV S/S S/D Mendhasal | 3000001750 | LOCALCONTROL SWITCH OF 220KV SF6 CB ABB | SPR.BKR220ABB.D079 | ZSPR_ACT | ZSPR | NOS | 3 | 3 | INR
2000 | Central Zone, Bhubaneswar | 2100 | EHT (O&M) Circle, Bhubaneswar | 2103 | 400 kV S/S Division, Mendhasal | C232 | 400 kV S/S S/D Mendhasal | 3000001751 | AUTO ROTARY SWITCH FOR 220KV SF6 CB ABB | SPR.BKR220ABB.D080 | ZSPR_ACT | ZSPR | NOS | 2 | 2 | INR
2000 | Central Zone, Bhubaneswar | 2100 | EHT (O&M) Circle, Bhubaneswar | 2103 | 400 kV S/S Division, Mendhasal | C232 | 400 kV S/S S/D Mendhasal | 3000001752 | MANUAL ROTARY SWITCH FOR 220KV SF6CB ABB | SPR.BKR220ABB.D081 | ZSPR_ACT | ZSPR | NOS | 6 | 6 | INR
2000 | Central Zone, Bhubaneswar | 2100 | EHT (O&M) Circle, Bhubaneswar | 2103 | 400 kV S/S Division, Mendhasal | C232 | 400 kV S/S S/D Mendhasal | 3000001753 | HEATER 220KV SF6 CIRCUIT BREAKER ABB | SPR.BKR220ABB.D082 | ZSPR_ACT | ZSPR | NOS | 3 | 3 | INR
2000 | Central Zone, Bhubaneswar | 2100 | EHT (O&M) Circle, Bhubaneswar | 2103 | 400 kV S/S Division, Mendhasal | C232 | 400 kV S/S S/D Mendhasal | 3000001754 | DOOR LIMIT SWITCH OF 220KV SF6 CB ABB | SPR.BKR220ABB.D084 | ZSPR_ACT | ZSPR | NOS | 3 | 3 | INR
2000 | Central Zone, Bhubaneswar | 2100 | EHT (O&M) Circle, Bhubaneswar | 2103 | 400 kV S/S Division, Mendhasal | C232 | 400 kV S/S S/D Mendhasal | 3000001755 | MCB-3POLE OF 220KV SF6 CB ABB | SPR.BKR220ABB.D085 | ZSPR_ACT | ZSPR | NOS | 1 | 1 | INR
2000 | Central Zone, Bhubaneswar | 2100 | EHT (O&M) Circle, Bhubaneswar | 2103 | 400 kV S/S Division, Mendhasal | C232 | 400 kV S/S S/D Mendhasal | 3000001761 | VARIABLE RESISTOR FOR 220KV SF6 CB ABB | SPR.BKR220ABB.D093 | ZSPR_ACT | ZSPR | NOS | 7 | 7 | INR
2000 | Central Zone, Bhubaneswar | 2100 | EHT (O&M) Circle, Bhubaneswar | 2103 | 400 kV S/S Division, Mendhasal | C232 | 400 kV S/S S/D Mendhasal | 3000001762 | ANTI-HUNTING RELAY FOR 220KV SF6 CB ABB | SPR.BKR220ABB.D094 | ZSPR_ACT | ZSPR | NOS | 9 | 9 | INR
2000 | Central Zone, Bhubaneswar | 2100 | EHT (O&M) Circle, Bhubaneswar | 2103 | 400 kV S/S Division, Mendhasal | C232 | 400 kV S/S S/D Mendhasal | 3000001763 | PD RELAY OF 220KV SF6 CB ABB | SPR.BKR220ABB.D095 | ZSPR_ACT | ZSPR | NOS | 2 | 2 | INR
2000 | Central Zone, Bhubaneswar | 2100 | EHT (O&M) Circle, Bhubaneswar | 2103 | 400 kV S/S Division, Mendhasal | C232 | 400 kV S/S S/D Mendhasal | 3000001764 | NO VOLT CONTACTOR FOR 220KV SF6 CB ABB | SPR.BKR220ABB.D096 | ZSPR_ACT | ZSPR | NOS | 6 | 6 | INR
2000 | Central Zone, Bhubaneswar | 2100 | EHT (O&M) Circle, Bhubaneswar | 2103 | 400 kV S/S Division, Mendhasal | C232 | 400 kV S/S S/D Mendhasal | 3000001767 | O-RING FOR 220KV SF6 CB ABB | SPR.BKR220ABB.D107 | ZSPR_ACT | ZSPR | NOS | 2 | 2 | INR
2000 | Central Zone, Bhubaneswar | 2100 | EHT (O&M) Circle, Bhubaneswar | 2103 | 400 kV S/S Division, Mendhasal | C232 | 400 kV S/S S/D Mendhasal | 3000001771 | SPRING PART FOR 220KV SF6 CB ABB | SPR.BKR220ABB.D115 | ZSPR_ACT | ZSPR | NOS | 2 | 2 | INR
2000 | Central Zone, Bhubaneswar | 2100 | EHT (O&M) Circle, Bhubaneswar | 2103 | 400 kV S/S Division, Mendhasal | C232 | 400 kV S/S S/D Mendhasal | 3000001773 | DENSITY MONITOR FOR 220KV SF6 CB ABB | SPR.BKR220ABB.D117 | ZSPR_ACT | ZSPR | NOS | 3 | 3 | INR
2000 | Central Zone, Bhubaneswar | 2100 | EHT (O&M) Circle, Bhubaneswar | 2103 | 400 kV S/S Division, Mendhasal | C232 | 400 kV S/S S/D Mendhasal | 3000001774 | COIL 220KV SF6 CB ABB | SPR.BKR220ABB.D118 | ZSPR_ACT | ZSPR | NOS | 3 | 3 | INR
2000 | Central Zone, Bhubaneswar | 2100 | EHT (O&M) Circle, Bhubaneswar | 2103 | 400 kV S/S Division, Mendhasal | C232 | 400 kV S/S S/D Mendhasal | 3000001777 | CAP NUT FOR 220KV SF6 CB ABB | SPR.BKR220ABB.D121 | ZSPR_ACT | ZSPR | NOS | 1 | 1 | INR
2000 | Central Zone, Bhubaneswar | 2100 | EHT (O&M) Circle, Bhubaneswar | 2103 | 400 kV S/S Division, Mendhasal | C232 | 400 kV S/S S/D Mendhasal | 3000001778 | SOLDERING NIPPLE FOR 220KV SF6 CB ABB | SPR.BKR220ABB.D122 | ZSPR_ACT | ZSPR | NOS | 1 | 1 | INR
2000 | Central Zone, Bhubaneswar | 2100 | EHT (O&M) Circle, Bhubaneswar | 2103 | 400 kV S/S Division, Mendhasal | C232 | 400 kV S/S S/D Mendhasal | 3000001779 | SF6 GAS IN CYLINDERS FOR 220KV SF6CB ABB | SPR.BKR220ABB.D123 | ZSPR_ACT | ZSPR | NOS | 5 | 5 | INR
2000 | Central Zone, Bhubaneswar | 2100 | EHT (O&M) Circle, Bhubaneswar | 2103 | 400 kV S/S Division, Mendhasal | C232 | 400 kV S/S S/D Mendhasal | 3000001780 | AUX. SWITCH FOR 220KV SF6 CB ABB | SPR.BKR220ABB.D124 | ZSPR_ACT | ZSPR | NOS | 3 | 3 | INR
2000 | Central Zone, Bhubaneswar | 2100 | EHT (O&M) Circle, Bhubaneswar | 2103 | 400 kV S/S Division, Mendhasal | C232 | 400 kV S/S S/D Mendhasal | 3000001781 | OPERATION COUNTER FOR 220KV SF6 CB ABB | SPR.BKR220ABB.D125 | ZSPR_ACT | ZSPR | NOS | 1 | 1 | INR
2000 | Central Zone, Bhubaneswar | 2100 | EHT (O&M) Circle, Bhubaneswar | 2103 | 400 kV S/S Division, Mendhasal | C232 | 400 kV S/S S/D Mendhasal | 3000001782 | FERRULE FOR 220KV SF6 CB ABB | SPR.BKR220ABB.D127 | ZSPR_ACT | ZSPR | NOS | 14 | 14 | INR
2000 | Central Zone, Bhubaneswar | 2100 | EHT (O&M) Circle, Bhubaneswar | 2103 | 400 kV S/S Division, Mendhasal | C232 | 400 kV S/S S/D Mendhasal | 3000001783 | NRV 220KV SF6 CB ABB | SPR.BKR220ABB.D128 | ZSPR_ACT | ZSPR | NOS | 1 | 1 | INR
2000 | Central Zone, Bhubaneswar | 2100 | EHT (O&M) Circle, Bhubaneswar | 2103 | 400 kV S/S Division, Mendhasal | C232 | 400 kV S/S S/D Mendhasal | 3000001785 | AUTO DRAIN VALVE FOR 220KV SF6 CB ABB | SPR.BKR220ABB.D130 | ZSPR_ACT | ZSPR | NOS | 1 | 1 | INR
2000 | Central Zone, Bhubaneswar | 2100 | EHT (O&M) Circle, Bhubaneswar | 2103 | 400 kV S/S Division, Mendhasal | C232 | 400 kV S/S S/D Mendhasal | 3000001786 | P-32 FOR 220KV SF6 CB ABB | SPR.BKR220ABB.D131 | ZSPR_ACT | ZSPR | NOS | 4 | 4 | INR
2000 | Central Zone, Bhubaneswar | 2100 | EHT (O&M) Circle, Bhubaneswar | 2103 | 400 kV S/S Division, Mendhasal | C232 | 400 kV S/S S/D Mendhasal | 3000001789 | O RING 220KV SF6 CB ABB | SPR.BKR220ABB.D136 | ZSPR_ACT | ZSPR | NOS | 5 | 5 | INR
2000 | Central Zone, Bhubaneswar | 2100 | EHT (O&M) Circle, Bhubaneswar | 2103 | 400 kV S/S Division, Mendhasal | C232 | 400 kV S/S S/D Mendhasal | 3000001790 | SEALING RING FOR 220KV SF6 CB ABB | SPR.BKR220ABB.D138 | ZSPR_ACT | ZSPR | NOS | 4 | 4 | INR
2000 | Central Zone, Bhubaneswar | 2100 | EHT (O&M) Circle, Bhubaneswar | 2103 | 400 kV S/S Division, Mendhasal | C232 | 400 kV S/S S/D Mendhasal | 3000001791 | K- SLOT RING FOR 220KV SF6 CB ABB | SPR.BKR220ABB.D140 | ZSPR_ACT | ZSPR | NOS | 3 | 3 | INR
2000 | Central Zone, Bhubaneswar | 2100 | EHT (O&M) Circle, Bhubaneswar | 2103 | 400 kV S/S Division, Mendhasal | C232 | 400 kV S/S S/D Mendhasal | 3000001792 | GUIDE RING FOR 220KV SF6 CB ABB | SPR.BKR220ABB.D143 | ZSPR_ACT | ZSPR | NOS | 3 | 3 | INR
2000 | Central Zone, Bhubaneswar | 2100 | EHT (O&M) Circle, Bhubaneswar | 2103 | 400 kV S/S Division, Mendhasal | C232 | 400 kV S/S S/D Mendhasal | 3000001793 | WAVE RING FOR 220KV SF6 CB ABB | SPR.BKR220ABB.D144 | ZSPR_ACT | ZSPR | NOS | 3 | 3 | INR
2000 | Central Zone, Bhubaneswar | 2100 | EHT (O&M) Circle, Bhubaneswar | 2103 | 400 kV S/S Division, Mendhasal | C232 | 400 kV S/S S/D Mendhasal | 3000001794 | COPPER GASKET FOR 220KV SF6 CB ABB | SPR.BKR220ABB.D150 | ZSPR_ACT | ZSPR | NOS | 9 | 9 | INR
2000 | Central Zone, Bhubaneswar | 2100 | EHT (O&M) Circle, Bhubaneswar | 2103 | 400 kV S/S Division, Mendhasal | C232 | 400 kV S/S S/D Mendhasal | 3000001808 | LIMB FOR 220KV SF6 CB | SPR.BKR220ABB.D188 | ZSPR_ACT | ZSPR | NOS | 3 | 3 | INR
2000 | Central Zone, Bhubaneswar | 2100 | EHT (O&M) Circle, Bhubaneswar | 2103 | 400 kV S/S Division, Mendhasal | C232 | 400 kV S/S S/D Mendhasal | 3000001809 | MOTOR OF COMPRESSOR 220KV ABB SF6 CB | SPR.BKR220ABB.D191 | ZSPR_ACT | ZSPR | NOS | 1 | 1 | INR
2000 | Central Zone, Bhubaneswar | 2100 | EHT (O&M) Circle, Bhubaneswar | 2103 | 400 kV S/S Division, Mendhasal | C232 | 400 kV S/S S/D Mendhasal | 3000001810 | WOUND RESISTOR FOR 220KV SF6 CB ABB | SPR.BKR220ABB.D192 | ZSPR_ACT | ZSPR | NOS | 8 | 8 | INR
2000 | Central Zone, Bhubaneswar | 2100 | EHT (O&M) Circle, Bhubaneswar | 2103 | 400 kV S/S Division, Mendhasal | C232 | 400 kV S/S S/D Mendhasal | 3000001821 | MOLECULAR FILTERS 220KV AREVA SF6 CB | SPR.BKR220ARVA.D011 | ZSPR_ACT | ZSPR | NOS | 3 | 3 | INR
2000 | Central Zone, Bhubaneswar | 2100 | EHT (O&M) Circle, Bhubaneswar | 2103 | 400 kV S/S Division, Mendhasal | C232 | 400 kV S/S S/D Mendhasal | 3000001854 | PC,Relay,MCB etc for 220KV SMNS SF6 CB | SPR.BKR220SMNS.D009 | ZSPR_ACT | ZSPR | NOS | 1 | 1 | INR
2000 | Central Zone, Bhubaneswar | 2100 | EHT (O&M) Circle, Bhubaneswar | 2103 | 400 kV S/S Division, Mendhasal | C232 | 400 kV S/S S/D Mendhasal | 3000001855 | TRIP/CLOSE COIL 220KV SIEMENS SF6 CB | SPR.BKR220SMNS.D010 | ZSPR_ACT | ZSPR | NOS | 7 | 7 | INR
2000 | Central Zone, Bhubaneswar | 2100 | EHT (O&M) Circle, Bhubaneswar | 2103 | 400 kV S/S Division, Mendhasal | C232 | 400 kV S/S S/D Mendhasal | 3000001856 | Gaskets O-Ring for 220KV SF6 CB SMNS | SPR.BKR220SMNS.D011 | ZSPR_ACT | ZSPR | NOS | 1 | 1 | INR
2000 | Central Zone, Bhubaneswar | 2100 | EHT (O&M) Circle, Bhubaneswar | 2103 | 400 kV S/S Division, Mendhasal | C232 | 400 kV S/S S/D Mendhasal | 3000001858 | SCM FOR 220KV SMNS SF6 CB | SPR.BKR220SMNS.D015 | ZSPR_ACT | ZSPR | NOS | 1 | 1 | INR
2000 | Central Zone, Bhubaneswar | 2100 | EHT (O&M) Circle, Bhubaneswar | 2103 | 400 kV S/S Division, Mendhasal | C232 | 400 kV S/S S/D Mendhasal | 3000001859 | GAS FILLING DEVICE 220KV SIEMENS SF6 CB | SPR.BKR220SMNS.D017 | ZSPR_ACT | ZSPR | NOS | 1 | 1 | INR
2000 | Central Zone, Bhubaneswar | 2100 | EHT (O&M) Circle, Bhubaneswar | 2103 | 400 kV S/S Division, Mendhasal | C232 | 400 kV S/S S/D Mendhasal | 3000001865 | Pole assembly for 220KV SF6 CB SIEMENS | SPR.BKR220SMNS.D027 | ZSPR_ACT | ZSPR | NOS | 1 | 1 | INR
2000 | Central Zone, Bhubaneswar | 2100 | EHT (O&M) Circle, Bhubaneswar | 2103 | 400 kV S/S Division, Mendhasal | C232 | 400 kV S/S S/D Mendhasal | 3000002088 | OVER LOAD RELAY 420KV SF6 CB SEIMENS | SPR.BKR420SMNS.D001 | ZSPR_ACT | ZSPR | NOS | 1 | 1 | INR
2000 | Central Zone, Bhubaneswar | 2100 | EHT (O&M) Circle, Bhubaneswar | 2103 | 400 kV S/S Division, Mendhasal | C232 | 400 kV S/S S/D Mendhasal | 3000002089 | Tripping coil 420KV SF6 CB of Simens | SPR.BKR420SMNS.D003 | ZSPR_ACT | ZSPR | NOS | 1 | 1 | INR
2000 | Central Zone, Bhubaneswar | 2100 | EHT (O&M) Circle, Bhubaneswar | 2103 | 400 kV S/S Division, Mendhasal | C232 | 400 kV S/S S/D Mendhasal | 3000002090 | Closing coil 420KV SF6 CB of Simens | SPR.BKR420SMNS.D004 | ZSPR_ACT | ZSPR | NOS | 2 | 2 | INR
2000 | Central Zone, Bhubaneswar | 2100 | EHT (O&M) Circle, Bhubaneswar | 2103 | 400 kV S/S Division, Mendhasal | C232 | 400 kV S/S S/D Mendhasal | 3000002091 | SC motor for 420KV SF6 CB Smns | SPR.BKR420SMNS.D005 | ZSPR_ACT | ZSPR | NOS | 2 | 2 | INR
2000 | Central Zone, Bhubaneswar | 2100 | EHT (O&M) Circle, Bhubaneswar | 2103 | 400 kV S/S Division, Mendhasal | C232 | 400 kV S/S S/D Mendhasal | 3000002095 | Auxilary Switch for 400 KV SF6 CB | SPR.BKR420SMNS.D009 | ZSPR_ACT | ZSPR | NOS | 1 | 1 | INR
2000 | Central Zone, Bhubaneswar | 2100 | EHT (O&M) Circle, Bhubaneswar | 2103 | 400 kV S/S Division, Mendhasal | C232 | 400 kV S/S S/D Mendhasal | 3000002096 | INTER CONNECTOR of 4" IPS ALTUBE-T.MOOSE | SPR.BPI400.A001 | ZSPR_ACT | ZSPR | NOS | 2 | 2 | INR
2000 | Central Zone, Bhubaneswar | 2100 | EHT (O&M) Circle, Bhubaneswar | 2103 | 400 kV S/S Division, Mendhasal | C232 | 400 kV S/S S/D Mendhasal | 3000002097 | RIGID BPI CONNECTOR 4inch IPS ALTUBE | SPR.BPI400.A002 | ZSPR_ACT | ZSPR | NOS | 6 | 6 | INR
2000 | Central Zone, Bhubaneswar | 2100 | EHT (O&M) Circle, Bhubaneswar | 2103 | 400 kV S/S Division, Mendhasal | C232 | 400 kV S/S S/D Mendhasal | 3000002099 | BEARING FOR MOTOR FOR of AC VOLTAS | SPR.C.AC.VLTS.A002 | ZSPR_ACT | ZSPR | NOS | 2 | 2 | INR
2000 | Central Zone, Bhubaneswar | 2100 | EHT (O&M) Circle, Bhubaneswar | 2103 | 400 kV S/S Division, Mendhasal | C232 | 400 kV S/S S/D Mendhasal | 3000002101 | THERMOSTAT/SENSOR FOR AC VOLTAS | SPR.C.AC.VLTS.A004 | ZSPR_ACT | ZSPR | NOS | 2 | 2 | INR
2000 | Central Zone, Bhubaneswar | 2100 | EHT (O&M) Circle, Bhubaneswar | 2103 | 400 kV S/S Division, Mendhasal | C232 | 400 kV S/S S/D Mendhasal | 3000002124 | 220V RELAYS 22OV&48V BAT CHARGERS CLDN | SPR.CHRG.CLDN.A013 | ZSPR_ACT | ZSPR | NOS | 2 | 2 | INR
2000 | Central Zone, Bhubaneswar | 2100 | EHT (O&M) Circle, Bhubaneswar | 2103 | 400 kV S/S Division, Mendhasal | C232 | 400 kV S/S S/D Mendhasal | 3000002125 | RECTIFIER 22OV&48V BAT CHARGER CLDN | SPR.CHRG.CLDN.A014 | ZSPR_ACT | ZSPR | NOS | 1 | 1 | INR
2000 | Central Zone, Bhubaneswar | 2100 | EHT (O&M) Circle, Bhubaneswar | 2103 | 400 kV S/S Division, Mendhasal | C232 | 400 kV S/S S/D Mendhasal | 3000002126 | CONTROL 22OV & 48V BAT CHARGERS CLDN | SPR.CHRG.CLDN.A015 | ZSPR_ACT | ZSPR | NOS | 1 | 1 | INR
2000 | Central Zone, Bhubaneswar | 2100 | EHT (O&M) Circle, Bhubaneswar | 2103 | 400 kV S/S Division, Mendhasal | C232 | 400 kV S/S S/D Mendhasal | 3000002127 | MICRO SWITCHES 22OV&48V BAT CHARGER CLDN | SPR.CHRG.CLDN.A018 | ZSPR_ACT | ZSPR | NOS | 1 | 1 | INR
2000 | Central Zone, Bhubaneswar | 2100 | EHT (O&M) Circle, Bhubaneswar | 2103 | 400 kV S/S Division, Mendhasal | C232 | 400 kV S/S S/D Mendhasal | 3000002128 | RECTIFIER FOR 22OV&48V BAT CHARGER CLDN | SPR.CHRG.CLDN.A019 | ZSPR_ACT | ZSPR | NOS | 1 | 1 | INR
2000 | Central Zone, Bhubaneswar | 2100 | EHT (O&M) Circle, Bhubaneswar | 2103 | 400 kV S/S Division, Mendhasal | C232 | 400 kV S/S S/D Mendhasal | 3000002129 | SWITCHES 22OV&48V BAT CHARGER CALDYNE | SPR.CHRG.CLDN.A020 | ZSPR_ACT | ZSPR | NOS | 1 | 1 | INR
2000 | Central Zone, Bhubaneswar | 2100 | EHT (O&M) Circle, Bhubaneswar | 2103 | 400 kV S/S Division, Mendhasal | C232 | 400 kV S/S S/D Mendhasal | 3000002130 | RESISTORS 22OV&48V BAT CHARGERS CALDYNE | SPR.CHRG.CLDN.A021 | ZSPR_ACT | ZSPR | NOS | 1 | 1 | INR
2000 | Central Zone, Bhubaneswar | 2100 | EHT (O&M) Circle, Bhubaneswar | 2103 | 400 kV S/S Division, Mendhasal | C232 | 400 kV S/S S/D Mendhasal | 3000002131 | POTENTIOMETER 22OV&48V BAT CHARGERS CLDN | SPR.CHRG.CLDN.A022 | ZSPR_ACT | ZSPR | NOS | 1 | 1 | INR
2000 | Central Zone, Bhubaneswar | 2100 | EHT (O&M) Circle, Bhubaneswar | 2103 | 400 kV S/S Division, Mendhasal | C232 | 400 kV S/S S/D Mendhasal | 3000002146 | CAPACITORS FOR BAT CHARGER CLDN | SPR.CHRG.CLDN.A038 | ZSPR_ACT | ZSPR | NOS | 1 | 1 | INR
2000 | Central Zone, Bhubaneswar | 2100 | EHT (O&M) Circle, Bhubaneswar | 2103 | 400 kV S/S Division, Mendhasal | C232 | 400 kV S/S S/D Mendhasal | 3000002193 | AMMETER WITH TRANSDUCER 132KV CR PANEL | SPR.CRPNL132AE.A001 | ZSPR_ACT | ZSPR | NOS | 1 | 1 | INR
2000 | Central Zone, Bhubaneswar | 2100 | EHT (O&M) Circle, Bhubaneswar | 2103 | 400 kV S/S Division, Mendhasal | C232 | 400 kV S/S S/D Mendhasal | 3000002196 | VAR METER WITH TRANSDUCER-132KV CRP AE | SPR.CRPNL132AE.A004 | ZSPR_ACT | ZSPR | NOS | 1 | 1 | INR
2000 | Central Zone, Bhubaneswar | 2100 | EHT (O&M) Circle, Bhubaneswar | 2103 | 400 kV S/S Division, Mendhasal | C232 | 400 kV S/S S/D Mendhasal | 3000002200 | Voltmeter selector switch-132KV CRP AE | SPR.CRPNL132AE.A008 | ZSPR_ACT | ZSPR | NOS | 1 | 1 | INR
2000 | Central Zone, Bhubaneswar | 2100 | EHT (O&M) Circle, Bhubaneswar | 2103 | 400 kV S/S Division, Mendhasal | C232 | 400 kV S/S S/D Mendhasal | 3000002204 | 132KV AMMETER SELECTOR SWITCH | SPR.CRPNL132AE.A012 | ZSPR_ACT | ZSPR | NOS | 1 | 1 | INR
2000 | Central Zone, Bhubaneswar | 2100 | EHT (O&M) Circle, Bhubaneswar | 2103 | 400 kV S/S Division, Mendhasal | C232 | 400 kV S/S S/D Mendhasal | 3000002217 | COVER END /TB BLOCK CR PANEL | SPR.CRPNL220BHEL.A002 | ZSPR_ACT | ZSPR | NOS | 10 | 10 | INR
2000 | Central Zone, Bhubaneswar | 2100 | EHT (O&M) Circle, Bhubaneswar | 2103 | 400 kV S/S Division, Mendhasal | C232 | 400 kV S/S S/D Mendhasal | 3000002223 | FUSE HOLDER-3NW 220KV CRP | SPR.CRPNL33BHEL.A009 | ZSPR_ACT | ZSPR | NOS | 17 | 17 | INR
2000 | Central Zone, Bhubaneswar | 2100 | EHT (O&M) Circle, Bhubaneswar | 2103 | 400 kV S/S Division, Mendhasal | C232 | 400 kV S/S S/D Mendhasal | 3000002227 | 220 KV CTMARSHALLING BOX | SPR.CT220.A001 | ZSPR_ACT | ZSPR | NOS | 1 | 1 | INR
2000 | Central Zone, Bhubaneswar | 2100 | EHT (O&M) Circle, Bhubaneswar | 2103 | 400 kV S/S Division, Mendhasal | C232 | 400 kV S/S S/D Mendhasal | 3000002228 | Flexible TC for 420KV CT | SPR.CT420.A001 | ZSPR_ACT | ZSPR | NOS | 3 | 3 | INR
2000 | Central Zone, Bhubaneswar | 2100 | EHT (O&M) Circle, Bhubaneswar | 2103 | 400 kV S/S Division, Mendhasal | C232 | 400 kV S/S S/D Mendhasal | 3000002229 | Rigid TC for 420 KV CT | SPR.CT420.A002 | ZSPR_ACT | ZSPR | NOS | 4 | 4 | INR
2000 | Central Zone, Bhubaneswar | 2100 | EHT (O&M) Circle, Bhubaneswar | 2103 | 400 kV S/S Division, Mendhasal | C232 | 400 kV S/S S/D Mendhasal | 3000002230 | 400 KV CTMARSHALLING BOX | SPR.CT420.A003 | ZSPR_ACT | ZSPR | NOS | 1 | 1 | INR
2000 | Central Zone, Bhubaneswar | 2100 | EHT (O&M) Circle, Bhubaneswar | 2103 | 400 kV S/S Division, Mendhasal | C232 | 400 kV S/S S/D Mendhasal | 3000002232 | TERMINAL CONNECTOR FOR 220KV CVT / IVT S | SPR.CVT220.A001 | ZSPR_ACT | ZSPR | NOS | 1 | 1 | INR
2000 | Central Zone, Bhubaneswar | 2100 | EHT (O&M) Circle, Bhubaneswar | 2103 | 400 kV S/S Division, Mendhasal | C232 | 400 kV S/S S/D Mendhasal | 3000002235 | Terminal Connector for CVT | SPR.CVT420.A001 | ZSPR_ACT | ZSPR | NOS | 2 | 2 | INR
2000 | Central Zone, Bhubaneswar | 2100 | EHT (O&M) Circle, Bhubaneswar | 2103 | 400 kV S/S Division, Mendhasal | C232 | 400 kV S/S S/D Mendhasal | 3000002236 | 400 KV CVT MARSHALLING BOX | SPR.CVT420.A002 | ZSPR_ACT | ZSPR | NOS | 1 | 1 | INR
2000 | Central Zone, Bhubaneswar | 2100 | EHT (O&M) Circle, Bhubaneswar | 2103 | 400 kV S/S Division, Mendhasal | C232 | 400 kV S/S S/D Mendhasal | 3000002269 | FILTERS FOR LUBRICANT OIL 250KVA DG GC | SPR.GEN.GC.A001 | ZSPR_ACT | ZSPR | NOS | 1 | 1 | INR
2000 | Central Zone, Bhubaneswar | 2100 | EHT (O&M) Circle, Bhubaneswar | 2103 | 400 kV S/S Division, Mendhasal | C232 | 400 kV S/S S/D Mendhasal | 3000002270 | SOLENOID COIL ASSY.FOR 250KVA GC DG Set | SPR.GEN.GC.A002 | ZSPR_ACT | ZSPR | NOS | 1 | 1 | INR
2000 | Central Zone, Bhubaneswar | 2100 | EHT (O&M) Circle, Bhubaneswar | 2103 | 400 kV S/S Division, Mendhasal | C232 | 400 kV S/S S/D Mendhasal | 3000002271 | SELF STATOR ASSY. 250KVA DG OF GC | SPR.GEN.GC.A003 | ZSPR_ACT | ZSPR | NOS | 1 | 1 | INR
2000 | Central Zone, Bhubaneswar | 2100 | EHT (O&M) Circle, Bhubaneswar | 2103 | 400 kV S/S Division, Mendhasal | C232 | 400 kV S/S S/D Mendhasal | 3000002272 | Pressure Control / sensor of DG set | SPR.GEN.GC.A004 | ZSPR_ACT | ZSPR | NOS | 1 | 1 | INR
2000 | Central Zone, Bhubaneswar | 2100 | EHT (O&M) Circle, Bhubaneswar | 2103 | 400 kV S/S Division, Mendhasal | C232 | 400 kV S/S S/D Mendhasal | 3000002273 | TEMP. CONTROL FOR 250KVA DG GC | SPR.GEN.GC.A005 | ZSPR_ACT | ZSPR | NOS | 1 | 1 | INR
2000 | Central Zone, Bhubaneswar | 2100 | EHT (O&M) Circle, Bhubaneswar | 2103 | 400 kV S/S Division, Mendhasal | C232 | 400 kV S/S S/D Mendhasal | 3000002274 | DIODE 250KVA DISEL GENERATOR SET OFGC | SPR.GEN.GC.A006 | ZSPR_ACT | ZSPR | NOS | 1 | 1 | INR
2000 | Central Zone, Bhubaneswar | 2100 | EHT (O&M) Circle, Bhubaneswar | 2103 | 400 kV S/S Division, Mendhasal | C232 | 400 kV S/S S/D Mendhasal | 3000002276 | SILENCER PIPE 250KVA DG SET OFGC | SPR.GEN.GC.A008 | ZSPR_ACT | ZSPR | NOS | 1 | 1 | INR
2000 | Central Zone, Bhubaneswar | 2100 | EHT (O&M) Circle, Bhubaneswar | 2103 | 400 kV S/S Division, Mendhasal | C232 | 400 kV S/S S/D Mendhasal | 3000002331 | 132KV Isolator FC Finger of GRP | SPR.ISO132GRP.A013 | ZSPR_ACT | ZSPR | NOS | 5 | 65500 | INR
2000 | Central Zone, Bhubaneswar | 2100 | EHT (O&M) Circle, Bhubaneswar | 2103 | 400 kV S/S Division, Mendhasal | C232 | 400 kV S/S S/D Mendhasal | 3000002342 | POWER CONTACTOR RELAY 132 KV ISOLATOR | SPR.ISO132SLS.A001 | ZSPR_ACT | ZSPR | NOS | 1 | 1 | INR
2000 | Central Zone, Bhubaneswar | 2100 | EHT (O&M) Circle, Bhubaneswar | 2103 | 400 kV S/S Division, Mendhasal | C232 | 400 kV S/S S/D Mendhasal | 3000002347 | LIMIT SWITCH FOR 132 KV ISOLATOR | SPR.ISO132SMNS.A001 | ZSPR_ACT | ZSPR | NOS | 2 | 2 | INR
2000 | Central Zone, Bhubaneswar | 2100 | EHT (O&M) Circle, Bhubaneswar | 2103 | 400 kV S/S Division, Mendhasal | C232 | 400 kV S/S S/D Mendhasal | 3000002349 | E Rod&Blade contact-132KV SMNS ISOLATOR | SPR.ISO132SMNS.A004 | ZSPR_ACT | ZSPR | NOS | 1 | 1 | INR
2000 | Central Zone, Bhubaneswar | 2100 | EHT (O&M) Circle, Bhubaneswar | 2103 | 400 kV S/S Division, Mendhasal | C232 | 400 kV S/S S/D Mendhasal | 3000002351 | power CONTACT switch 132KV SMNS ISOLATOR | SPR.ISO132SMNS.A007 | ZSPR_ACT | ZSPR | NOS | 1 | 1 | INR
2000 | Central Zone, Bhubaneswar | 2100 | EHT (O&M) Circle, Bhubaneswar | 2103 | 400 kV S/S Division, Mendhasal | C232 | 400 kV S/S S/D Mendhasal | 3000002393 | Male&Female contacts of 220KV Isolator | SPR.ISO220.A001 | ZSPR_ACT | ZSPR | NOS | 1 | 1 | INR
2000 | Central Zone, Bhubaneswar | 2100 | EHT (O&M) Circle, Bhubaneswar | 2103 | 400 kV S/S Division, Mendhasal | C232 | 400 kV S/S S/D Mendhasal | 3000002394 | MALE CONTACTSPARES FOR 220KV ISOLATOR | SPR.ISO220.A002 | ZSPR_ACT | ZSPR | NOS | 9 | 87300 | INR
2000 | Central Zone, Bhubaneswar | 2100 | EHT (O&M) Circle, Bhubaneswar | 2103 | 400 kV S/S Division, Mendhasal | C232 | 400 kV S/S S/D Mendhasal | 3000002395 | FEMALE CONTACTfor 220 KV ISOLATOR | SPR.ISO220.A003 | ZSPR_ACT | ZSPR | NOS | 3 | 33600 | INR
2000 | Central Zone, Bhubaneswar | 2100 | EHT (O&M) Circle, Bhubaneswar | 2103 | 400 kV S/S Division, Mendhasal | C232 | 400 kV S/S S/D Mendhasal | 3000002397 | BASE CHANNEL SPARES FOR 220KV ISOLATOR | SPR.ISO220.A005 | ZSPR_ACT | ZSPR | NOS | 1 | 1 | INR
2000 | Central Zone, Bhubaneswar | 2100 | EHT (O&M) Circle, Bhubaneswar | 2103 | 400 kV S/S Division, Mendhasal | C232 | 400 kV S/S S/D Mendhasal | 3000002400 | COUNTER WEIGHT SPARES FOR 220KV ISOLATOR | SPR.ISO220.A008 | ZSPR_ACT | ZSPR | NOS | 1 | 1 | INR
2000 | Central Zone, Bhubaneswar | 2100 | EHT (O&M) Circle, Bhubaneswar | 2103 | 400 kV S/S Division, Mendhasal | C232 | 400 kV S/S S/D Mendhasal | 3000002401 | SWITCH FUSE-220KV ISOLATOR MBOX | SPR.ISO220.A009 | ZSPR_ACT | ZSPR | NOS | 6 | 6 | INR
2000 | Central Zone, Bhubaneswar | 2100 | EHT (O&M) Circle, Bhubaneswar | 2103 | 400 kV S/S Division, Mendhasal | C232 | 400 kV S/S S/D Mendhasal | 3000002402 | PUSH BOTTON 220KV ISOLATOR MBOX | SPR.ISO220.A010 | ZSPR_ACT | ZSPR | NOS | 8 | 8 | INR
2000 | Central Zone, Bhubaneswar | 2100 | EHT (O&M) Circle, Bhubaneswar | 2103 | 400 kV S/S Division, Mendhasal | C232 | 400 kV S/S S/D Mendhasal | 3000002403 | CONCORD FOR 245 KV 1600 A 40KA ISOLATORS | SPR.ISO220.A014 | ZSPR_ACT | ZSPR | NOS | 2 | 2 | INR
2000 | Central Zone, Bhubaneswar | 2100 | EHT (O&M) Circle, Bhubaneswar | 2103 | 400 kV S/S Division, Mendhasal | C232 | 400 kV S/S S/D Mendhasal | 3000002404 | LIMIT SWITCH 220KV ISOLATOR MBOX | SPR.ISO220.A015 | ZSPR_ACT | ZSPR | NOS | 3 | 3 | INR
2000 | Central Zone, Bhubaneswar | 2100 | EHT (O&M) Circle, Bhubaneswar | 2103 | 400 kV S/S Division, Mendhasal | C232 | 400 kV S/S S/D Mendhasal | 3000002405 | TC FOR 220KV ISOLATOR-MOOSE | SPR.ISO220.A017 | ZSPR_ACT | ZSPR | NOS | 1 | 1 | INR
2000 | Central Zone, Bhubaneswar | 2100 | EHT (O&M) Circle, Bhubaneswar | 2103 | 400 kV S/S Division, Mendhasal | C232 | 400 kV S/S S/D Mendhasal | 3000002406 | TC FOR 220KV ISOLATOR-642SQMM AAAC | SPR.ISO220.A018 | ZSPR_ACT | ZSPR | NOS | 1 | 1 | INR
2000 | Central Zone, Bhubaneswar | 2100 | EHT (O&M) Circle, Bhubaneswar | 2103 | 400 kV S/S Division, Mendhasal | C232 | 400 kV S/S S/D Mendhasal | 3000002407 | TC 220KV ISOLATOR-MOOSE -THROUGH TYPE | SPR.ISO220.A019 | ZSPR_ACT | ZSPR | NOS | 1 | 1 | INR
2000 | Central Zone, Bhubaneswar | 2100 | EHT (O&M) Circle, Bhubaneswar | 2103 | 400 kV S/S Division, Mendhasal | C232 | 400 kV S/S S/D Mendhasal | 3000002408 | STOOL BASE FOR 220KV ISOLATOR | SPR.ISO220.A021 | ZSPR_ACT | ZSPR | NOS | 1 | 1 | INR
2000 | Central Zone, Bhubaneswar | 2100 | EHT (O&M) Circle, Bhubaneswar | 2103 | 400 kV S/S Division, Mendhasal | C232 | 400 kV S/S S/D Mendhasal | 3000002413 | MALE&FEMALECONTACTFOR 220KV GRP ISOLAOR | SPR.ISO220GRP.A001 | ZSPR_ACT | ZSPR | NOS | 5 | 5 | INR
2000 | Central Zone, Bhubaneswar | 2100 | EHT (O&M) Circle, Bhubaneswar | 2103 | 400 kV S/S Division, Mendhasal | C232 | 400 kV S/S S/D Mendhasal | 3000002419 | LS &AUX CONTACT220KV GRP ISOLAOR | SPR.ISO220GRP.A010 | ZSPR_ACT | ZSPR | NOS | 1 | 1 | INR
2000 | Central Zone, Bhubaneswar | 2100 | EHT (O&M) Circle, Bhubaneswar | 2103 | 400 kV S/S Division, Mendhasal | C232 | 400 kV S/S S/D Mendhasal | 3000002420 | ER BLADE CONTACT220KV ISOLAOR | SPR.ISO220GRP.A011 | ZSPR_ACT | ZSPR | NOS | 4 | 4 | INR
2000 | Central Zone, Bhubaneswar | 2100 | EHT (O&M) Circle, Bhubaneswar | 2103 | 400 kV S/S Division, Mendhasal | C232 | 400 kV S/S S/D Mendhasal | 3000002421 | ROTOR HOUSING ASSY. 220KV GRP ISOLAOR | SPR.ISO220GRP.A012 | ZSPR_ACT | ZSPR | NOS | 1 | 1 | INR
2000 | Central Zone, Bhubaneswar | 2100 | EHT (O&M) Circle, Bhubaneswar | 2103 | 400 kV S/S Division, Mendhasal | C232 | 400 kV S/S S/D Mendhasal | 3000002422 | MOTOR & ASSY.FOR 220KV GRP ISOLAOR | SPR.ISO220GRP.A013 | ZSPR_ACT | ZSPR | NOS | 1 | 1 | INR
2000 | Central Zone, Bhubaneswar | 2100 | EHT (O&M) Circle, Bhubaneswar | 2103 | 400 kV S/S Division, Mendhasal | C232 | 400 kV S/S S/D Mendhasal | 3000002423 | BEARING 220KV GRP ISOLAOR | SPR.ISO220GRP.A014 | ZSPR_ACT | ZSPR | NOS | 1 | 1 | INR
2000 | Central Zone, Bhubaneswar | 2100 | EHT (O&M) Circle, Bhubaneswar | 2103 | 400 kV S/S Division, Mendhasal | C232 | 400 kV S/S S/D Mendhasal | 3000002424 | Caster Interluck Key | SPR.ISO220GRP.A015 | ZSPR_ACT | ZSPR | NOS | 1 | 1 | INR
2000 | Central Zone, Bhubaneswar | 2100 | EHT (O&M) Circle, Bhubaneswar | 2103 | 400 kV S/S Division, Mendhasal | C232 | 400 kV S/S S/D Mendhasal | 3000002425 | AUX SWITCH ASSY 220KV GRP ISOLAOR | SPR.ISO220GRP.A016 | ZSPR_ACT | ZSPR | NOS | 1 | 1 | INR
2000 | Central Zone, Bhubaneswar | 2100 | EHT (O&M) Circle, Bhubaneswar | 2103 | 400 kV S/S Division, Mendhasal | C232 | 400 kV S/S S/D Mendhasal | 3000002426 | MOTOR OPERATING MBOX-220KV GRP ISOLATOR | SPR.ISO220GRP.A023 | ZSPR_ACT | ZSPR | NOS | 1 | 1 | INR
2000 | Central Zone, Bhubaneswar | 2100 | EHT (O&M) Circle, Bhubaneswar | 2103 | 400 kV S/S Division, Mendhasal | C232 | 400 kV S/S S/D Mendhasal | 3000002427 | MECHANISM BOX OF E/S OF 220KV ISOLATOR | SPR.ISO220GRP.A1 | ZSPR_ACT | ZSPR | NOS | 2 | 74789.33 | INR
2000 | Central Zone, Bhubaneswar | 2100 | EHT (O&M) Circle, Bhubaneswar | 2103 | 400 kV S/S Division, Mendhasal | C232 | 400 kV S/S S/D Mendhasal | 3000002448 | MOTOR &GA&BEVEL GEAR FOR 220KV SMNS ISO | SPR.ISO22SMNS.A001 | ZSPR_ACT | ZSPR | NOS | 1 | 1 | INR
2000 | Central Zone, Bhubaneswar | 2100 | EHT (O&M) Circle, Bhubaneswar | 2103 | 400 kV S/S Division, Mendhasal | C232 | 400 kV S/S S/D Mendhasal | 3000002450 | 33KV Isolator female contaCTDBR | SPR.ISO33.DB.A001 | ZSPR_ACT | ZSPR | NOS | 1 | 5000 | INR
2000 | Central Zone, Bhubaneswar | 2100 | EHT (O&M) Circle, Bhubaneswar | 2103 | 400 kV S/S Division, Mendhasal | C232 | 400 kV S/S S/D Mendhasal | 3000002513 | MALE & FEMALECONTACT-400 KV ISOLATOR | SPR.ISO400.A001 | ZSPR_ACT | ZSPR | NOS | 1 | 1 | INR
2000 | Central Zone, Bhubaneswar | 2100 | EHT (O&M) Circle, Bhubaneswar | 2103 | 400 kV S/S Division, Mendhasal | C232 | 400 kV S/S S/D Mendhasal | 3000002514 | FEMALE CONTACTASSEBBLY 400 KV ISOLATOR | SPR.ISO400.A002 | ZSPR_ACT | ZSPR | NOS | 1 | 1 | INR
2000 | Central Zone, Bhubaneswar | 2100 | EHT (O&M) Circle, Bhubaneswar | 2103 | 400 kV S/S Division, Mendhasal | C232 | 400 kV S/S S/D Mendhasal | 3000002515 | PHASE COUPLING PIPE FOR 400 KV ISOLATOR | SPR.ISO400.A003 | ZSPR_ACT | ZSPR | NOS | 1 | 1 | INR
2000 | Central Zone, Bhubaneswar | 2100 | EHT (O&M) Circle, Bhubaneswar | 2103 | 400 kV S/S Division, Mendhasal | C232 | 400 kV S/S S/D Mendhasal | 3000002516 | RSB &LEVER ARM&CLAMP 400KV ISOLATOR | SPR.ISO400.A004 | ZSPR_ACT | ZSPR | NOS | 2 | 2 | INR
2000 | Central Zone, Bhubaneswar | 2100 | EHT (O&M) Circle, Bhubaneswar | 2103 | 400 kV S/S Division, Mendhasal | C232 | 400 kV S/S S/D Mendhasal | 3000002517 | BASE CHANNEL FOR 400 KV ISOLATOR | SPR.ISO400.A005 | ZSPR_ACT | ZSPR | NOS | 1 | 1 | INR
2000 | Central Zone, Bhubaneswar | 2100 | EHT (O&M) Circle, Bhubaneswar | 2103 | 400 kV S/S Division, Mendhasal | C232 | 400 kV S/S S/D Mendhasal | 3000002518 | E/S. OPERATING PIPE FOR 400 KV ISOLATOR | SPR.ISO400.A006 | ZSPR_ACT | ZSPR | NOS | 1 | 1 | INR
2000 | Central Zone, Bhubaneswar | 2100 | EHT (O&M) Circle, Bhubaneswar | 2103 | 400 kV S/S Division, Mendhasal | C232 | 400 kV S/S S/D Mendhasal | 3000002519 | E/S. MOVING CONTACTFOR 400 KV ISOLATOR | SPR.ISO400.A007 | ZSPR_ACT | ZSPR | NOS | 1 | 1 | INR
2000 | Central Zone, Bhubaneswar | 2100 | EHT (O&M) Circle, Bhubaneswar | 2103 | 400 kV S/S Division, Mendhasal | C232 | 400 kV S/S S/D Mendhasal | 3000002520 | E/S. PHASE COUPLING PIPE 400KV ISOLATOR | SPR.ISO400.A008 | ZSPR_ACT | ZSPR | NOS | 1 | 1 | INR
2000 | Central Zone, Bhubaneswar | 2100 | EHT (O&M) Circle, Bhubaneswar | 2103 | 400 kV S/S Division, Mendhasal | C232 | 400 kV S/S S/D Mendhasal | 3000002521 | CORONA SHIELDS CONTACT400KV ISOLATOR | SPR.ISO400.A010 | ZSPR_ACT | ZSPR | NOS | 2 | 2 | INR
2000 | Central Zone, Bhubaneswar | 2100 | EHT (O&M) Circle, Bhubaneswar | 2103 | 400 kV S/S Division, Mendhasal | C232 | 400 kV S/S S/D Mendhasal | 3000002523 | COUNTER WEIGHT FOR 400 KV ISOLATOR | SPR.ISO400.A012 | ZSPR_ACT | ZSPR | NOS | 1 | 1 | INR
2000 | Central Zone, Bhubaneswar | 2100 | EHT (O&M) Circle, Bhubaneswar | 2103 | 400 kV S/S Division, Mendhasal | C232 | 400 kV S/S S/D Mendhasal | 3000002526 | FUSE OF 400KV ISOLATOR MBOX | SPR.ISO400.A015 | ZSPR_ACT | ZSPR | NOS | 2 | 2 | INR
2000 | Central Zone, Bhubaneswar | 2100 | EHT (O&M) Circle, Bhubaneswar | 2103 | 400 kV S/S Division, Mendhasal | C232 | 400 kV S/S S/D Mendhasal | 3000002530 | CONCORD CONTROL 400KV ISOLATOR MBOX | SPR.ISO400.A020 | ZSPR_ACT | ZSPR | NOS | 3 | 3 | INR
2000 | Central Zone, Bhubaneswar | 2100 | EHT (O&M) Circle, Bhubaneswar | 2103 | 400 kV S/S Division, Mendhasal | C232 | 400 kV S/S S/D Mendhasal | 3000002531 | CU CONTACTS MALE 400 KV ISOLATOR | SPR.ISO400.A021 | ZSPR_ACT | ZSPR | NOS | 8 | 49939.2 | INR
2000 | Central Zone, Bhubaneswar | 2100 | EHT (O&M) Circle, Bhubaneswar | 2103 | 400 kV S/S Division, Mendhasal | C232 | 400 kV S/S S/D Mendhasal | 3000002532 | CU CONTACTFEMALE 400KV ISOLATOR | SPR.ISO400.A022 | ZSPR_ACT | ZSPR | NOS | 7 | 27674.5 | INR
2000 | Central Zone, Bhubaneswar | 2100 | EHT (O&M) Circle, Bhubaneswar | 2103 | 400 kV S/S Division, Mendhasal | C232 | 400 kV S/S S/D Mendhasal | 3000002542 | MOTOR&GA-400KV ISOLATOR ELPRO | SPR.ISO400ELPR.A008 | ZSPR_ACT | ZSPR | NOS | 1 | 1 | INR
2000 | Central Zone, Bhubaneswar | 2100 | EHT (O&M) Circle, Bhubaneswar | 2103 | 400 kV S/S Division, Mendhasal | C232 | 400 kV S/S S/D Mendhasal | 3000002543 | CORONA SHIELDING 400KV ISOLATOR ELPRO | SPR.ISO400ELPR.A009 | ZSPR_ACT | ZSPR | NOS | 2 | 2 | INR
2000 | Central Zone, Bhubaneswar | 2100 | EHT (O&M) Circle, Bhubaneswar | 2103 | 400 kV S/S Division, Mendhasal | C232 | 400 kV S/S S/D Mendhasal | 3000002547 | TC FOR 400KV ELPR ISOLATOR | SPR.ISO400ELPR.A013 | ZSPR_ACT | ZSPR | NOS | 3 | 3 | INR
2000 | Central Zone, Bhubaneswar | 2100 | EHT (O&M) Circle, Bhubaneswar | 2103 | 400 kV S/S Division, Mendhasal | C232 | 400 kV S/S S/D Mendhasal | 3000002548 | F.TERMINAL CONNECTOR-400KV ISO ELPRO | SPR.ISO400ELPR.A014 | ZSPR_ACT | ZSPR | NOS | 2 | 2 | INR
2000 | Central Zone, Bhubaneswar | 2100 | EHT (O&M) Circle, Bhubaneswar | 2103 | 400 kV S/S Division, Mendhasal | C232 | 400 kV S/S S/D Mendhasal | 3000002549 | Rigid TC-4" IPS AL-400KV ELPR ISOLATOR | SPR.ISO400ELPR.A015 | ZSPR_ACT | ZSPR | NOS | 3 | 3 | INR
2000 | Central Zone, Bhubaneswar | 2100 | EHT (O&M) Circle, Bhubaneswar | 2103 | 400 kV S/S Division, Mendhasal | C232 | 400 kV S/S S/D Mendhasal | 3000002550 | Rigid TC-4" IPS AL-HOR. ELPR ISOLATOR | SPR.ISO400ELPR.A016 | ZSPR_ACT | ZSPR | NOS | 3 | 3 | INR
2000 | Central Zone, Bhubaneswar | 2100 | EHT (O&M) Circle, Bhubaneswar | 2103 | 400 kV S/S Division, Mendhasal | C232 | 400 kV S/S S/D Mendhasal | 3000002552 | MOTOR OPERATING MBOX OF 400KV ISO ELPRO | SPR.ISO400GRP.A1 | ZSPR_ACT | ZSPR | NOS | 1 | 1 | INR
2000 | Central Zone, Bhubaneswar | 2100 | EHT (O&M) Circle, Bhubaneswar | 2103 | 400 kV S/S Division, Mendhasal | C232 | 400 kV S/S S/D Mendhasal | 3000002553 | MOTOR OPERATING OF E/S-400KV ISO ELPRO | SPR.ISO400GRP.A2 | ZSPR_ACT | ZSPR | NOS | 1 | 1 | INR
2000 | Central Zone, Bhubaneswar | 2100 | EHT (O&M) Circle, Bhubaneswar | 2103 | 400 kV S/S Division, Mendhasal | C232 | 400 kV S/S S/D Mendhasal | 3000002554 | MISCELLANEOUS SPARE ITEMS | SPR.MISC.A001 | ZSPR_THEFT | ZSPR | NOS | 3 | 1000 | INR
2000 | Central Zone, Bhubaneswar | 2100 | EHT (O&M) Circle, Bhubaneswar | 2103 | 400 kV S/S Division, Mendhasal | C232 | 400 kV S/S S/D Mendhasal | 3000002554 | MISCELLANEOUS SPARE ITEMS | SPR.MISC.A001 | ZSPR_ACT | ZSPR | NOS | 190 | 2168061.35 | INR
2000 | Central Zone, Bhubaneswar | 2100 | EHT (O&M) Circle, Bhubaneswar | 2103 | 400 kV S/S Division, Mendhasal | C232 | 400 kV S/S S/D Mendhasal | 3000002559 | AUXILIARY SWITCH CONTACTS ASSEMBLY | SPR.MISC.A012 | ZSPR_ACT | ZSPR | NOS | 1 | 1 | INR
2000 | Central Zone, Bhubaneswar | 2100 | EHT (O&M) Circle, Bhubaneswar | 2103 | 400 kV S/S Division, Mendhasal | C232 | 400 kV S/S S/D Mendhasal | 3000002568 | 3 phase AC Contactor | SPR.MISC.A024 | ZSPR_ACT | ZSPR | NOS | 6 | 43170 | INR
2000 | Central Zone, Bhubaneswar | 2100 | EHT (O&M) Circle, Bhubaneswar | 2103 | 400 kV S/S Division, Mendhasal | C232 | 400 kV S/S S/D Mendhasal | 3000002577 | Silica gel breather for Tfr in Nos | SPR.MISC.A051 | ZSPR_ACT | ZSPR | NOS | 1 | 3700 | INR
2000 | Central Zone, Bhubaneswar | 2100 | EHT (O&M) Circle, Bhubaneswar | 2103 | 400 kV S/S Division, Mendhasal | C232 | 400 kV S/S S/D Mendhasal | 3000002578 | TRIP CKT SUPERVISION RELAY FOR CR PNL | SPR.MISC.A056 | ZSPR_ACT | ZSPR | NOS | 2 | 2 | INR
2000 | Central Zone, Bhubaneswar | 2100 | EHT (O&M) Circle, Bhubaneswar | 2103 | 400 kV S/S Division, Mendhasal | C232 | 400 kV S/S S/D Mendhasal | 3000002635 | Terminal connector | SPR.MISC.A208 | ZSPR_ACT | ZSPR | NOS | 20 | 37570 | INR
2000 | Central Zone, Bhubaneswar | 2100 | EHT (O&M) Circle, Bhubaneswar | 2103 | 400 kV S/S Division, Mendhasal | C232 | 400 kV S/S S/D Mendhasal | 3000002661 | Old & used different Panel spares | SPR.MISC.A249 | ZSPR_ACT | ZSPR | NOS | 14 | 34300 | INR
2000 | Central Zone, Bhubaneswar | 2100 | EHT (O&M) Circle, Bhubaneswar | 2103 | 400 kV S/S Division, Mendhasal | C232 | 400 kV S/S S/D Mendhasal | 3000002753 | Buzzer cum hooter (AC/DC type) | SPR.MISC.A462 | ZSPR_ACT | ZSPR | NOS | 3 | 15300 | INR
2000 | Central Zone, Bhubaneswar | 2100 | EHT (O&M) Circle, Bhubaneswar | 2103 | 400 kV S/S Division, Mendhasal | C232 | 400 kV S/S S/D Mendhasal | 3000002757 | Electronic Trivector meter | SPR.MISC.A478 | ZSPR_ACT | ZSPR | NOS | 10 | 10 | INR
2000 | Central Zone, Bhubaneswar | 2100 | EHT (O&M) Circle, Bhubaneswar | 2103 | 400 kV S/S Division, Mendhasal | C232 | 400 kV S/S S/D Mendhasal | 3000002764 | 33KV BIMETALIC PAD CLAMP | SPR.MISC.A501 | ZSPR_ACT | ZSPR | NOS | 4 | 5672 | INR
2000 | Central Zone, Bhubaneswar | 2100 | EHT (O&M) Circle, Bhubaneswar | 2103 | 400 kV S/S Division, Mendhasal | C232 | 400 kV S/S S/D Mendhasal | 3000002772 | TC-BPI FOR TWIN 642 SQ MM AAAC | SPR.MISC.A524 | ZSPR_ACT | ZSPR | NOS | 2 | 2 | INR
2000 | Central Zone, Bhubaneswar | 2100 | EHT (O&M) Circle, Bhubaneswar | 2103 | 400 kV S/S Division, Mendhasal | C232 | 400 kV S/S S/D Mendhasal | 3000002774 | RIGID BUS THROUGH TYPE TC ON BPI | SPR.MISC.A531 | ZSPR_ACT | ZSPR | NOS | 3 | 3 | INR
2000 | Central Zone, Bhubaneswar | 2100 | EHT (O&M) Circle, Bhubaneswar | 2103 | 400 kV S/S Division, Mendhasal | C232 | 400 kV S/S S/D Mendhasal | 3000002775 | FLEX BUT THROUGH TYPE TC ON BPI | SPR.MISC.A532 | ZSPR_ACT | ZSPR | NOS | 3 | 3 | INR
2000 | Central Zone, Bhubaneswar | 2100 | EHT (O&M) Circle, Bhubaneswar | 2103 | 400 kV S/S Division, Mendhasal | C232 | 400 kV S/S S/D Mendhasal | 3000002776 | ARCING HORN | SPR.MISC.A540 | ZSPR_ACT | ZSPR | NOS | 5 | 5 | INR
2000 | Central Zone, Bhubaneswar | 2100 | EHT (O&M) Circle, Bhubaneswar | 2103 | 400 kV S/S Division, Mendhasal | C232 | 400 kV S/S S/D Mendhasal | 3000002777 | AL.DEAD END | SPR.MISC.A541 | ZSPR_ACT | ZSPR | NOS | 2 | 2 | INR
2000 | Central Zone, Bhubaneswar | 2100 | EHT (O&M) Circle, Bhubaneswar | 2103 | 400 kV S/S Division, Mendhasal | C232 | 400 kV S/S S/D Mendhasal | 3000002778 | AL.JUMPER DEAD END | SPR.MISC.A543 | ZSPR_ACT | ZSPR | NOS | 6 | 6 | INR
2000 | Central Zone, Bhubaneswar | 2100 | EHT (O&M) Circle, Bhubaneswar | 2103 | 400 kV S/S Division, Mendhasal | C232 | 400 kV S/S S/D Mendhasal | 3000002779 | STEEL DEAD END | SPR.MISC.A545 | ZSPR_ACT | ZSPR | NOS | 4 | 4 | INR
2000 | Central Zone, Bhubaneswar | 2100 | EHT (O&M) Circle, Bhubaneswar | 2103 | 400 kV S/S Division, Mendhasal | C232 | 400 kV S/S S/D Mendhasal | 3000002780 | 400KV CORONA RINGS (AL )small | SPR.MISC.A547 | ZSPR_ACT | ZSPR | NOS | 14 | 14 | INR
2000 | Central Zone, Bhubaneswar | 2100 | EHT (O&M) Circle, Bhubaneswar | 2103 | 400 kV S/S Division, Mendhasal | C232 | 400 kV S/S S/D Mendhasal | 3000002781 | SPACERS OF DIFFERENT SIZE | SPR.MISC.A549 | ZSPR_ACT | ZSPR | NOS | 36 | 13195.44 | INR
2000 | Central Zone, Bhubaneswar | 2100 | EHT (O&M) Circle, Bhubaneswar | 2103 | 400 kV S/S Division, Mendhasal | C232 | 400 kV S/S S/D Mendhasal | 3000002782 | TERMINAL CONNECTOR FOR 52KV BUSHING | SPR.MISC.A550 | ZSPR_ACT | ZSPR | NOS | 2 | 2 | INR
2000 | Central Zone, Bhubaneswar | 2100 | EHT (O&M) Circle, Bhubaneswar | 2103 | 400 kV S/S Division, Mendhasal | C232 | 400 kV S/S S/D Mendhasal | 3000002783 | DUMMY PLATE -1.03MTR.DIA,20 MM THICKNESS | SPR.MISC.A551 | ZSPR_ACT | ZSPR | NOS | 4 | 4 | INR
2000 | Central Zone, Bhubaneswar | 2100 | EHT (O&M) Circle, Bhubaneswar | 2103 | 400 kV S/S Division, Mendhasal | C232 | 400 kV S/S S/D Mendhasal | 3000002784 | DUMMY PLATE -1.10MTR.DIA,12 MM THICKNESS | SPR.MISC.A552 | ZSPR_ACT | ZSPR | NOS | 4 | 4 | INR
2000 | Central Zone, Bhubaneswar | 2100 | EHT (O&M) Circle, Bhubaneswar | 2103 | 400 kV S/S Division, Mendhasal | C232 | 400 kV S/S S/D Mendhasal | 3000002785 | DUMMY PLATE -1.10MTR.DIA,15 MM THICKNESS | SPR.MISC.A554 | ZSPR_ACT | ZSPR | NOS | 26 | 26 | INR
2000 | Central Zone, Bhubaneswar | 2100 | EHT (O&M) Circle, Bhubaneswar | 2103 | 400 kV S/S Division, Mendhasal | C232 | 400 kV S/S S/D Mendhasal | 3000002786 | DUMMY PLATES OF DIFFERENT SIZE | SPR.MISC.A555 | ZSPR_ACT | ZSPR | NOS | 1 | 1 | INR
2000 | Central Zone, Bhubaneswar | 2100 | EHT (O&M) Circle, Bhubaneswar | 2103 | 400 kV S/S Division, Mendhasal | C232 | 400 kV S/S S/D Mendhasal | 3000002787 | 4 inch IPS AL. TUBE FOR 400KV BUS WITH C | SPR.MISC.A556 | ZSPR_ACT | ZSPR | NOS | 1 | 1 | INR
2000 | Central Zone, Bhubaneswar | 2100 | EHT (O&M) Circle, Bhubaneswar | 2103 | 400 kV S/S Division, Mendhasal | C232 | 400 kV S/S S/D Mendhasal | 3000002788 | 4 inch IPS AL. TUBE FOR 400KV BUS WITH C | SPR.MISC.A557 | ZSPR_ACT | ZSPR | NOS | 1 | 1 | INR
2000 | Central Zone, Bhubaneswar | 2100 | EHT (O&M) Circle, Bhubaneswar | 2103 | 400 kV S/S Division, Mendhasal | C232 | 400 kV S/S S/D Mendhasal | 3000002789 | 4 inch IPS AL. TUBE FOR 400KV BUS WITH C | SPR.MISC.A558 | ZSPR_ACT | ZSPR | NOS | 1 | 1 | INR
2000 | Central Zone, Bhubaneswar | 2100 | EHT (O&M) Circle, Bhubaneswar | 2103 | 400 kV S/S Division, Mendhasal | C232 | 400 kV S/S S/D Mendhasal | 3000002790 | 4 inch IPS AL. TUBE FOR 400KV BUS WITH C | SPR.MISC.A559 | ZSPR_ACT | ZSPR | NOS | 1 | 1 | INR
2000 | Central Zone, Bhubaneswar | 2100 | EHT (O&M) Circle, Bhubaneswar | 2103 | 400 kV S/S Division, Mendhasal | C232 | 400 kV S/S S/D Mendhasal | 3000002791 | 4 inch IPS AL. TUBE FOR 400KV BUS-0.86 M | SPR.MISC.A560 | ZSPR_ACT | ZSPR | NOS | 1 | 1 | INR
2000 | Central Zone, Bhubaneswar | 2100 | EHT (O&M) Circle, Bhubaneswar | 2103 | 400 kV S/S Division, Mendhasal | C232 | 400 kV S/S S/D Mendhasal | 3000002792 | CONTACTOR | SPR.MISC.A563 | ZSPR_ACT | ZSPR | NOS | 25 | 46851.39 | INR
2000 | Central Zone, Bhubaneswar | 2100 | EHT (O&M) Circle, Bhubaneswar | 2103 | 400 kV S/S Division, Mendhasal | C232 | 400 kV S/S S/D Mendhasal | 3000002793 | AMMETER / CURRENT TRANSDUCER | SPR.MISC.A565 | ZSPR_ACT | ZSPR | NOS | 2 | 2 | INR
2000 | Central Zone, Bhubaneswar | 2100 | EHT (O&M) Circle, Bhubaneswar | 2103 | 400 kV S/S Division, Mendhasal | C232 | 400 kV S/S S/D Mendhasal | 3000002794 | CORONA BELL FOR BPI | SPR.MISC.A566 | ZSPR_ACT | ZSPR | NOS | 3 | 3 | INR
2000 | Central Zone, Bhubaneswar | 2100 | EHT (O&M) Circle, Bhubaneswar | 2103 | 400 kV S/S Division, Mendhasal | C232 | 400 kV S/S S/D Mendhasal | 3000002795 | V' SHAPE CONNECTOR OF B.P.I SUITABLE FOR | SPR.MISC.A567 | ZSPR_ACT | ZSPR | NOS | 1 | 1 | INR
2000 | Central Zone, Bhubaneswar | 2100 | EHT (O&M) Circle, Bhubaneswar | 2103 | 400 kV S/S Division, Mendhasal | C232 | 400 kV S/S S/D Mendhasal | 3000002796 | TERMINAL CONNECTOR ON BPI FOR MOOSE ACSR | SPR.MISC.A568 | ZSPR_ACT | ZSPR | NOS | 11 | 55443 | INR
2000 | Central Zone, Bhubaneswar | 2100 | EHT (O&M) Circle, Bhubaneswar | 2103 | 400 kV S/S Division, Mendhasal | C232 | 400 kV S/S S/D Mendhasal | 3000002797 | FAN SHAFT AC & VENTILLATION SYSTEM | SPR.MISC.A570 | ZSPR_ACT | ZSPR | NOS | 2 | 2 | INR
2000 | Central Zone, Bhubaneswar | 2100 | EHT (O&M) Circle, Bhubaneswar | 2103 | 400 kV S/S Division, Mendhasal | C232 | 400 kV S/S S/D Mendhasal | 3000002798 | TIMER (0-30SEC) | SPR.MISC.A579 | ZSPR_ACT | ZSPR | NOS | 13 | 16260.27 | INR
2000 | Central Zone, Bhubaneswar | 2100 | EHT (O&M) Circle, Bhubaneswar | 2103 | 400 kV S/S Division, Mendhasal | C232 | 400 kV S/S S/D Mendhasal | 3000002799 | TC ON BPI FOR SINGLE 642 SQ MM AAAC | SPR.MISC.A580 | ZSPR_ACT | ZSPR | NOS | 3 | 3 | INR
2000 | Central Zone, Bhubaneswar | 2100 | EHT (O&M) Circle, Bhubaneswar | 2103 | 400 kV S/S Division, Mendhasal | C232 | 400 kV S/S S/D Mendhasal | 3000002801 | Discrepancy Control switch for CB | SPR.MISC.AB27 | ZSPR_ACT | ZSPR | NOS | 4 | 4 | INR
2000 | Central Zone, Bhubaneswar | 2100 | EHT (O&M) Circle, Bhubaneswar | 2103 | 400 kV S/S Division, Mendhasal | C232 | 400 kV S/S S/D Mendhasal | 3000002813 | Protection Transfer Switch(NIT) | SPR.PNL33.A001 | ZSPR_ACT | ZSPR | NOS | 1 | 1 | INR
2000 | Central Zone, Bhubaneswar | 2100 | EHT (O&M) Circle, Bhubaneswar | 2103 | 400 kV S/S Division, Mendhasal | C232 | 400 kV S/S S/D Mendhasal | 3000002814 | Ammeter selector switch | SPR.PNL33.A002 | ZSPR_ACT | ZSPR | NOS | 2 | 2 | INR
2000 | Central Zone, Bhubaneswar | 2100 | EHT (O&M) Circle, Bhubaneswar | 2103 | 400 kV S/S Division, Mendhasal | C232 | 400 kV S/S S/D Mendhasal | 3000002815 | Voltmeter Selector Switch | SPR.PNL33.A003 | ZSPR_ACT | ZSPR | NOS | 2 | 2 | INR
2000 | Central Zone, Bhubaneswar | 2100 | EHT (O&M) Circle, Bhubaneswar | 2103 | 400 kV S/S Division, Mendhasal | C232 | 400 kV S/S S/D Mendhasal | 3000002816 | Voltmeter with Transducer of 33KV Panel | SPR.PNL33.A004 | ZSPR_ACT | ZSPR | NOS | 1 | 1 | INR
2000 | Central Zone, Bhubaneswar | 2100 | EHT (O&M) Circle, Bhubaneswar | 2103 | 400 kV S/S Division, Mendhasal | C232 | 400 kV S/S S/D Mendhasal | 3000002818 | 33KV MW METER ALONG WITH TRANSDUCER | SPR.PNL33.A006 | ZSPR_ACT | ZSPR | SET | 1 | 1 | INR
2000 | Central Zone, Bhubaneswar | 2100 | EHT (O&M) Circle, Bhubaneswar | 2103 | 400 kV S/S Division, Mendhasal | C232 | 400 kV S/S S/D Mendhasal | 3000002819 | 33KV DIGITAL MVAR METER WITH TRANSDUCER | SPR.PNL33.A007 | ZSPR_ACT | ZSPR | SET | 1 | 1 | INR
2000 | Central Zone, Bhubaneswar | 2100 | EHT (O&M) Circle, Bhubaneswar | 2103 | 400 kV S/S Division, Mendhasal | C232 | 400 kV S/S S/D Mendhasal | 3000002825 | SPRING CHARGING MOTOR FOR ACDC | SPR.PNL400MKTL.A002 | ZSPR_ACT | ZSPR | NOS | 2 | 2 | INR
2000 | Central Zone, Bhubaneswar | 2100 | EHT (O&M) Circle, Bhubaneswar | 2103 | 400 kV S/S Division, Mendhasal | C232 | 400 kV S/S S/D Mendhasal | 3000002826 | AUX. CONTACTSETS FOR ACDC | SPR.PNL400MKTL.A003 | ZSPR_ACT | ZSPR | NOS | 4 | 4 | INR
2000 | Central Zone, Bhubaneswar | 2100 | EHT (O&M) Circle, Bhubaneswar | 2103 | 400 kV S/S Division, Mendhasal | C232 | 400 kV S/S S/D Mendhasal | 3000002827 | BUSBAR INSULATOR FOR ACDC | SPR.PNL400MKTL.A004 | ZSPR_ACT | ZSPR | NOS | 10 | 10 | INR
2000 | Central Zone, Bhubaneswar | 2100 | EHT (O&M) Circle, Bhubaneswar | 2103 | 400 kV S/S Division, Mendhasal | C232 | 400 kV S/S S/D Mendhasal | 3000002828 | ARC CHUTES FOR ACDC | SPR.PNL400MKTL.A005 | ZSPR_ACT | ZSPR | NOS | 4 | 4 | INR
2000 | Central Zone, Bhubaneswar | 2100 | EHT (O&M) Circle, Bhubaneswar | 2103 | 400 kV S/S Division, Mendhasal | C232 | 400 kV S/S S/D Mendhasal | 3000002829 | FIXED CONTACTFOR ACDC | SPR.PNL400MKTL.A006 | ZSPR_ACT | ZSPR | NOS | 2 | 2 | INR
2000 | Central Zone, Bhubaneswar | 2100 | EHT (O&M) Circle, Bhubaneswar | 2103 | 400 kV S/S Division, Mendhasal | C232 | 400 kV S/S S/D Mendhasal | 3000002830 | MOVING CONTACTFOR ACDC | SPR.PNL400MKTL.A007 | ZSPR_ACT | ZSPR | NOS | 2 | 2 | INR
2000 | Central Zone, Bhubaneswar | 2100 | EHT (O&M) Circle, Bhubaneswar | 2103 | 400 kV S/S Division, Mendhasal | C232 | 400 kV S/S S/D Mendhasal | 3000002831 | INTERPHASE BARRIERE FOR ACDC | SPR.PNL400MKTL.A008 | ZSPR_ACT | ZSPR | NOS | 2 | 2 | INR
2000 | Central Zone, Bhubaneswar | 2100 | EHT (O&M) Circle, Bhubaneswar | 2103 | 400 kV S/S Division, Mendhasal | C232 | 400 kV S/S S/D Mendhasal | 3000002832 | FIXED ARCING CONTACTFOR ACDC | SPR.PNL400MKTL.A009 | ZSPR_ACT | ZSPR | NOS | 4 | 4 | INR
2000 | Central Zone, Bhubaneswar | 2100 | EHT (O&M) Circle, Bhubaneswar | 2103 | 400 kV S/S Division, Mendhasal | C232 | 400 kV S/S S/D Mendhasal | 3000002833 | CLOSING COIL FOR ACDC | SPR.PNL400MKTL.A010 | ZSPR_ACT | ZSPR | NOS | 2 | 2 | INR
2000 | Central Zone, Bhubaneswar | 2100 | EHT (O&M) Circle, Bhubaneswar | 2103 | 400 kV S/S Division, Mendhasal | C232 | 400 kV S/S S/D Mendhasal | 3000002834 | TRIPPING COIL FOR ACDC | SPR.PNL400MKTL.A011 | ZSPR_ACT | ZSPR | NOS | 4 | 4 | INR
2000 | Central Zone, Bhubaneswar | 2100 | EHT (O&M) Circle, Bhubaneswar | 2103 | 400 kV S/S Division, Mendhasal | C232 | 400 kV S/S S/D Mendhasal | 3000002835 | AUXILLARY FINGER CONTACT-BUS BAR OF ACDC | SPR.PNL400MKTL.A012 | ZSPR_ACT | ZSPR | NOS | 5 | 5 | INR
2000 | Central Zone, Bhubaneswar | 2100 | EHT (O&M) Circle, Bhubaneswar | 2103 | 400 kV S/S Division, Mendhasal | C232 | 400 kV S/S S/D Mendhasal | 3000002837 | CURRENT Tfr FOR ACDC | SPR.PNL400MKTL.A014 | ZSPR_ACT | ZSPR | NOS | 1 | 1 | INR
2000 | Central Zone, Bhubaneswar | 2100 | EHT (O&M) Circle, Bhubaneswar | 2103 | 400 kV S/S Division, Mendhasal | C232 | 400 kV S/S S/D Mendhasal | 3000002838 | VOLTAGE Tfr FOR ACDC | SPR.PNL400MKTL.A015 | ZSPR_ACT | ZSPR | NOS | 1 | 1 | INR
2000 | Central Zone, Bhubaneswar | 2100 | EHT (O&M) Circle, Bhubaneswar | 2103 | 400 kV S/S Division, Mendhasal | C232 | 400 kV S/S S/D Mendhasal | 3000002839 | 400KV BUSHING FOR REACTOR | SPR.RCTR400.A001 | ZSPR_ACT | ZSPR | NOS | 1 | 1 | INR
2000 | Central Zone, Bhubaneswar | 2100 | EHT (O&M) Circle, Bhubaneswar | 2103 | 400 kV S/S Division, Mendhasal | C232 | 400 kV S/S S/D Mendhasal | 3000002840 | Reactor bushing dummy cover plates | SPR.RCTR400.A002 | ZSPR_ACT | ZSPR | NOS | 5 | 5 | INR
2000 | Central Zone, Bhubaneswar | 2100 | EHT (O&M) Circle, Bhubaneswar | 2103 | 400 kV S/S Division, Mendhasal | C232 | 400 kV S/S S/D Mendhasal | 3000002841 | 125 MVAR, 420KV BUS Reactor Oil | SPR.RCTR400.A003 | ZSPR_ACT | ZSPR | NOS | 10 | 10 | INR
2000 | Central Zone, Bhubaneswar | 2100 | EHT (O&M) Circle, Bhubaneswar | 2103 | 400 kV S/S Division, Mendhasal | C232 | 400 kV S/S S/D Mendhasal | 3000002842 | Reactor Roller/wheels | SPR.RCTR400.A004 | ZSPR_ACT | ZSPR | NOS | 4 | 4 | INR
2000 | Central Zone, Bhubaneswar | 2100 | EHT (O&M) Circle, Bhubaneswar | 2103 | 400 kV S/S Division, Mendhasal | C232 | 400 kV S/S S/D Mendhasal | 3000002858 | Surge Monitor for 132/220 KV LA | SPR.SA220.A002 | ZSPR_ACT | ZSPR | NOS | 4 | 27469.71 | INR
2000 | Central Zone, Bhubaneswar | 2100 | EHT (O&M) Circle, Bhubaneswar | 2103 | 400 kV S/S Division, Mendhasal | C232 | 400 kV S/S S/D Mendhasal | 3000002862 | IDM 50B MODEM CARD | SPR.SCADA.IDM50.A01 | ZSPR_ACT | ZSPR | NOS | 1 | 1 | INR
2000 | Central Zone, Bhubaneswar | 2100 | EHT (O&M) Circle, Bhubaneswar | 2103 | 400 kV S/S Division, Mendhasal | C232 | 400 kV S/S S/D Mendhasal | 3000003076 | HV Bushing &Rod-20MVA 220/33 kV Tfr | SPR.TFR20T&R.DB01 | ZSPR_ACT | ZSPR | NOS | 1 | 100000 | INR
2000 | Central Zone, Bhubaneswar | 2100 | EHT (O&M) Circle, Bhubaneswar | 2103 | 400 kV S/S Division, Mendhasal | C232 | 400 kV S/S S/D Mendhasal | 3000003077 | LV Bushing&Rod for 20MVA 220/33kV Tfr | SPR.TFR20T&R.DB02 | ZSPR_ACT | ZSPR | NOS | 1 | 10000 | INR
2000 | Central Zone, Bhubaneswar | 2100 | EHT (O&M) Circle, Bhubaneswar | 2103 | 400 kV S/S Division, Mendhasal | C232 | 400 kV S/S S/D Mendhasal | 3000003078 | HV N. Bushing for 20MVA,220/33kVT&R Tfr | SPR.TFR20T&R.DB03 | ZSPR_ACT | ZSPR | NOS | 1 | 18000 | INR
2000 | Central Zone, Bhubaneswar | 2100 | EHT (O&M) Circle, Bhubaneswar | 2103 | 400 kV S/S Division, Mendhasal | C232 | 400 kV S/S S/D Mendhasal | 3000003079 | LV N. Bushing for 20MVA,220/33kVT&R Tfr | SPR.TFR20T&R.DB04 | ZSPR_ACT | ZSPR | NOS | 1 | 8000 | INR
2000 | Central Zone, Bhubaneswar | 2100 | EHT (O&M) Circle, Bhubaneswar | 2103 | 400 kV S/S Division, Mendhasal | C232 | 400 kV S/S S/D Mendhasal | 3000003080 | WTI for 20MVA,220/33kV Tfr | SPR.TFR20T&R.DB05 | ZSPR_ACT | ZSPR | SET | 1 | 18000 | INR
2000 | Central Zone, Bhubaneswar | 2100 | EHT (O&M) Circle, Bhubaneswar | 2103 | 400 kV S/S Division, Mendhasal | C232 | 400 kV S/S S/D Mendhasal | 3000003081 | OTI for 20MVA,220/33kVT&R Tfr | SPR.TFR20T&R.DB06 | ZSPR_ACT | ZSPR | SET | 1 | 16000 | INR
2000 | Central Zone, Bhubaneswar | 2100 | EHT (O&M) Circle, Bhubaneswar | 2103 | 400 kV S/S Division, Mendhasal | C232 | 400 kV S/S S/D Mendhasal | 3000003082 | PRD for 20MVA,220/33kVT&R Tfr | SPR.TFR20T&R.DB07 | ZSPR_ACT | ZSPR | NOS | 1 | 8000 | INR
2000 | Central Zone, Bhubaneswar | 2100 | EHT (O&M) Circle, Bhubaneswar | 2103 | 400 kV S/S Division, Mendhasal | C232 | 400 kV S/S S/D Mendhasal | 3000003083 | MOLG for 20MVA,220/33kVT&R Tfr | SPR.TFR20T&R.DB08 | ZSPR_ACT | ZSPR | NOS | 1 | 7500 | INR
2000 | Central Zone, Bhubaneswar | 2100 | EHT (O&M) Circle, Bhubaneswar | 2103 | 400 kV S/S Division, Mendhasal | C232 | 400 kV S/S S/D Mendhasal | 3000003084 | Coolerfan&motor for20MVA,220/33kVT&R Tfr | SPR.TFR20T&R.DB09 | ZSPR_ACT | ZSPR | NOS | 1 | 12000 | INR
2000 | Central Zone, Bhubaneswar | 2100 | EHT (O&M) Circle, Bhubaneswar | 2103 | 400 kV S/S Division, Mendhasal | C232 | 400 kV S/S S/D Mendhasal | 3000003085 | B. Relay of for 20MVA,220/33kVT&R Tfr | SPR.TFR20T&R.DB10 | ZSPR_ACT | ZSPR | NOS | 1 | 3500 | INR
2000 | Central Zone, Bhubaneswar | 2100 | EHT (O&M) Circle, Bhubaneswar | 2103 | 400 kV S/S Division, Mendhasal | C232 | 400 kV S/S S/D Mendhasal | 3000003086 | starter R&S for 20MVA 220/33kV T&R Tfr | SPR.TFR20T&R.DB11 | ZSPR_ACT | ZSPR | SET | 1 | 6500 | INR
2000 | Central Zone, Bhubaneswar | 2100 | EHT (O&M) Circle, Bhubaneswar | 2103 | 400 kV S/S Division, Mendhasal | C232 | 400 kV S/S S/D Mendhasal | 3000003087 | TPI for 20MVA,220/33kVT&R Tfr | SPR.TFR20T&R.DB12 | ZSPR_ACT | ZSPR | NOS | 1 | 2500 | INR
2000 | Central Zone, Bhubaneswar | 2100 | EHT (O&M) Circle, Bhubaneswar | 2103 | 400 kV S/S Division, Mendhasal | C232 | 400 kV S/S S/D Mendhasal | 3000003088 | Fuses of 20MVA 220/33kV T&R Tfr | SPR.TFR20T&R.DB13 | ZSPR_ACT | ZSPR | SET | 1 | 5000 | INR
2000 | Central Zone, Bhubaneswar | 2100 | EHT (O&M) Circle, Bhubaneswar | 2103 | 400 kV S/S Division, Mendhasal | C232 | 400 kV S/S S/D Mendhasal | 3000003089 | Lamps for 20MVA 220/33kV T&R Tfr | SPR.TFR20T&R.DB14 | ZSPR_ACT | ZSPR | SET | 1 | 5000 | INR
2000 | Central Zone, Bhubaneswar | 2100 | EHT (O&M) Circle, Bhubaneswar | 2103 | 400 kV S/S Division, Mendhasal | C232 | 400 kV S/S S/D Mendhasal | 3000003112 | CF & MOTOR 400/220/33KV 315MVA ICT | SPR.TFR315BHEL.BA02 | ZSPR_ACT | ZSPR | NOS | 1 | 1 | INR
2000 | Central Zone, Bhubaneswar | 2100 | EHT (O&M) Circle, Bhubaneswar | 2103 | 400 kV S/S Division, Mendhasal | C232 | 400 kV S/S S/D Mendhasal | 3000003113 | BA OLTC 315MVA 400/220KV ICTBHEL Tfr | SPR.TFR315BHEL.BB01 | ZSPR_ACT | ZSPR | NOS | 1 | 1 | INR
2000 | Central Zone, Bhubaneswar | 2100 | EHT (O&M) Circle, Bhubaneswar | 2103 | 400 kV S/S Division, Mendhasal | C232 | 400 kV S/S S/D Mendhasal | 3000003115 | WTI of 315MVA 400/220KV ICTBHEL | SPR.TFR315BHEL.BC02 | ZSPR_ACT | ZSPR | NOS | 1 | 1 | INR
2000 | Central Zone, Bhubaneswar | 2100 | EHT (O&M) Circle, Bhubaneswar | 2103 | 400 kV S/S Division, Mendhasal | C232 | 400 kV S/S S/D Mendhasal | 3000003116 | OTI of 315MVA 400/220KV ICTBHEL | SPR.TFR315BHEL.BC03 | ZSPR_ACT | ZSPR | NOS | 1 | 1 | INR
2000 | Central Zone, Bhubaneswar | 2100 | EHT (O&M) Circle, Bhubaneswar | 2103 | 400 kV S/S Division, Mendhasal | C232 | 400 kV S/S S/D Mendhasal | 3000003118 | MOLG 315MVA 400/220KV ICTBHELTfr | SPR.TFR315BHEL.BC05 | ZSPR_SUP | ZSPR | NOS | 1 | 1 | INR
2000 | Central Zone, Bhubaneswar | 2100 | EHT (O&M) Circle, Bhubaneswar | 2103 | 400 kV S/S Division, Mendhasal | C232 | 400 kV S/S S/D Mendhasal | 3000003119 | CONSORVATOR of 315MVA 400/220KV ICTBHEL | SPR.TFR315BHEL.BC06 | ZSPR_ACT | ZSPR | NOS | 1 | 1 | INR
2000 | Central Zone, Bhubaneswar | 2100 | EHT (O&M) Circle, Bhubaneswar | 2103 | 400 kV S/S Division, Mendhasal | C232 | 400 kV S/S S/D Mendhasal | 3000003120 | OFI FOR 315MVA 400/220KV ICTBHEL | SPR.TFR315BHEL.BC07 | ZSPR_ACT | ZSPR | NOS | 1 | 1 | INR
2000 | Central Zone, Bhubaneswar | 2100 | EHT (O&M) Circle, Bhubaneswar | 2103 | 400 kV S/S Division, Mendhasal | C232 | 400 kV S/S S/D Mendhasal | 3000003121 | R. TPI 315MVA 400/220KV ICTBHEL Tfr | SPR.TFR315BHEL.BC09 | ZSPR_ACT | ZSPR | NOS | 1 | 1 | INR
2000 | Central Zone, Bhubaneswar | 2100 | EHT (O&M) Circle, Bhubaneswar | 2103 | 400 kV S/S Division, Mendhasal | C232 | 400 kV S/S S/D Mendhasal | 3000003122 | TAP CDSA of 315MVA 400/220KV ICTBHEL | SPR.TFR315BHEL.BC10 | ZSPR_ACT | ZSPR | NOS | 1 | 1 | INR
2000 | Central Zone, Bhubaneswar | 2100 | EHT (O&M) Circle, Bhubaneswar | 2103 | 400 kV S/S Division, Mendhasal | C232 | 400 kV S/S S/D Mendhasal | 3000003123 | MOTOR of 315MVA 400/220KV ICTBHEL | SPR.TFR315BHEL.BC11 | ZSPR_ACT | ZSPR | NOS | 1 | 1 | INR
2000 | Central Zone, Bhubaneswar | 2100 | EHT (O&M) Circle, Bhubaneswar | 2103 | 400 kV S/S Division, Mendhasal | C232 | 400 kV S/S S/D Mendhasal | 3000003124 | BR OLTC 315MVA 400/220KV ICTBHEL Tfr | SPR.TFR315BHEL.BC12 | ZSPR_ACT | ZSPR | NOS | 2 | 2 | INR
2000 | Central Zone, Bhubaneswar | 2100 | EHT (O&M) Circle, Bhubaneswar | 2103 | 400 kV S/S Division, Mendhasal | C232 | 400 kV S/S S/D Mendhasal | 3000003125 | AUXILARY of 315MVA 400/220KV ICTBHEL | SPR.TFR315BHEL.BC13 | ZSPR_ACT | ZSPR | NOS | 1 | 1 | INR
2000 | Central Zone, Bhubaneswar | 2100 | EHT (O&M) Circle, Bhubaneswar | 2103 | 400 kV S/S Division, Mendhasal | C232 | 400 kV S/S S/D Mendhasal | 3000003126 | M. FOLLOWER of 315MVA 400/220KV ICTBHEL | SPR.TFR315BHEL.BC15 | ZSPR_ACT | ZSPR | NOS | 1 | 1 | INR
2000 | Central Zone, Bhubaneswar | 2100 | EHT (O&M) Circle, Bhubaneswar | 2103 | 400 kV S/S Division, Mendhasal | C232 | 400 kV S/S S/D Mendhasal | 3000003127 | WTI 400/220/33KV 315MVA ICTBHEL | SPR.TFR315BHEL.BC16 | ZSPR_ACT | ZSPR | NOS | 2 | 2 | INR
2000 | Central Zone, Bhubaneswar | 2100 | EHT (O&M) Circle, Bhubaneswar | 2103 | 400 kV S/S Division, Mendhasal | C232 | 400 kV S/S S/D Mendhasal | 3000003128 | AUX.CONTACT400/220/33KV 315MVA ICTBHEL | SPR.TFR315BHEL.BC17 | ZSPR_ACT | ZSPR | NOS | 4 | 4 | INR
2000 | Central Zone, Bhubaneswar | 2100 | EHT (O&M) Circle, Bhubaneswar | 2103 | 400 kV S/S Division, Mendhasal | C232 | 400 kV S/S S/D Mendhasal | 3000003129 | REALEY of 315MVA 400/220KV ICTBHEL | SPR.TFR315BHEL.BC18 | ZSPR_ACT | ZSPR | NOS | 2 | 2 | INR
2000 | Central Zone, Bhubaneswar | 2100 | EHT (O&M) Circle, Bhubaneswar | 2103 | 400 kV S/S Division, Mendhasal | C232 | 400 kV S/S S/D Mendhasal | 3000003131 | CLAMP CONNECTORS 315MVA ICT BUSHING | SPR.TFR315BHEL.BC20 | ZSPR_ACT | ZSPR | NOS | 32 | 32 | INR
2000 | Central Zone, Bhubaneswar | 2100 | EHT (O&M) Circle, Bhubaneswar | 2103 | 400 kV S/S Division, Mendhasal | C232 | 400 kV S/S S/D Mendhasal | 3000003132 | R VALVE 315MVA 400/220KV ICTBHEL Tfr | SPR.TFR315BHEL.BD01 | ZSPR_ACT | ZSPR | NOS | 3 | 3 | INR
2000 | Central Zone, Bhubaneswar | 2100 | EHT (O&M) Circle, Bhubaneswar | 2103 | 400 kV S/S Division, Mendhasal | C232 | 400 kV S/S S/D Mendhasal | 3000003133 | GW VALVE 315MVA 400/220KV ICTBHEL Tfr | SPR.TFR315BHEL.BD02 | ZSPR_ACT | ZSPR | NOS | 21 | 21 | INR
2000 | Central Zone, Bhubaneswar | 2100 | EHT (O&M) Circle, Bhubaneswar | 2103 | 400 kV S/S Division, Mendhasal | C232 | 400 kV S/S S/D Mendhasal | 3000003134 | WTI FOR 400/220/33KV 315MVA ICTBHEL | SPR.TFR315BHEL.BD11 | ZSPR_ACT | ZSPR | NOS | 1 | 1 | INR
2000 | Central Zone, Bhubaneswar | 2100 | EHT (O&M) Circle, Bhubaneswar | 2103 | 400 kV S/S Division, Mendhasal | C232 | 400 kV S/S S/D Mendhasal | 3000003135 | E. JOINTof 315MVA 400/220KV ICTBHEL | SPR.TFR315BHEL.BD12 | ZSPR_ACT | ZSPR | NOS | 1 | 1 | INR
2000 | Central Zone, Bhubaneswar | 2100 | EHT (O&M) Circle, Bhubaneswar | 2103 | 400 kV S/S Division, Mendhasal | C232 | 400 kV S/S S/D Mendhasal | 3000003137 | DETECTOR of 315MVA 400/220KV ICTBHEL | SPR.TFR315BHEL.BF01 | ZSPR_ACT | ZSPR | NOS | 2 | 2 | INR
2000 | Central Zone, Bhubaneswar | 2100 | EHT (O&M) Circle, Bhubaneswar | 2103 | 400 kV S/S Division, Mendhasal | C232 | 400 kV S/S S/D Mendhasal | 3000003138 | PROJECTORS of 315MVA 400/220KV ICTBHEL | SPR.TFR315BHEL.BF02 | ZSPR_ACT | ZSPR | NOS | 4 | 4 | INR
2000 | Central Zone, Bhubaneswar | 2100 | EHT (O&M) Circle, Bhubaneswar | 2103 | 400 kV S/S Division, Mendhasal | C232 | 400 kV S/S S/D Mendhasal | 3000003142 | FIRE SYSTEM 315MVA ICT400/220/33KV BHEL | SPR.TFR315BHEL.BF06 | ZSPR_ACT | ZSPR | NOS | 2 | 2 | INR
2000 | Central Zone, Bhubaneswar | 2100 | EHT (O&M) Circle, Bhubaneswar | 2103 | 400 kV S/S Division, Mendhasal | C232 | 400 kV S/S S/D Mendhasal | 3000003144 | G. VALVE of 315MVA 400/220KV ICTBHEL | SPR.TFR315BHEL.BF08 | ZSPR_ACT | ZSPR | NOS | 2 | 2 | INR
2000 | Central Zone, Bhubaneswar | 2100 | EHT (O&M) Circle, Bhubaneswar | 2103 | 400 kV S/S Division, Mendhasal | C232 | 400 kV S/S S/D Mendhasal | 3000003145 | MM PLUG of 315MVA 400/220KV ICTBHEL | SPR.TFR315BHEL.BF09 | ZSPR_ACT | ZSPR | NOS | 36 | 36 | INR
2000 | Central Zone, Bhubaneswar | 2100 | EHT (O&M) Circle, Bhubaneswar | 2103 | 400 kV S/S Division, Mendhasal | C232 | 400 kV S/S S/D Mendhasal | 3000003146 | MM CABLE of 315MVA 400/220KV ICTBHEL | SPR.TFR315BHEL.BF10 | ZSPR_ACT | ZSPR | NOS | 2 | 2 | INR
2000 | Central Zone, Bhubaneswar | 2100 | EHT (O&M) Circle, Bhubaneswar | 2103 | 400 kV S/S Division, Mendhasal | C232 | 400 kV S/S S/D Mendhasal | 3000003148 | S.DETECTOR of 315MVA 400/220KV ICTBHEL | SPR.TFR315BHEL.BF12 | ZSPR_ACT | ZSPR | NOS | 2 | 2 | INR
2000 | Central Zone, Bhubaneswar | 2100 | EHT (O&M) Circle, Bhubaneswar | 2103 | 400 kV S/S Division, Mendhasal | C232 | 400 kV S/S S/D Mendhasal | 3000003149 | PUMP FLANGE&WASHER FIRE SYSTEM | SPR.TFR315BHEL.BF19 | ZSPR_ACT | ZSPR | NOS | 1 | 1 | INR
2000 | Central Zone, Bhubaneswar | 2100 | EHT (O&M) Circle, Bhubaneswar | 2103 | 400 kV S/S Division, Mendhasal | C232 | 400 kV S/S S/D Mendhasal | 3000003150 | B.ASSEMBLY-315MVA 400/220KV ICTBHEL | SPR.TFR315BHEL.BG01 | ZSPR_ACT | ZSPR | NOS | 2 | 2 | INR
2000 | Central Zone, Bhubaneswar | 2100 | EHT (O&M) Circle, Bhubaneswar | 2103 | 400 kV S/S Division, Mendhasal | C232 | 400 kV S/S S/D Mendhasal | 3000003377 | Spacer for Twin 132 KV Bus (Moose) | SS.CLAMP.A031 | ZSPR_ACT | ZSPR | NOS | 38 | 32680 | INR
2000 | Central Zone, Bhubaneswar | 2100 | EHT (O&M) Circle, Bhubaneswar | 2103 | 400 kV S/S Division, Mendhasal | C232 | 400 kV S/S S/D Mendhasal | 3000003445 | HDG MS SS equipment Structures | STRS.GI.A001 | ZSPR_ACT | ZSPR | MT | 3.957 | 319715.71 | INR
2000 | Central Zone, Bhubaneswar | 2100 | EHT (O&M) Circle, Bhubaneswar | 2103 | 400 kV S/S Division, Mendhasal | C232 | 400 kV S/S S/D Mendhasal | 3000003451 | MW meter along with Transducer | TEL.MISC.A577 | ZSPR_ACT | ZSPR | NOS | 2 | 2 | INR
2000 | Central Zone, Bhubaneswar | 2100 | EHT (O&M) Circle, Bhubaneswar | 2103 | 400 kV S/S Division, Mendhasal | C232 | 400 kV S/S S/D Mendhasal | 3000003452 | VOLTAGE TRANSDUCER | TEL.MISC.A578 | ZSPR_ACT | ZSPR | NOS | 1 | 1 | INR
2000 | Central Zone, Bhubaneswar | 2100 | EHT (O&M) Circle, Bhubaneswar | 2103 | 400 kV S/S Division, Mendhasal | C232 | 400 kV S/S S/D Mendhasal | 3000003454 | MVAR TRANSDUCER | TEL.SPR.MISC.A564 | ZSPR_ACT | ZSPR | NOS | 2 | 2 | INR
2000 | Central Zone, Bhubaneswar | 2100 | EHT (O&M) Circle, Bhubaneswar | 2103 | 400 kV S/S Division, Mendhasal | C233 | 400/220 kV Line S/D Mendhasal | 3000003550 | NORMAL TOWER 400KV DA JYOTIHT TOWER | TWR.400DA.L.A002 | ZSPR_ACT | ZSPR | MT | 1 | 103503.5 | INR
2000 | Central Zone, Bhubaneswar | 2100 | EHT (O&M) Circle, Bhubaneswar | 2103 | 400 kV S/S Division, Mendhasal | C233 | 400/220 kV Line S/D Mendhasal | 3000003560 | DISMANTLED TOWER MEMBERS | TWR.DISMENTAL.A001 | ZSPR_US | ZSPR | MT | 1.256 | 31764.5 | INR
2000 | Central Zone, Bhubaneswar | 2100 | EHT (O&M) Circle, Bhubaneswar | 2103 | 400 kV S/S Division, Mendhasal | C233 | 400/220 kV Line S/D Mendhasal | 3000003561 | DANGER BOARD | TWR.DNGRBRD.A001 | ZSPR_ACT | ZSPR | NOS | 70 | 24570 | INR
2000 | Central Zone, Bhubaneswar | 2100 | EHT (O&M) Circle, Bhubaneswar | 2103 | 400 kV S/S Division, Mendhasal | C232 | 400 kV S/S S/D Mendhasal | 3000003563 | 45X45X5MM SIZE GI TOWER ANGLE | TWR.GI.ANGLE.A002 | ZSPR_ACT | ZSPR | MT | 2.05 | 119550.14 | INR
2000 | Central Zone, Bhubaneswar | 2100 | EHT (O&M) Circle, Bhubaneswar | 2103 | 400 kV S/S Division, Mendhasal | C233 | 400/220 kV Line S/D Mendhasal | 3000003564 | 50X50X5MM SIZE GI TOWER ANGLE | TWR.GI.ANGLE.A003 | ZSPR_ACT | ZSPR | MT | 0.25 | 13138.76 | INR
2000 | Central Zone, Bhubaneswar | 2100 | EHT (O&M) Circle, Bhubaneswar | 2103 | 400 kV S/S Division, Mendhasal | C232 | 400 kV S/S S/D Mendhasal | 3000003564 | 50X50X5MM SIZE GI TOWER ANGLE | TWR.GI.ANGLE.A003 | ZSPR_ACT | ZSPR | MT | 4 | 210220.23 | INR
2000 | Central Zone, Bhubaneswar | 2100 | EHT (O&M) Circle, Bhubaneswar | 2103 | 400 kV S/S Division, Mendhasal | C233 | 400/220 kV Line S/D Mendhasal | 3000003568 | 75X75X6MM SIZE GI TOWER ANGLE | TWR.GI.ANGLE.A007 | ZSPR_ACT | ZSPR | MT | 0.5 | 27259 | INR
2000 | Central Zone, Bhubaneswar | 2100 | EHT (O&M) Circle, Bhubaneswar | 2103 | 400 kV S/S Division, Mendhasal | C232 | 400 kV S/S S/D Mendhasal | 3000003569 | 80X80X6MM SIZE GI TOWER ANGLE | TWR.GI.ANGLE.A008 | ZSPR_ACT | ZSPR | MT | 1.395 | 73489.65 | INR
2000 | Central Zone, Bhubaneswar | 2100 | EHT (O&M) Circle, Bhubaneswar | 2103 | 400 kV S/S Division, Mendhasal | C233 | 400/220 kV Line S/D Mendhasal | 3000003581 | 16X175 MM TOWER STEP BOLT | TWR.STP.BLT.A001 | ZSPR_ACT | ZSPR | KG | 580 | 35350.1 | INR
2000 | Central Zone, Bhubaneswar | 2100 | EHT (O&M) Circle, Bhubaneswar | 2103 | 400 kV S/S Division, Mendhasal | C232 | 400 kV S/S S/D Mendhasal | 3000003586 | 132KV WAVE TRAP 800A/0.5mH | WT.132.E005 | ZSPR_ACT | ZSPR | NOS | 1 | 1 | INR
2000 | Central Zone, Bhubaneswar | 2100 | EHT (O&M) Circle, Bhubaneswar | 2103 | 400 kV S/S Division, Mendhasal | C232 | 400 kV S/S S/D Mendhasal | 3000003588 | 220KV 1600A 1MH WAVE TRAP | WT.220.E005 | ZSPR_SUP | ZSPR | NOS | 14 | 14 | INR
2000 | Central Zone, Bhubaneswar | 2100 | EHT (O&M) Circle, Bhubaneswar | 2103 | 400 kV S/S Division, Mendhasal | C232 | 400 kV S/S S/D Mendhasal | 3000003590 | 400KV WAVE TRAP 2000A/1mH | WT.400.E005 | ZSPR_SUP | ZSPR | NOS | 4 | 4 | INR
2000 | Central Zone, Bhubaneswar | 2100 | EHT (O&M) Circle, Bhubaneswar | 2103 | 400 kV S/S Division, Mendhasal | C232 | 400 kV S/S S/D Mendhasal | 3000003636 | 4" IPS ALLUMINIUM PIPE FOR 400KV BUS | MISC.AL.PIPE.A003 | ZSPR_ACT | ZSPR | M | 105 | 195781 | INR
2000 | Central Zone, Bhubaneswar | 2100 | EHT (O&M) Circle, Bhubaneswar | 2103 | 400 kV S/S Division, Mendhasal | C232 | 400 kV S/S S/D Mendhasal | 3000003837 | Pedestal Fan | SPR.MISC.D002 | ZSPR_THEFT | ZSPR | NOS | 1 | 800 | INR
2000 | Central Zone, Bhubaneswar | 2100 | EHT (O&M) Circle, Bhubaneswar | 2103 | 400 kV S/S Division, Mendhasal | C232 | 400 kV S/S S/D Mendhasal | 4000000004 | FRP Telescopic earth discharge rods | MISC.DISCHARGE.B001 | ZTNP_ACT | ZTNP | NOS | 3 | 3494.85 | INR
2000 | Central Zone, Bhubaneswar | 2100 | EHT (O&M) Circle, Bhubaneswar | 2103 | 400 kV S/S Division, Mendhasal | C232 | 400 kV S/S S/D Mendhasal | 4000000005 | GUM BOOT | MISC.GUMBOOT.A001 | ZTNP_ACT | ZTNP | NOS | 4 | 1327.12 | INR
2000 | Central Zone, Bhubaneswar | 2100 | EHT (O&M) Circle, Bhubaneswar | 2103 | 400 kV S/S Division, Mendhasal | C233 | 400/220 kV Line S/D Mendhasal | 4000000048 | D SHACKLE 3/4" | TNP.DSHAKLE.A002 | ZTNP_ACT | ZTNP | NOS | 10 | 3500 | INR
2000 | Central Zone, Bhubaneswar | 2100 | EHT (O&M) Circle, Bhubaneswar | 2103 | 400 kV S/S Division, Mendhasal | C232 | 400 kV S/S S/D Mendhasal | 4000000104 | Safety Hand Gloves | TNP.GLOVES.A001 | ZTNP_ACT | ZTNP | PAA | 3 | 10500 | INR
2000 | Central Zone, Bhubaneswar | 2100 | EHT (O&M) Circle, Bhubaneswar | 2103 | 400 kV S/S Division, Mendhasal | C233 | 400/220 kV Line S/D Mendhasal | 4000000149 | LINE MAN SAFETY BELT | TNP.SFTYINSTMT.A002 | ZTNP_ACT | ZTNP | NOS | 4 | 26496 | INR
2000 | Central Zone, Bhubaneswar | 2100 | EHT (O&M) Circle, Bhubaneswar | 2103 | 400 kV S/S Division, Mendhasal | C233 | 400/220 kV Line S/D Mendhasal | 5000000015 | SCRAP EARTHWIRE CUT PIECES | SCRP.EW.CUTPIECE.A001 | ZSRP_SCRAP | ZSRP | MT | 28.96 | 28.96 | INR
2000 | Central Zone, Bhubaneswar | 2100 | EHT (O&M) Circle, Bhubaneswar | 2103 | 400 kV S/S Division, Mendhasal | C232 | 400 kV S/S S/D Mendhasal | 5000000069 | Scrap 33 KV VCB | SCRP.MISC.A136 | ZSRP_SCRAP | ZSRP | NOS | 1 | 1 | INR
2000 | Central Zone, Bhubaneswar | 2100 | EHT (O&M) Circle, Bhubaneswar | 2103 | 400 kV S/S Division, Mendhasal | C232 | 400 kV S/S S/D Mendhasal | 5000000070 | Scrap 33KV CT | SCRP.MISC.A146 | ZSRP_SCRAP | ZSRP | NOS | 1 | 1 | INR
2000 | Central Zone, Bhubaneswar | 2100 | EHT (O&M) Circle, Bhubaneswar | 2103 | 400 kV S/S Division, Mendhasal | C232 | 400 kV S/S S/D Mendhasal | 5000000164 | SCRAP BATTERY CHARGER | SCRP.SPRCHRG.A001 | ZSRP_SCRAP | ZSRP | NOS | 3 | 3 | INR
2000 | Central Zone, Bhubaneswar | 2100 | EHT (O&M) Circle, Bhubaneswar | 2103 | 400 kV S/S Division, Mendhasal | C233 | 400/220 kV Line S/D Mendhasal | 5000000173 | scrap tower material | SCRP.TWR.A001 | ZSRP_SCRAP | ZSRP | MT | 0.265 | 13019.45 | INR
2000 | Central Zone, Bhubaneswar | 2100 | EHT (O&M) Circle, Bhubaneswar | 2103 | 400 kV S/S Division, Mendhasal | C233 | 400/220 kV Line S/D Mendhasal | 5000000180 | SCRAP OPGW WIRE | SCRP.MISC.A107 | ZSRP_SCRAP | ZSRP | KG | 3.43 | 3.43 | INR
2000 | Central Zone, Bhubaneswar | 2100 | EHT (O&M) Circle, Bhubaneswar | 2103 | 400 kV S/S Division, Mendhasal | C232 | 400 kV S/S S/D Mendhasal | 5000000225 | Scrap Copper | SCRP.MISC.A006 | ZSRP_THEFT | ZSRP | KG | 82 | 28700 | INR
2000 | Central Zone, Bhubaneswar | 2100 | EHT (O&M) Circle, Bhubaneswar | 2104 | EHT (O&M) Division, Khurda | C247 | 220/33 kV T/L S/S S/D Nayagarh | 1000000002 | 220KV SF6 CB with Structure | BKR.245SF6.S.S.K001 | ZCAP_ACT | ZCAP | NOS | 1 | 3711748 | INR
2000 | Central Zone, Bhubaneswar | 2100 | EHT (O&M) Circle, Bhubaneswar | 2104 | EHT (O&M) Division, Khurda | C243 | 132/33 kV T/L S/S S/D Khurda | 1000000004 | 36KV VCB with Structure | BKR.36VCB.G.S.F005 | ZCAP_ACT | ZCAP | NOS | 2 | 256619.49 | INR
2000 | Central Zone, Bhubaneswar | 2100 | EHT (O&M) Circle, Bhubaneswar | 2104 | EHT (O&M) Division, Khurda | C247 | 220/33 kV T/L S/S S/D Nayagarh | 1000000004 | 36KV VCB with Structure | BKR.36VCB.G.S.F005 | ZCAP_US | ZCAP | NOS | 2 | 2 | INR
2000 | Central Zone, Bhubaneswar | 2100 | EHT (O&M) Circle, Bhubaneswar | 2104 | EHT (O&M) Division, Khurda | C243 | 132/33 kV T/L S/S S/D Khurda | 1000000004 | 36KV VCB with Structure | BKR.36VCB.G.S.F005 | ZCAP_SH | ZCAP | NOS | 1 | 167.5 | INR
2000 | Central Zone, Bhubaneswar | 2100 | EHT (O&M) Circle, Bhubaneswar | 2104 | EHT (O&M) Division, Khurda | C247 | 220/33 kV T/L S/S S/D Nayagarh | 1000000004 | 36KV VCB with Structure | BKR.36VCB.G.S.F005 | ZCAP_SH | ZCAP | NOS | 5 | 837.5 | INR
2000 | Central Zone, Bhubaneswar | 2100 | EHT (O&M) Circle, Bhubaneswar | 2104 | EHT (O&M) Division, Khurda | C242 | 220/132/33 kV S/S S/D Atri | 1000000014 | AAAC ZEBRA CONDUCTOR | COND.AAAC.A002 | ZCAP_SH | ZCAP | KM | 0.09 | 0.01 | INR
2000 | Central Zone, Bhubaneswar | 2100 | EHT (O&M) Circle, Bhubaneswar | 2104 | EHT (O&M) Division, Khurda | CL42 | 220/132/33 kV S/S S/D Atri_Line | 1000000014 | AAAC ZEBRA CONDUCTOR | COND.AAAC.A002 | ZCAP_SH | ZCAP | KM | 0.03 | 0 | INR
2000 | Central Zone, Bhubaneswar | 2100 | EHT (O&M) Circle, Bhubaneswar | 2104 | EHT (O&M) Division, Khurda | C245 | 132/33 kV S/S S/D Arugul | 1000000016 | ACSR PANTHER CONDUCTOR | COND.ACSR.A002 | ZCAP_ACT | ZCAP | KM | 2.2 | 241921.67 | INR
2000 | Central Zone, Bhubaneswar | 2100 | EHT (O&M) Circle, Bhubaneswar | 2104 | EHT (O&M) Division, Khurda | CL43 | 132/33 kV T/L S/S S/D Khurda_Line | 1000000016 | ACSR PANTHER CONDUCTOR | COND.ACSR.A002 | ZCAP_ACT | ZCAP | KM | 4.93 | 542124.48 | INR
2000 | Central Zone, Bhubaneswar | 2100 | EHT (O&M) Circle, Bhubaneswar | 2104 | EHT (O&M) Division, Khurda | CL42 | 220/132/33 kV S/S S/D Atri_Line | 1000000016 | ACSR PANTHER CONDUCTOR | COND.ACSR.A002 | ZCAP_FREE | ZCAP | KM | 0.47 | 0 | INR
2000 | Central Zone, Bhubaneswar | 2100 | EHT (O&M) Circle, Bhubaneswar | 2104 | EHT (O&M) Division, Khurda | CL43 | 132/33 kV T/L S/S S/D Khurda_Line | 1000000016 | ACSR PANTHER CONDUCTOR | COND.ACSR.A002 | ZCAP_SH | ZCAP | KM | 1.59 | 1825.88 | INR
2000 | Central Zone, Bhubaneswar | 2100 | EHT (O&M) Circle, Bhubaneswar | 2104 | EHT (O&M) Division, Khurda | CL43 | 132/33 kV T/L S/S S/D Khurda_Line | 1000000016 | ACSR PANTHER CONDUCTOR | COND.ACSR.A002 | ZCAP_SH | ZCAP | KM | 9 | 10335.16 | INR
2000 | Central Zone, Bhubaneswar | 2100 | EHT (O&M) Circle, Bhubaneswar | 2104 | EHT (O&M) Division, Khurda | C243 | 132/33 kV T/L S/S S/D Khurda | 1000000017 | ACSR ZEBRA CONDUCTOR | COND.ACSR.A003 | ZCAP_ACT | ZCAP | KM | 1.639 | 128442.38 | INR
2000 | Central Zone, Bhubaneswar | 2100 | EHT (O&M) Circle, Bhubaneswar | 2104 | EHT (O&M) Division, Khurda | C242 | 220/132/33 kV S/S S/D Atri | 1000000017 | ACSR ZEBRA CONDUCTOR | COND.ACSR.A003 | ZCAP_ACT | ZCAP | KM | 0.076 | 5955.84 | INR
2000 | Central Zone, Bhubaneswar | 2100 | EHT (O&M) Circle, Bhubaneswar | 2104 | EHT (O&M) Division, Khurda | C242 | 220/132/33 kV S/S S/D Atri | 1000000017 | ACSR ZEBRA CONDUCTOR | COND.ACSR.A003 | ZCAP_SH | ZCAP | KM | 0.022 | 0.03 | INR
2000 | Central Zone, Bhubaneswar | 2100 | EHT (O&M) Circle, Bhubaneswar | 2104 | EHT (O&M) Division, Khurda | C243 | 132/33 kV T/L S/S S/D Khurda | 1000000017 | ACSR ZEBRA CONDUCTOR | COND.ACSR.A003 | ZCAP_SH | ZCAP | KM | 0.07 | 0.1 | INR
2000 | Central Zone, Bhubaneswar | 2100 | EHT (O&M) Circle, Bhubaneswar | 2104 | EHT (O&M) Division, Khurda | C245 | 132/33 kV S/S S/D Arugul | 1000000017 | ACSR ZEBRA CONDUCTOR | COND.ACSR.A003 | ZCAP_ACT | ZCAP | KM | 0.23 | 18024.25 | INR
2000 | Central Zone, Bhubaneswar | 2100 | EHT (O&M) Circle, Bhubaneswar | 2104 | EHT (O&M) Division, Khurda | C247 | 220/33 kV T/L S/S S/D Nayagarh | 1000000017 | ACSR ZEBRA CONDUCTOR | COND.ACSR.A003 | ZCAP_ACT | ZCAP | KM | 2.11 | 165352.91 | INR
2000 | Central Zone, Bhubaneswar | 2100 | EHT (O&M) Circle, Bhubaneswar | 2104 | EHT (O&M) Division, Khurda | C247 | 220/33 kV T/L S/S S/D Nayagarh | 1000000017 | ACSR ZEBRA CONDUCTOR | COND.ACSR.A003 | ZCAP_SH | ZCAP | KM | 0.05 | 0.07 | INR
2000 | Central Zone, Bhubaneswar | 2100 | EHT (O&M) Circle, Bhubaneswar | 2104 | EHT (O&M) Division, Khurda | C242 | 220/132/33 kV S/S S/D Atri | 1000000018 | ACSR MOOSE CONDUCTOR | COND.ACSR.A004 | ZCAP_SH | ZCAP | KM | 0.01 | 0.01 | INR
2000 | Central Zone, Bhubaneswar | 2100 | EHT (O&M) Circle, Bhubaneswar | 2104 | EHT (O&M) Division, Khurda | C246 | 132/33 kV S/S S/D Banki | 1000000018 | ACSR MOOSE CONDUCTOR | COND.ACSR.A004 | ZCAP_FREE | ZCAP | KM | 0.046 | 0 | INR
2000 | Central Zone, Bhubaneswar | 2100 | EHT (O&M) Circle, Bhubaneswar | 2104 | EHT (O&M) Division, Khurda | C242 | 220/132/33 kV S/S S/D Atri | 1000000018 | ACSR MOOSE CONDUCTOR | COND.ACSR.A004 | ZCAP_FREE | ZCAP | KM | 0.214 | 0 | INR
2000 | Central Zone, Bhubaneswar | 2100 | EHT (O&M) Circle, Bhubaneswar | 2104 | EHT (O&M) Division, Khurda | C244 | 132/33 kV T/L S/S S/D Chandpur | 1000000018 | ACSR MOOSE CONDUCTOR | COND.ACSR.A004 | ZCAP_ACT | ZCAP | KM | 0.454 | 272981.89 | INR
2000 | Central Zone, Bhubaneswar | 2100 | EHT (O&M) Circle, Bhubaneswar | 2104 | EHT (O&M) Division, Khurda | C245 | 132/33 kV S/S S/D Arugul | 1000000018 | ACSR MOOSE CONDUCTOR | COND.ACSR.A004 | ZCAP_ACT | ZCAP | KM | 0.952 | 572420.18 | INR
2000 | Central Zone, Bhubaneswar | 2100 | EHT (O&M) Circle, Bhubaneswar | 2104 | EHT (O&M) Division, Khurda | C245 | 132/33 kV S/S S/D Arugul | 1000000018 | ACSR MOOSE CONDUCTOR | COND.ACSR.A004 | ZCAP_ACT | ZCAP | KM | 0.006 | 3607.69 | INR
2000 | Central Zone, Bhubaneswar | 2100 | EHT (O&M) Circle, Bhubaneswar | 2104 | EHT (O&M) Division, Khurda | C243 | 132/33 kV T/L S/S S/D Khurda | 1000000018 | ACSR MOOSE CONDUCTOR | COND.ACSR.A004 | ZCAP_ACT | ZCAP | KM | 0.704 | 423302.31 | INR
2000 | Central Zone, Bhubaneswar | 2100 | EHT (O&M) Circle, Bhubaneswar | 2104 | EHT (O&M) Division, Khurda | CL43 | 132/33 kV T/L S/S S/D Khurda_Line | 1000000020 | ACCC-Casablanca HTLS Conductor | COND.HTLS.A001 | ZCAP_ACT | ZCAP | KM | 2.97 | 1591920 | INR
2000 | Central Zone, Bhubaneswar | 2100 | EHT (O&M) Circle, Bhubaneswar | 2104 | EHT (O&M) Division, Khurda | C243 | 132/33 kV T/L S/S S/D Khurda | 1000000022 | COPPER CONDUCTOR | COND.SPECIAL.A002 | ZCAP_SH | ZCAP | KM | 0.097 | 2443.35 | INR
2000 | Central Zone, Bhubaneswar | 2100 | EHT (O&M) Circle, Bhubaneswar | 2104 | EHT (O&M) Division, Khurda | C243 | 132/33 kV T/L S/S S/D Khurda | 1000000022 | COPPER CONDUCTOR | COND.SPECIAL.A002 | ZCAP_SH | ZCAP | KM | 0.041 | 1032.76 | INR
2000 | Central Zone, Bhubaneswar | 2100 | EHT (O&M) Circle, Bhubaneswar | 2104 | EHT (O&M) Division, Khurda | C243 | 132/33 kV T/L S/S S/D Khurda | 1000000022 | COPPER CONDUCTOR | COND.SPECIAL.A002 | ZCAP_SH | ZCAP | KM | 0.031 | 780.87 | INR
2000 | Central Zone, Bhubaneswar | 2100 | EHT (O&M) Circle, Bhubaneswar | 2104 | EHT (O&M) Division, Khurda | C243 | 132/33 kV T/L S/S S/D Khurda | 1000000023 | CAPACITOR BANK UNIT | CPB.UNIT.A001 | ZCAP_ACT | ZCAP | NOS | 8 | 8 | INR
2000 | Central Zone, Bhubaneswar | 2100 | EHT (O&M) Circle, Bhubaneswar | 2104 | EHT (O&M) Division, Khurda | C244 | 132/33 kV T/L S/S S/D Chandpur | 1000000028 | 36KV 1CORE NCTOF PRIMARY CURRENT 200A | CT.36NCT200.A001 | ZCAP_ACT | ZCAP | NOS | 1 | 21500 | INR
2000 | Central Zone, Bhubaneswar | 2100 | EHT (O&M) Circle, Bhubaneswar | 2104 | EHT (O&M) Division, Khurda | C245 | 132/33 kV S/S S/D Arugul | 1000000028 | 36KV 1CORE NCTOF PRIMARY CURRENT 200A | CT.36NCT200.A001 | ZCAP_THEFT | ZCAP | NOS | 1 | 0.01 | INR
2000 | Central Zone, Bhubaneswar | 2100 | EHT (O&M) Circle, Bhubaneswar | 2104 | EHT (O&M) Division, Khurda | C247 | 220/33 kV T/L S/S S/D Nayagarh | 1000000030 | 36KV 1CORE NCTOF PRIMARY CURRENT 400A | CT.36NCT400.A001 | ZCAP_SH | ZCAP | NOS | 1 | 1 | INR
2000 | Central Zone, Bhubaneswar | 2100 | EHT (O&M) Circle, Bhubaneswar | 2104 | EHT (O&M) Division, Khurda | C246 | 132/33 kV S/S S/D Banki | 1000000031 | NCT600/1A current 600A & secondary 1A | CT.36NCT600.A001 | ZCAP_FREE | ZCAP | NOS | 2 | 0 | INR
2000 | Central Zone, Bhubaneswar | 2100 | EHT (O&M) Circle, Bhubaneswar | 2104 | EHT (O&M) Division, Khurda | C244 | 132/33 kV T/L S/S S/D Chandpur | 1000000031 | NCT600/1A current 600A & secondary 1A | CT.36NCT600.A001 | ZCAP_ACT | ZCAP | NOS | 1 | 0.01 | INR
2000 | Central Zone, Bhubaneswar | 2100 | EHT (O&M) Circle, Bhubaneswar | 2104 | EHT (O&M) Division, Khurda | C245 | 132/33 kV S/S S/D Arugul | 1000000031 | NCT600/1A current 600A & secondary 1A | CT.36NCT600.A001 | ZCAP_FREE | ZCAP | NOS | 1 | 0 | INR
2000 | Central Zone, Bhubaneswar | 2100 | EHT (O&M) Circle, Bhubaneswar | 2104 | EHT (O&M) Division, Khurda | C245 | 132/33 kV S/S S/D Arugul | 1000000033 | 36KV 1CORE NCTOF PRIMARY CURRENT 800A | CT.36NCT800.A001 | ZCAP_FREE | ZCAP | NOS | 2 | 0 | INR
2000 | Central Zone, Bhubaneswar | 2100 | EHT (O&M) Circle, Bhubaneswar | 2104 | EHT (O&M) Division, Khurda | C247 | 220/33 kV T/L S/S S/D Nayagarh | 1000000033 | 36KV 1CORE NCTOF PRIMARY CURRENT 800A | CT.36NCT800.A001 | ZCAP_SH | ZCAP | NOS | 1 | 1 | INR
2000 | Central Zone, Bhubaneswar | 2100 | EHT (O&M) Circle, Bhubaneswar | 2104 | EHT (O&M) Division, Khurda | C244 | 132/33 kV T/L S/S S/D Chandpur | 1000000034 | 36KV 2C NCTOF RATIO 800-400-200/1-1A | CT.36NCT800.A002 | ZCAP_SH | ZCAP | NOS | 1 | 1 | INR
2000 | Central Zone, Bhubaneswar | 2100 | EHT (O&M) Circle, Bhubaneswar | 2104 | EHT (O&M) Division, Khurda | C245 | 132/33 kV S/S S/D Arugul | 1000000034 | 36KV 2C NCTOF RATIO 800-400-200/1-1A | CT.36NCT800.A002 | ZCAP_SH | ZCAP | NOS | 1 | 1 | INR
2000 | Central Zone, Bhubaneswar | 2100 | EHT (O&M) Circle, Bhubaneswar | 2104 | EHT (O&M) Division, Khurda | C245 | 132/33 kV S/S S/D Arugul | 1000000034 | 36KV 2C NCTOF RATIO 800-400-200/1-1A | CT.36NCT800.A002 | ZCAP_THEFT | ZCAP | NOS | 2 | 0.02 | INR
2000 | Central Zone, Bhubaneswar | 2100 | EHT (O&M) Circle, Bhubaneswar | 2104 | EHT (O&M) Division, Khurda | C245 | 132/33 kV S/S S/D Arugul | 1000000034 | 36KV 2C NCTOF RATIO 800-400-200/1-1A | CT.36NCT800.A002 | ZCAP_FREE | ZCAP | NOS | 2 | 0 | INR
2000 | Central Zone, Bhubaneswar | 2100 | EHT (O&M) Circle, Bhubaneswar | 2104 | EHT (O&M) Division, Khurda | C243 | 132/33 kV T/L S/S S/D Khurda | 1000000044 | 132KV CT OF RATIO 400-200-100/1-1-1A | CT1.132OIL400.C003 | ZCAP_ACT | ZCAP | NOS | 1 | 1 | INR
2000 | Central Zone, Bhubaneswar | 2100 | EHT (O&M) Circle, Bhubaneswar | 2104 | EHT (O&M) Division, Khurda | C243 | 132/33 kV T/L S/S S/D Khurda | 1000000044 | 132KV CT OF RATIO 400-200-100/1-1-1A | CT1.132OIL400.C003 | ZCAP_SH | ZCAP | NOS | 1 | 1 | INR
2000 | Central Zone, Bhubaneswar | 2100 | EHT (O&M) Circle, Bhubaneswar | 2104 | EHT (O&M) Division, Khurda | C243 | 132/33 kV T/L S/S S/D Khurda | 1000000045 | 132KV CT OF RATIO 400-200-100/1-1-1-1A | CT1.132OIL400.C004 | ZCAP_SH | ZCAP | NOS | 8 | 375922.11 | INR
2000 | Central Zone, Bhubaneswar | 2100 | EHT (O&M) Circle, Bhubaneswar | 2104 | EHT (O&M) Division, Khurda | C243 | 132/33 kV T/L S/S S/D Khurda | 1000000047 | 132KV CT OF RATIO 600-300-150/1-1-1A | CT1.132OIL600.C003 | ZCAP_SH | ZCAP | NOS | 2 | 88945.08 | INR
2000 | Central Zone, Bhubaneswar | 2100 | EHT (O&M) Circle, Bhubaneswar | 2104 | EHT (O&M) Division, Khurda | C242 | 220/132/33 kV S/S S/D Atri | 1000000050 | 132KV CT 800-400-200/1-1-1-1A 0-2s | CT1.132OIL800.C004 | ZCAP_ACT | ZCAP | NOS | 3 | 602882.22 | INR
2000 | Central Zone, Bhubaneswar | 2100 | EHT (O&M) Circle, Bhubaneswar | 2104 | EHT (O&M) Division, Khurda | C242 | 220/132/33 kV S/S S/D Atri | 1000000050 | 132KV CT 800-400-200/1-1-1-1A 0-2s | CT1.132OIL800.C004 | ZCAP_FREE | ZCAP | NOS | 1 | 0 | INR
2000 | Central Zone, Bhubaneswar | 2100 | EHT (O&M) Circle, Bhubaneswar | 2104 | EHT (O&M) Division, Khurda | C245 | 132/33 kV S/S S/D Arugul | 1000000051 | 132 KV CT(800-400-200/1-1-1-1A) | CT1.145OIL800.C004 | ZCAP_FREE | ZCAP | NOS | 3 | 0 | INR
2000 | Central Zone, Bhubaneswar | 2100 | EHT (O&M) Circle, Bhubaneswar | 2104 | EHT (O&M) Division, Khurda | C242 | 220/132/33 kV S/S S/D Atri | 1000000053 | 220KV CT-1200-600-300/1A of 5C with TC | CT1.220OIL1200.A005 | ZCAP_ACT | ZCAP | NOS | 8 | 2686004.8 | INR
2000 | Central Zone, Bhubaneswar | 2100 | EHT (O&M) Circle, Bhubaneswar | 2104 | EHT (O&M) Division, Khurda | C242 | 220/132/33 kV S/S S/D Atri | 1000000053 | 220KV CT-1200-600-300/1A of 5C with TC | CT1.220OIL1200.A005 | ZCAP_FREE | ZCAP | NOS | 1 | 0 | INR
2000 | Central Zone, Bhubaneswar | 2100 | EHT (O&M) Circle, Bhubaneswar | 2104 | EHT (O&M) Division, Khurda | C247 | 220/33 kV T/L S/S S/D Nayagarh | 1000000057 | 220KV CT RATIO 1200-600-300/1-1-1-1-1A | CT1.245OIL1200.C005 | ZCAP_ACT | ZCAP | NOS | 1 | 447061 | INR
2000 | Central Zone, Bhubaneswar | 2100 | EHT (O&M) Circle, Bhubaneswar | 2104 | EHT (O&M) Division, Khurda | C243 | 132/33 kV T/L S/S S/D Khurda | 1000000062 | 36KV CT OF RATIO 400-200-100/1-1-1A | CT1.36OIL400.C003 | ZCAP_SH | ZCAP | NOS | 6 | 26920.25 | INR
2000 | Central Zone, Bhubaneswar | 2100 | EHT (O&M) Circle, Bhubaneswar | 2104 | EHT (O&M) Division, Khurda | C247 | 220/33 kV T/L S/S S/D Nayagarh | 1000000062 | 36KV CT OF RATIO 400-200-100/1-1-1A | CT1.36OIL400.C003 | ZCAP_SH | ZCAP | NOS | 4 | 17946.83 | INR
2000 | Central Zone, Bhubaneswar | 2100 | EHT (O&M) Circle, Bhubaneswar | 2104 | EHT (O&M) Division, Khurda | C243 | 132/33 kV T/L S/S S/D Khurda | 1000000063 | 36KV CT OF RATIO 600-300-150/1-1-1A | CT1.36OIL600.C003 | ZCAP_ACT | ZCAP | NOS | 3 | 96797.49 | INR
2000 | Central Zone, Bhubaneswar | 2100 | EHT (O&M) Circle, Bhubaneswar | 2104 | EHT (O&M) Division, Khurda | C247 | 220/33 kV T/L S/S S/D Nayagarh | 1000000064 | 36KV CT 800-400-200/1-1-1A 0.2s | CT1.36OIL800.B003 | ZCAP_SH | ZCAP | NOS | 1 | 1 | INR
2000 | Central Zone, Bhubaneswar | 2100 | EHT (O&M) Circle, Bhubaneswar | 2104 | EHT (O&M) Division, Khurda | C246 | 132/33 kV S/S S/D Banki | 1000000064 | 36KV CT 800-400-200/1-1-1A 0.2s | CT1.36OIL800.B003 | ZCAP_FREE | ZCAP | NOS | 1 | 0.01 | INR
2000 | Central Zone, Bhubaneswar | 2100 | EHT (O&M) Circle, Bhubaneswar | 2104 | EHT (O&M) Division, Khurda | C243 | 132/33 kV T/L S/S S/D Khurda | 1000000065 | 36KV CT 800-400-200/1-1-1-1A 0.2s | CT1.36OIL800.B004 | ZCAP_SH | ZCAP | NOS | 1 | 1 | INR
2000 | Central Zone, Bhubaneswar | 2100 | EHT (O&M) Circle, Bhubaneswar | 2104 | EHT (O&M) Division, Khurda | C242 | 220/132/33 kV S/S S/D Atri | 1000000065 | 36KV CT 800-400-200/1-1-1-1A 0.2s | CT1.36OIL800.B004 | ZCAP_FREE | ZCAP | NOS | 1 | 0 | INR
2000 | Central Zone, Bhubaneswar | 2100 | EHT (O&M) Circle, Bhubaneswar | 2104 | EHT (O&M) Division, Khurda | C243 | 132/33 kV T/L S/S S/D Khurda | 1000000065 | 36KV CT 800-400-200/1-1-1-1A 0.2s | CT1.36OIL800.B004 | ZCAP_ACT | ZCAP | NOS | 4 | 282429.88 | INR
2000 | Central Zone, Bhubaneswar | 2100 | EHT (O&M) Circle, Bhubaneswar | 2104 | EHT (O&M) Division, Khurda | C243 | 132/33 kV T/L S/S S/D Khurda | 1000000066 | 33kV CT (800-400-200/1-1-1) | CT1.36OIL800.C003 | ZCAP_SH | ZCAP | NOS | 1 | 1 | INR
2000 | Central Zone, Bhubaneswar | 2100 | EHT (O&M) Circle, Bhubaneswar | 2104 | EHT (O&M) Division, Khurda | C242 | 220/132/33 kV S/S S/D Atri | 1000000066 | 33kV CT (800-400-200/1-1-1) | CT1.36OIL800.C003 | ZCAP_FREE | ZCAP | NOS | 1 | 0 | INR
2000 | Central Zone, Bhubaneswar | 2100 | EHT (O&M) Circle, Bhubaneswar | 2104 | EHT (O&M) Division, Khurda | C243 | 132/33 kV T/L S/S S/D Khurda | 1000000069 | 132KV CVT | CVT.132OIL.S.C003 | ZCAP_SH | ZCAP | NOS | 1 | 1 | INR
2000 | Central Zone, Bhubaneswar | 2100 | EHT (O&M) Circle, Bhubaneswar | 2104 | EHT (O&M) Division, Khurda | C246 | 132/33 kV S/S S/D Banki | 1000000069 | 132KV CVT | CVT.132OIL.S.C003 | ZCAP_FREE | ZCAP | NOS | 1 | 0 | INR
2000 | Central Zone, Bhubaneswar | 2100 | EHT (O&M) Circle, Bhubaneswar | 2104 | EHT (O&M) Division, Khurda | C247 | 220/33 kV T/L S/S S/D Nayagarh | 1000000070 | 220 KV CVT | CVT.220OIL.S.B002 | ZCAP_ACT | ZCAP | NOS | 1 | 159418 | INR
2000 | Central Zone, Bhubaneswar | 2100 | EHT (O&M) Circle, Bhubaneswar | 2104 | EHT (O&M) Division, Khurda | C242 | 220/132/33 kV S/S S/D Atri | 1000000070 | 220 KV CVT | CVT.220OIL.S.B002 | ZCAP_FREE | ZCAP | NOS | 1 | 0 | INR
2000 | Central Zone, Bhubaneswar | 2100 | EHT (O&M) Circle, Bhubaneswar | 2104 | EHT (O&M) Division, Khurda | CL43 | 132/33 kV T/L S/S S/D Khurda_Line | 1000000074 | 7/3.15 MM SIZE G.I. EARTH WIRE | EW.STEEL.A002 | ZCAP_SH | ZCAP | KM | 0.4 | 0.4 | INR
2000 | Central Zone, Bhubaneswar | 2100 | EHT (O&M) Circle, Bhubaneswar | 2104 | EHT (O&M) Division, Khurda | C243 | 132/33 kV T/L S/S S/D Khurda | 1000000088 | 132KV 2000A W/O E/S Single Isolator | ISO.132SI.DB.G002 | ZCAP_ACT | ZCAP | SET | 1 | 215197.25 | INR
2000 | Central Zone, Bhubaneswar | 2100 | EHT (O&M) Circle, Bhubaneswar | 2104 | EHT (O&M) Division, Khurda | C247 | 220/33 kV T/L S/S S/D Nayagarh | 1000000090 | 220KV 1600A 40KA SI W/O ES | ISO.220SI.A001 | ZCAP_ACT | ZCAP | SET | 2 | 721066 | INR
2000 | Central Zone, Bhubaneswar | 2100 | EHT (O&M) Circle, Bhubaneswar | 2104 | EHT (O&M) Division, Khurda | C247 | 220/33 kV T/L S/S S/D Nayagarh | 1000000091 | 220KV 1600A 40KA SI WES | ISO.220SI.A002 | ZCAP_ACT | ZCAP | SET | 2 | 300000 | INR
2000 | Central Zone, Bhubaneswar | 2100 | EHT (O&M) Circle, Bhubaneswar | 2104 | EHT (O&M) Division, Khurda | C242 | 220/132/33 kV S/S S/D Atri | 1000000092 | 220KV SI BEAM MOUNTED OF 2000A w/o ES | ISO.220SI.BM.C002 | ZCAP_ACT | ZCAP | SET | 1 | 736934.43 | INR
2000 | Central Zone, Bhubaneswar | 2100 | EHT (O&M) Circle, Bhubaneswar | 2104 | EHT (O&M) Division, Khurda | C242 | 220/132/33 kV S/S S/D Atri | 1000000094 | 220KV SI WITH DB SI W/O ES 2000A | ISO.220SI.DB.A003 | ZCAP_ACT | ZCAP | SET | 2 | 1290034.78 | INR
2000 | Central Zone, Bhubaneswar | 2100 | EHT (O&M) Circle, Bhubaneswar | 2104 | EHT (O&M) Division, Khurda | C243 | 132/33 kV T/L S/S S/D Khurda | 1000000103 | 33KV DI WITH DOUBLE BREAK W/O ES OF 800A | ISO.33DI.DB.A001 | ZCAP_SH | ZCAP | SET | 1 | 9773.04 | INR
2000 | Central Zone, Bhubaneswar | 2100 | EHT (O&M) Circle, Bhubaneswar | 2104 | EHT (O&M) Division, Khurda | C243 | 132/33 kV T/L S/S S/D Khurda | 1000000108 | 33KV DI WITH DB WITH ES OF 1200A | ISO.33DI.DB.B002 | ZCAP_ACT | ZCAP | SET | 2 | 295473.43 | INR
2000 | Central Zone, Bhubaneswar | 2100 | EHT (O&M) Circle, Bhubaneswar | 2104 | EHT (O&M) Division, Khurda | C243 | 132/33 kV T/L S/S S/D Khurda | 1000000112 | 33KV SI WITH DOUBLE BRAK WITH ES OF 800A | ISO.33SI.DB.A001 | ZCAP_SH | ZCAP | SET | 1 | 1 | INR
2000 | Central Zone, Bhubaneswar | 2100 | EHT (O&M) Circle, Bhubaneswar | 2104 | EHT (O&M) Division, Khurda | C247 | 220/33 kV T/L S/S S/D Nayagarh | 1000000113 | 33KV SI W/O ES OF 1250A | ISO.33SI.DB.A002 | ZCAP_SH | ZCAP | SET | 12 | 12 | INR
2000 | Central Zone, Bhubaneswar | 2100 | EHT (O&M) Circle, Bhubaneswar | 2104 | EHT (O&M) Division, Khurda | C243 | 132/33 kV T/L S/S S/D Khurda | 1000000113 | 33KV SI W/O ES OF 1250A | ISO.33SI.DB.A002 | ZCAP_SH | ZCAP | SET | 5 | 5 | INR
2000 | Central Zone, Bhubaneswar | 2100 | EHT (O&M) Circle, Bhubaneswar | 2104 | EHT (O&M) Division, Khurda | C243 | 132/33 kV T/L S/S S/D Khurda | 1000000115 | 33 KV 2000A W/O E/S Single Isolator | ISO.33SI.DB.A005 | ZCAP_ACT | ZCAP | SET | 1 | 147023 | INR
2000 | Central Zone, Bhubaneswar | 2100 | EHT (O&M) Circle, Bhubaneswar | 2104 | EHT (O&M) Division, Khurda | C243 | 132/33 kV T/L S/S S/D Khurda | 1000000115 | 33 KV 2000A W/O E/S Single Isolator | ISO.33SI.DB.A005 | ZCAP_ACT | ZCAP | SET | 15 | 2205345 | INR
2000 | Central Zone, Bhubaneswar | 2100 | EHT (O&M) Circle, Bhubaneswar | 2104 | EHT (O&M) Division, Khurda | C243 | 132/33 kV T/L S/S S/D Khurda | 1000000118 | 132KV OIL SP 2C IVT/PT | IVT.132OIL.S.B004 | ZCAP_SH | ZCAP | NOS | 4 | 4 | INR
2000 | Central Zone, Bhubaneswar | 2100 | EHT (O&M) Circle, Bhubaneswar | 2104 | EHT (O&M) Division, Khurda | C243 | 132/33 kV T/L S/S S/D Khurda | 1000000118 | 132KV OIL SP 2C IVT/PT | IVT.132OIL.S.B004 | ZCAP_ACT | ZCAP | NOS | 5 | 789736.33 | INR
2000 | Central Zone, Bhubaneswar | 2100 | EHT (O&M) Circle, Bhubaneswar | 2104 | EHT (O&M) Division, Khurda | C244 | 132/33 kV T/L S/S S/D Chandpur | 1000000118 | 132KV OIL SP 2C IVT/PT | IVT.132OIL.S.B004 | ZCAP_ACT | ZCAP | NOS | 1 | 157947.27 | INR
2000 | Central Zone, Bhubaneswar | 2100 | EHT (O&M) Circle, Bhubaneswar | 2104 | EHT (O&M) Division, Khurda | C242 | 220/132/33 kV S/S S/D Atri | 1000000118 | 132KV OIL SP 2C IVT/PT | IVT.132OIL.S.B004 | ZCAP_FREE | ZCAP | NOS | 1 | 0 | INR
2000 | Central Zone, Bhubaneswar | 2100 | EHT (O&M) Circle, Bhubaneswar | 2104 | EHT (O&M) Division, Khurda | C245 | 132/33 kV S/S S/D Arugul | 1000000118 | 132KV OIL SP 2C IVT/PT | IVT.132OIL.S.B004 | ZCAP_FREE | ZCAP | NOS | 1 | 0 | INR
2000 | Central Zone, Bhubaneswar | 2100 | EHT (O&M) Circle, Bhubaneswar | 2104 | EHT (O&M) Division, Khurda | C246 | 132/33 kV S/S S/D Banki | 1000000118 | 132KV OIL SP 2C IVT/PT | IVT.132OIL.S.B004 | ZCAP_FREE | ZCAP | NOS | 1 | 0 | INR
2000 | Central Zone, Bhubaneswar | 2100 | EHT (O&M) Circle, Bhubaneswar | 2104 | EHT (O&M) Division, Khurda | C242 | 220/132/33 kV S/S S/D Atri | 1000000120 | 220KV OIL 2C IVT/PT | IVT.220OIL.S.B003 | ZCAP_FREE | ZCAP | NOS | 1 | 0 | INR
2000 | Central Zone, Bhubaneswar | 2100 | EHT (O&M) Circle, Bhubaneswar | 2104 | EHT (O&M) Division, Khurda | C247 | 220/33 kV T/L S/S S/D Nayagarh | 1000000120 | 220KV OIL 2C IVT/PT | IVT.220OIL.S.B003 | ZCAP_ACT | ZCAP | NOS | 4 | 1301999.02 | INR
2000 | Central Zone, Bhubaneswar | 2100 | EHT (O&M) Circle, Bhubaneswar | 2104 | EHT (O&M) Division, Khurda | C247 | 220/33 kV T/L S/S S/D Nayagarh | 1000000121 | 36KV OIL SP 1C IVT | IVT.36OIL.S.A001 | ZCAP_SH | ZCAP | NOS | 2 | 2 | INR
2000 | Central Zone, Bhubaneswar | 2100 | EHT (O&M) Circle, Bhubaneswar | 2104 | EHT (O&M) Division, Khurda | C244 | 132/33 kV T/L S/S S/D Chandpur | 1000000122 | 36KV 2C SP IVT/PT | IVT.36OIL.S.B003 | ZCAP_SH | ZCAP | NOS | 1 | 1 | INR
2000 | Central Zone, Bhubaneswar | 2100 | EHT (O&M) Circle, Bhubaneswar | 2104 | EHT (O&M) Division, Khurda | C243 | 132/33 kV T/L S/S S/D Khurda | 1000000122 | 36KV 2C SP IVT/PT | IVT.36OIL.S.B003 | ZCAP_SH | ZCAP | NOS | 3 | 3 | INR
2000 | Central Zone, Bhubaneswar | 2100 | EHT (O&M) Circle, Bhubaneswar | 2104 | EHT (O&M) Division, Khurda | C244 | 132/33 kV T/L S/S S/D Chandpur | 1000000122 | 36KV 2C SP IVT/PT | IVT.36OIL.S.B003 | ZCAP_ACT | ZCAP | NOS | 1 | 24091.32 | INR
2000 | Central Zone, Bhubaneswar | 2100 | EHT (O&M) Circle, Bhubaneswar | 2104 | EHT (O&M) Division, Khurda | C242 | 220/132/33 kV S/S S/D Atri | 1000000122 | 36KV 2C SP IVT/PT | IVT.36OIL.S.B003 | ZCAP_FREE | ZCAP | NOS | 1 | 0 | INR
2000 | Central Zone, Bhubaneswar | 2100 | EHT (O&M) Circle, Bhubaneswar | 2104 | EHT (O&M) Division, Khurda | C243 | 132/33 kV T/L S/S S/D Khurda | 1000000122 | 36KV 2C SP IVT/PT | IVT.36OIL.S.B003 | ZCAP_ACT | ZCAP | NOS | 2 | 48182.63 | INR
2000 | Central Zone, Bhubaneswar | 2100 | EHT (O&M) Circle, Bhubaneswar | 2104 | EHT (O&M) Division, Khurda | C246 | 132/33 kV S/S S/D Banki | 1000000122 | 36KV 2C SP IVT/PT | IVT.36OIL.S.B003 | ZCAP_FREE | ZCAP | NOS | 1 | 0 | INR
2000 | Central Zone, Bhubaneswar | 2100 | EHT (O&M) Circle, Bhubaneswar | 2104 | EHT (O&M) Division, Khurda | C242 | 220/132/33 kV S/S S/D Atri | 1000000129 | 120KV SURGE ARRESTER & SAS integration | SA.120MO.A005 | ZCAP_SH | ZCAP | NOS | 5 | 0.01 | INR
2000 | Central Zone, Bhubaneswar | 2100 | EHT (O&M) Circle, Bhubaneswar | 2104 | EHT (O&M) Division, Khurda | C245 | 132/33 kV S/S S/D Arugul | 1000000130 | 132KV SURGE ARRESTER OF 120 KV | SA.145MO.GL.A001 | ZCAP_SH | ZCAP | NOS | 2 | 34 | INR
2000 | Central Zone, Bhubaneswar | 2100 | EHT (O&M) Circle, Bhubaneswar | 2104 | EHT (O&M) Division, Khurda | C243 | 132/33 kV T/L S/S S/D Khurda | 1000000130 | 132KV SURGE ARRESTER OF 120 KV | SA.145MO.GL.A001 | ZCAP_ACT | ZCAP | NOS | 1 | 1 | INR
2000 | Central Zone, Bhubaneswar | 2100 | EHT (O&M) Circle, Bhubaneswar | 2104 | EHT (O&M) Division, Khurda | C247 | 220/33 kV T/L S/S S/D Nayagarh | 1000000131 | 216KV SURGE ARRESTER & SAS integration | SA.216MO.A005 | ZCAP_ACT | ZCAP | NOS | 6 | 801084 | INR
2000 | Central Zone, Bhubaneswar | 2100 | EHT (O&M) Circle, Bhubaneswar | 2104 | EHT (O&M) Division, Khurda | C242 | 220/132/33 kV S/S S/D Atri | 1000000132 | 220KV MO WITH RING SURGE ARRESTER | SA.245MO.WR.A005 | ZCAP_ACT | ZCAP | NOS | 1 | 46050.08 | INR
2000 | Central Zone, Bhubaneswar | 2100 | EHT (O&M) Circle, Bhubaneswar | 2104 | EHT (O&M) Division, Khurda | C245 | 132/33 kV S/S S/D Arugul | 1000000133 | 30KV MO SURGE ARRESTER | SA.30MO.A001 | ZCAP_FREE | ZCAP | NOS | 1 | 0 | INR
2000 | Central Zone, Bhubaneswar | 2100 | EHT (O&M) Circle, Bhubaneswar | 2104 | EHT (O&M) Division, Khurda | C246 | 132/33 kV S/S S/D Banki | 1000000133 | 30KV MO SURGE ARRESTER | SA.30MO.A001 | ZCAP_FREE | ZCAP | NOS | 2 | 0 | INR
2000 | Central Zone, Bhubaneswar | 2100 | EHT (O&M) Circle, Bhubaneswar | 2104 | EHT (O&M) Division, Khurda | C244 | 132/33 kV T/L S/S S/D Chandpur | 1000000134 | 36KV MO W/O SURGE ARRESTER | SA.36MO.WOR.A001 | ZCAP_ACT | ZCAP | NOS | 6 | 64512.93 | INR
2000 | Central Zone, Bhubaneswar | 2100 | EHT (O&M) Circle, Bhubaneswar | 2104 | EHT (O&M) Division, Khurda | C243 | 132/33 kV T/L S/S S/D Khurda | 1000000134 | 36KV MO W/O SURGE ARRESTER | SA.36MO.WOR.A001 | ZCAP_ACT | ZCAP | NOS | 8 | 86017.24 | INR
2000 | Central Zone, Bhubaneswar | 2100 | EHT (O&M) Circle, Bhubaneswar | 2104 | EHT (O&M) Division, Khurda | C243 | 132/33 kV T/L S/S S/D Khurda | 1000000147 | 250KVA 33/0.4KV STATION Tfr or 200KVA | TFR.200ST11H.D001 | ZCAP_ACT | ZCAP | NOS | 1 | 712484 | INR
2000 | Central Zone, Bhubaneswar | 2100 | EHT (O&M) Circle, Bhubaneswar | 2104 | EHT (O&M) Division, Khurda | CL42 | 220/132/33 kV S/S S/D Atri_Line | 1000000195 | 3 Mtr Extension to 132KV PB Tower | TWR.132PB+3.L.A001 | ZCAP_ACT | ZCAP | MT | 6.762 | 589333.45 | INR
2000 | Central Zone, Bhubaneswar | 2100 | EHT (O&M) Circle, Bhubaneswar | 2104 | EHT (O&M) Division, Khurda | CL42 | 220/132/33 kV S/S S/D Atri_Line | 1000000244 | 6mtr extension to 220 KV OC type Tower | TWR.220OC+6.L.A001 | ZCAP_ACT | ZCAP | MT | 4.518 | 393760.5 | INR
2000 | Central Zone, Bhubaneswar | 2100 | EHT (O&M) Circle, Bhubaneswar | 2104 | EHT (O&M) Division, Khurda | CL42 | 220/132/33 kV S/S S/D Atri_Line | 1000000246 | 6mtr extension to 220 KV UR type Tower | TWR.220UR+6.L.A001 | ZCAP_ACT | ZCAP | MT | 36.676 | 3196449.81 | INR
2000 | Central Zone, Bhubaneswar | 2100 | EHT (O&M) Circle, Bhubaneswar | 2104 | EHT (O&M) Division, Khurda | CL42 | 220/132/33 kV S/S S/D Atri_Line | 1000000275 | 400 KV DD+25 EXTENSION TYPE KEC TOWER | TWR.400DD+25.L.D001 | ZCAP_ACT | ZCAP | MT | 76.693 | 7068070.83 | INR
2000 | Central Zone, Bhubaneswar | 2100 | EHT (O&M) Circle, Bhubaneswar | 2104 | EHT (O&M) Division, Khurda | C247 | 220/33 kV T/L S/S S/D Nayagarh | 1000000318 | 2.5 MM MS 2 C CONTROL CABLE ARM | CBLE.CTRL.AR.A002 | ZCAP_ACT | ZCAP | KM | 0.55 | 45425.6 | INR
2000 | Central Zone, Bhubaneswar | 2100 | EHT (O&M) Circle, Bhubaneswar | 2104 | EHT (O&M) Division, Khurda | C245 | 132/33 kV S/S S/D Arugul | 1000000378 | 36KV 1CORE NCTOF PRIMARY CURRENT 150A | CT.36NCT150.A001 | ZCAP_FREE | ZCAP | NOS | 1 | 0 | INR
2000 | Central Zone, Bhubaneswar | 2100 | EHT (O&M) Circle, Bhubaneswar | 2104 | EHT (O&M) Division, Khurda | C246 | 132/33 kV S/S S/D Banki | 1000000378 | 36KV 1CORE NCTOF PRIMARY CURRENT 150A | CT.36NCT150.A001 | ZCAP_FREE | ZCAP | NOS | 2 | 0 | INR
2000 | Central Zone, Bhubaneswar | 2100 | EHT (O&M) Circle, Bhubaneswar | 2104 | EHT (O&M) Division, Khurda | C245 | 132/33 kV S/S S/D Arugul | 1000000378 | 36KV 1CORE NCTOF PRIMARY CURRENT 150A | CT.36NCT150.A001 | ZCAP_THEFT | ZCAP | NOS | 1 | 0.01 | INR
2000 | Central Zone, Bhubaneswar | 2100 | EHT (O&M) Circle, Bhubaneswar | 2104 | EHT (O&M) Division, Khurda | C242 | 220/132/33 kV S/S S/D Atri | 2000000000 | Thinner | CNSM.THINNER.A009 | ZCON_ACT | ZCON | L | 4 | 791.21 | INR
2000 | Central Zone, Bhubaneswar | 2100 | EHT (O&M) Circle, Bhubaneswar | 2104 | EHT (O&M) Division, Khurda | C242 | 220/132/33 kV S/S S/D Atri | 2000000000 | Thinner | CNSM.THINNER.A009 | ZCON_ACT | ZCON | L | 10 | 1978.01 | INR
2000 | Central Zone, Bhubaneswar | 2100 | EHT (O&M) Circle, Bhubaneswar | 2104 | EHT (O&M) Division, Khurda | C245 | 132/33 kV S/S S/D Arugul | 2000000000 | Thinner | CNSM.THINNER.A009 | ZCON_ACT | ZCON | L | 10 | 1978.02 | INR
2000 | Central Zone, Bhubaneswar | 2100 | EHT (O&M) Circle, Bhubaneswar | 2104 | EHT (O&M) Division, Khurda | C245 | 132/33 kV S/S S/D Arugul | 2000000001 | COTTON WASTE | CNSM.COT.WASTE.A001 | ZCON_ACT | ZCON | KG | 8 | 639.31 | INR
2000 | Central Zone, Bhubaneswar | 2100 | EHT (O&M) Circle, Bhubaneswar | 2104 | EHT (O&M) Division, Khurda | C242 | 220/132/33 kV S/S S/D Atri | 2000000001 | COTTON WASTE | CNSM.COT.WASTE.A001 | ZCON_ACT | ZCON | KG | 12 | 958.97 | INR
2000 | Central Zone, Bhubaneswar | 2100 | EHT (O&M) Circle, Bhubaneswar | 2104 | EHT (O&M) Division, Khurda | C245 | 132/33 kV S/S S/D Arugul | 2000000002 | COTTON OR MARKIN CLOTH | CNSM.COTTON.A001 | ZCON_ACT | ZCON | KM | 0.1 | 4695.24 | INR
2000 | Central Zone, Bhubaneswar | 2100 | EHT (O&M) Circle, Bhubaneswar | 2104 | EHT (O&M) Division, Khurda | C242 | 220/132/33 kV S/S S/D Atri | 2000000002 | COTTON OR MARKIN CLOTH | CNSM.COTTON.A001 | ZCON_ACT | ZCON | KM | 0.1 | 4695.24 | INR
2000 | Central Zone, Bhubaneswar | 2100 | EHT (O&M) Circle, Bhubaneswar | 2104 | EHT (O&M) Division, Khurda | C243 | 132/33 kV T/L S/S S/D Khurda | 2000000008 | GASKET | CNSM.GASKET.A001 | ZCON_ACT | ZCON | NOS | 1 | 3374.8 | INR
2000 | Central Zone, Bhubaneswar | 2100 | EHT (O&M) Circle, Bhubaneswar | 2104 | EHT (O&M) Division, Khurda | C245 | 132/33 kV S/S S/D Arugul | 2000000009 | GREASE | CNSM.GREASE.A001 | ZCON_ACT | ZCON | KG | 1 | 354.6 | INR
2000 | Central Zone, Bhubaneswar | 2100 | EHT (O&M) Circle, Bhubaneswar | 2104 | EHT (O&M) Division, Khurda | C242 | 220/132/33 kV S/S S/D Atri | 2000000009 | GREASE | CNSM.GREASE.A001 | ZCON_ACT | ZCON | KG | 2 | 709.2 | INR
2000 | Central Zone, Bhubaneswar | 2100 | EHT (O&M) Circle, Bhubaneswar | 2104 | EHT (O&M) Division, Khurda | C243 | 132/33 kV T/L S/S S/D Khurda | 2000000010 | SULPHURIC ACID | CNSM.H2SO4.A001 | ZCON_ACT | ZCON | L | 40 | 40 | INR
2000 | Central Zone, Bhubaneswar | 2100 | EHT (O&M) Circle, Bhubaneswar | 2104 | EHT (O&M) Division, Khurda | C242 | 220/132/33 kV S/S S/D Atri | 2000000012 | MOBIL | CNSM.MOBIL.A001 | ZCON_ACT | ZCON | L | 3 | 843.8 | INR
2000 | Central Zone, Bhubaneswar | 2100 | EHT (O&M) Circle, Bhubaneswar | 2104 | EHT (O&M) Division, Khurda | C245 | 132/33 kV S/S S/D Arugul | 2000000012 | MOBIL | CNSM.MOBIL.A001 | ZCON_ACT | ZCON | L | 5 | 1406.32 | INR
2000 | Central Zone, Bhubaneswar | 2100 | EHT (O&M) Circle, Bhubaneswar | 2104 | EHT (O&M) Division, Khurda | C245 | 132/33 kV S/S S/D Arugul | 2000000013 | M Seal Compound | CNSM.MSEAL.A001 | ZCON_ACT | ZCON | KG | 1 | 353.83 | INR
2000 | Central Zone, Bhubaneswar | 2100 | EHT (O&M) Circle, Bhubaneswar | 2104 | EHT (O&M) Division, Khurda | C245 | 132/33 kV S/S S/D Arugul | 2000000014 | PETROLIUM JELLY | CNSM.P.JELLY.A001 | ZCON_ACT | ZCON | KG | 2 | 1193.65 | INR
2000 | Central Zone, Bhubaneswar | 2100 | EHT (O&M) Circle, Bhubaneswar | 2104 | EHT (O&M) Division, Khurda | C242 | 220/132/33 kV S/S S/D Atri | 2000000014 | PETROLIUM JELLY | CNSM.P.JELLY.A001 | ZCON_ACT | ZCON | KG | 6 | 3580.95 | INR
2000 | Central Zone, Bhubaneswar | 2100 | EHT (O&M) Circle, Bhubaneswar | 2104 | EHT (O&M) Division, Khurda | C245 | 132/33 kV S/S S/D Arugul | 2000000015 | ENAMEL YELLOW PAINT | CNSM.PAINT.A002 | ZCON_ACT | ZCON | L | 2 | 628.75 | INR
2000 | Central Zone, Bhubaneswar | 2100 | EHT (O&M) Circle, Bhubaneswar | 2104 | EHT (O&M) Division, Khurda | C242 | 220/132/33 kV S/S S/D Atri | 2000000015 | ENAMEL YELLOW PAINT | CNSM.PAINT.A002 | ZCON_ACT | ZCON | L | 15 | 4715.65 | INR
2000 | Central Zone, Bhubaneswar | 2100 | EHT (O&M) Circle, Bhubaneswar | 2104 | EHT (O&M) Division, Khurda | C242 | 220/132/33 kV S/S S/D Atri | 2000000016 | ENAMEL BLUE PAINT | CNSM.PAINT.A003 | ZCON_ACT | ZCON | L | 13 | 4250.58 | INR
2000 | Central Zone, Bhubaneswar | 2100 | EHT (O&M) Circle, Bhubaneswar | 2104 | EHT (O&M) Division, Khurda | C245 | 132/33 kV S/S S/D Arugul | 2000000016 | ENAMEL BLUE PAINT | CNSM.PAINT.A003 | ZCON_ACT | ZCON | L | 2 | 653.94 | INR
2000 | Central Zone, Bhubaneswar | 2100 | EHT (O&M) Circle, Bhubaneswar | 2104 | EHT (O&M) Division, Khurda | C242 | 220/132/33 kV S/S S/D Atri | 2000000017 | ENAMEL GREY PAINT | CNSM.PAINT.A004 | ZCON_ACT | ZCON | L | 10 | 3567.33 | INR
2000 | Central Zone, Bhubaneswar | 2100 | EHT (O&M) Circle, Bhubaneswar | 2104 | EHT (O&M) Division, Khurda | C245 | 132/33 kV S/S S/D Arugul | 2000000017 | ENAMEL GREY PAINT | CNSM.PAINT.A004 | ZCON_ACT | ZCON | L | 2 | 713.47 | INR
2000 | Central Zone, Bhubaneswar | 2100 | EHT (O&M) Circle, Bhubaneswar | 2104 | EHT (O&M) Division, Khurda | C242 | 220/132/33 kV S/S S/D Atri | 2000000018 | ENAMEL RED PAINT | CNSM.PAINT.A005 | ZCON_ACT | ZCON | L | 13 | 4250.58 | INR
2000 | Central Zone, Bhubaneswar | 2100 | EHT (O&M) Circle, Bhubaneswar | 2104 | EHT (O&M) Division, Khurda | C245 | 132/33 kV S/S S/D Arugul | 2000000018 | ENAMEL RED PAINT | CNSM.PAINT.A005 | ZCON_ACT | ZCON | L | 2 | 653.94 | INR
2000 | Central Zone, Bhubaneswar | 2100 | EHT (O&M) Circle, Bhubaneswar | 2104 | EHT (O&M) Division, Khurda | C245 | 132/33 kV S/S S/D Arugul | 2000000019 | Aluminium Paint | CNSM.PAINT.A007 | ZCON_ACT | ZCON | L | 2 | 773.37 | INR
2000 | Central Zone, Bhubaneswar | 2100 | EHT (O&M) Circle, Bhubaneswar | 2104 | EHT (O&M) Division, Khurda | C242 | 220/132/33 kV S/S S/D Atri | 2000000020 | Black enamel Paint | CNSM.PAINT.A016 | ZCON_ACT | ZCON | L | 5 | 1551.12 | INR
2000 | Central Zone, Bhubaneswar | 2100 | EHT (O&M) Circle, Bhubaneswar | 2104 | EHT (O&M) Division, Khurda | C245 | 132/33 kV S/S S/D Arugul | 2000000020 | Black enamel Paint | CNSM.PAINT.A016 | ZCON_ACT | ZCON | L | 2 | 620.45 | INR
2000 | Central Zone, Bhubaneswar | 2100 | EHT (O&M) Circle, Bhubaneswar | 2104 | EHT (O&M) Division, Khurda | C242 | 220/132/33 kV S/S S/D Atri | 2000000022 | SILICAGEL | CNSM.SILICAGEL.A001 | ZCON_ACT | ZCON | KG | 50 | 12022.67 | INR
2000 | Central Zone, Bhubaneswar | 2100 | EHT (O&M) Circle, Bhubaneswar | 2104 | EHT (O&M) Division, Khurda | C244 | 132/33 kV T/L S/S S/D Chandpur | 2000000022 | SILICAGEL | CNSM.SILICAGEL.A001 | ZCON_ACT | ZCON | KG | 80 | 19236.27 | INR
2000 | Central Zone, Bhubaneswar | 2100 | EHT (O&M) Circle, Bhubaneswar | 2104 | EHT (O&M) Division, Khurda | CL43 | 132/33 kV T/L S/S S/D Khurda_Line | 2000000044 | GI PIPE OF SIZE 2 INCH &1/2 INCH | CVL.GI.PIPE.A008 | ZCON_ACT | ZCON | NOS | 1 | 600 | INR
2000 | Central Zone, Bhubaneswar | 2100 | EHT (O&M) Circle, Bhubaneswar | 2104 | EHT (O&M) Division, Khurda | CL43 | 132/33 kV T/L S/S S/D Khurda_Line | 2000000045 | GI PIPE OF SIZE 3 INCH (75/80MM) | CVL.GI.PIPE.A009 | ZCON_ACT | ZCON | NOS | 4 | 3400 | INR
2000 | Central Zone, Bhubaneswar | 2100 | EHT (O&M) Circle, Bhubaneswar | 2104 | EHT (O&M) Division, Khurda | CL43 | 132/33 kV T/L S/S S/D Khurda_Line | 2000000046 | GI PIPE | CVL.GI.PIPE.A010 | ZCON_ACT | ZCON | NOS | 2 | 1300 | INR
2000 | Central Zone, Bhubaneswar | 2100 | EHT (O&M) Circle, Bhubaneswar | 2104 | EHT (O&M) Division, Khurda | C247 | 220/33 kV T/L S/S S/D Nayagarh | 2000000061 | PVC PIPE OF DIFFERENT SIZE | CVL.PVC.PIPE.A001 | ZCON_ACT | ZCON | NOS | 11 | 1527.24 | INR
2000 | Central Zone, Bhubaneswar | 2100 | EHT (O&M) Circle, Bhubaneswar | 2104 | EHT (O&M) Division, Khurda | C245 | 132/33 kV S/S S/D Arugul | 2000000074 | BUZZER CALLING BELL | ILWR.C.BELL.B001 | ZCON_FREE | ZCON | NOS | 10 | 0 | INR
2000 | Central Zone, Bhubaneswar | 2100 | EHT (O&M) Circle, Bhubaneswar | 2104 | EHT (O&M) Division, Khurda | C244 | 132/33 kV T/L S/S S/D Chandpur | 2000000076 | 2.5SQMM FMS PVC CU WIRE (RED) | ILWR.C.WIRE.M.D002 | ZCON_ACT | ZCON | M | 40 | 2265.6 | INR
2000 | Central Zone, Bhubaneswar | 2100 | EHT (O&M) Circle, Bhubaneswar | 2104 | EHT (O&M) Division, Khurda | C244 | 132/33 kV T/L S/S S/D Chandpur | 2000000077 | 2.5 SQMM FMS PVC CU WIRE (YELLOW) | ILWR.C.WIRE.M.D003 | ZCON_ACT | ZCON | M | 40 | 2265.6 | INR
2000 | Central Zone, Bhubaneswar | 2100 | EHT (O&M) Circle, Bhubaneswar | 2104 | EHT (O&M) Division, Khurda | C244 | 132/33 kV T/L S/S S/D Chandpur | 2000000078 | 2.5 SQMM FMS PVC CU WIRE (BLUE) | ILWR.C.WIRE.M.D004 | ZCON_ACT | ZCON | M | 40 | 2265.6 | INR
2000 | Central Zone, Bhubaneswar | 2100 | EHT (O&M) Circle, Bhubaneswar | 2104 | EHT (O&M) Division, Khurda | C244 | 132/33 kV T/L S/S S/D Chandpur | 2000000079 | 1.5 SQMM FMS PVC CU WIRE (BLACK) | ILWR.C.WIRE.M.D009 | ZCON_ACT | ZCON | M | 300 | 6885.3 | INR
2000 | Central Zone, Bhubaneswar | 2100 | EHT (O&M) Circle, Bhubaneswar | 2104 | EHT (O&M) Division, Khurda | C244 | 132/33 kV T/L S/S S/D Chandpur | 2000000080 | 2.5 SQMM FMS PVC CU WIRE (BLACK) | ILWR.C.WIRE.M.D010 | ZCON_ACT | ZCON | M | 40 | 2265.6 | INR
2000 | Central Zone, Bhubaneswar | 2100 | EHT (O&M) Circle, Bhubaneswar | 2104 | EHT (O&M) Division, Khurda | C244 | 132/33 kV T/L S/S S/D Chandpur | 2000000092 | 4A HRC Fuse Cylindrical with Carriers | ILWR.FUSE.A003 | ZCON_ACT | ZCON | NOS | 15 | 2531.1 | INR
2000 | Central Zone, Bhubaneswar | 2100 | EHT (O&M) Circle, Bhubaneswar | 2104 | EHT (O&M) Division, Khurda | C246 | 132/33 kV S/S S/D Banki | 2000000096 | HRC FUSE OF DIFFERENT RATINGS | ILWR.FUSE.B001 | ZCON_ACT | ZCON | NOS | 12 | 920 | INR
2000 | Central Zone, Bhubaneswar | 2100 | EHT (O&M) Circle, Bhubaneswar | 2104 | EHT (O&M) Division, Khurda | C242 | 220/132/33 kV S/S S/D Atri | 2000000097 | HRC FUSE 4A | ILWR.FUSE.B002 | ZCON_FREE | ZCON | NOS | 2 | 0 | INR
2000 | Central Zone, Bhubaneswar | 2100 | EHT (O&M) Circle, Bhubaneswar | 2104 | EHT (O&M) Division, Khurda | C242 | 220/132/33 kV S/S S/D Atri | 2000000098 | HRC FUSE 6A | ILWR.FUSE.B003 | ZCON_FREE | ZCON | NOS | 10 | 0 | INR
2000 | Central Zone, Bhubaneswar | 2100 | EHT (O&M) Circle, Bhubaneswar | 2104 | EHT (O&M) Division, Khurda | C246 | 132/33 kV S/S S/D Banki | 2000000098 | HRC FUSE 6A | ILWR.FUSE.B003 | ZCON_ACT | ZCON | NOS | 3 | 322 | INR
2000 | Central Zone, Bhubaneswar | 2100 | EHT (O&M) Circle, Bhubaneswar | 2104 | EHT (O&M) Division, Khurda | C243 | 132/33 kV T/L S/S S/D Khurda | 2000000100 | HRC FUSE 32A | ILWR.FUSE.B005 | ZCON_ACT | ZCON | NOS | 6 | 286.56 | INR
2000 | Central Zone, Bhubaneswar | 2100 | EHT (O&M) Circle, Bhubaneswar | 2104 | EHT (O&M) Division, Khurda | C243 | 132/33 kV T/L S/S S/D Khurda | 2000000101 | HRC FUSE 16A | ILWR.FUSE.B006 | ZCON_ACT | ZCON | NOS | 6 | 265.2 | INR
2000 | Central Zone, Bhubaneswar | 2100 | EHT (O&M) Circle, Bhubaneswar | 2104 | EHT (O&M) Division, Khurda | C243 | 132/33 kV T/L S/S S/D Khurda | 2000000108 | HG Fuse set- 33kV side | ILWR.FUSE.D001 | ZCON_ACT | ZCON | SET | 2 | 46020 | INR
2000 | Central Zone, Bhubaneswar | 2100 | EHT (O&M) Circle, Bhubaneswar | 2104 | EHT (O&M) Division, Khurda | C242 | 220/132/33 kV S/S S/D Atri | 2000000145 | LED TYPE INDICATION LAMP (RED) | ILWR.INDIC.LAMP.A001 | ZCON_ACT | ZCON | NOS | 5 | 1245 | INR
2000 | Central Zone, Bhubaneswar | 2100 | EHT (O&M) Circle, Bhubaneswar | 2104 | EHT (O&M) Division, Khurda | C242 | 220/132/33 kV S/S S/D Atri | 2000000145 | LED TYPE INDICATION LAMP (RED) | ILWR.INDIC.LAMP.A001 | ZCON_FREE | ZCON | NOS | 2 | 0 | INR
2000 | Central Zone, Bhubaneswar | 2100 | EHT (O&M) Circle, Bhubaneswar | 2104 | EHT (O&M) Division, Khurda | C242 | 220/132/33 kV S/S S/D Atri | 2000000147 | LED TYPE INDICATION LAMP (GREEN) | ILWR.INDIC.LAMP.A002 | ZCON_ACT | ZCON | NOS | 6 | 1494 | INR
2000 | Central Zone, Bhubaneswar | 2100 | EHT (O&M) Circle, Bhubaneswar | 2104 | EHT (O&M) Division, Khurda | C242 | 220/132/33 kV S/S S/D Atri | 2000000147 | LED TYPE INDICATION LAMP (GREEN) | ILWR.INDIC.LAMP.A002 | ZCON_FREE | ZCON | NOS | 2 | 0 | INR
2000 | Central Zone, Bhubaneswar | 2100 | EHT (O&M) Circle, Bhubaneswar | 2104 | EHT (O&M) Division, Khurda | C242 | 220/132/33 kV S/S S/D Atri | 2000000148 | LED TYPE INDICATION LAMP (WHITE) | ILWR.INDIC.LAMP.A003 | ZCON_ACT | ZCON | NOS | 9 | 2241 | INR
2000 | Central Zone, Bhubaneswar | 2100 | EHT (O&M) Circle, Bhubaneswar | 2104 | EHT (O&M) Division, Khurda | C242 | 220/132/33 kV S/S S/D Atri | 2000000148 | LED TYPE INDICATION LAMP (WHITE) | ILWR.INDIC.LAMP.A003 | ZCON_FREE | ZCON | NOS | 2 | 0 | INR
2000 | Central Zone, Bhubaneswar | 2100 | EHT (O&M) Circle, Bhubaneswar | 2104 | EHT (O&M) Division, Khurda | C242 | 220/132/33 kV S/S S/D Atri | 2000000149 | LED TYPE INDICATION LAMP (AMBER/ORANGE) | ILWR.INDIC.LAMP.A004 | ZCON_FREE | ZCON | NOS | 2 | 0 | INR
2000 | Central Zone, Bhubaneswar | 2100 | EHT (O&M) Circle, Bhubaneswar | 2104 | EHT (O&M) Division, Khurda | C245 | 132/33 kV S/S S/D Arugul | 2000000149 | LED TYPE INDICATION LAMP (AMBER/ORANGE) | ILWR.INDIC.LAMP.A004 | ZCON_ACT | ZCON | NOS | 11 | 1155.71 | INR
2000 | Central Zone, Bhubaneswar | 2100 | EHT (O&M) Circle, Bhubaneswar | 2104 | EHT (O&M) Division, Khurda | C242 | 220/132/33 kV S/S S/D Atri | 2000000149 | LED TYPE INDICATION LAMP (AMBER/ORANGE) | ILWR.INDIC.LAMP.A004 | ZCON_ACT | ZCON | NOS | 8 | 840.52 | INR
2000 | Central Zone, Bhubaneswar | 2100 | EHT (O&M) Circle, Bhubaneswar | 2104 | EHT (O&M) Division, Khurda | C242 | 220/132/33 kV S/S S/D Atri | 2000000150 | LED TYPE INDICATION LAMP (BLUE) | ILWR.INDIC.LAMP.A005 | ZCON_ACT | ZCON | NOS | 7 | 1743 | INR
2000 | Central Zone, Bhubaneswar | 2100 | EHT (O&M) Circle, Bhubaneswar | 2104 | EHT (O&M) Division, Khurda | C242 | 220/132/33 kV S/S S/D Atri | 2000000157 | SS SY LIGHTING FIXTURES & LAMPS | ILWR.LED.FT.A003 | ZCON_SH | ZCON | NOS | 16 | 0.01 | INR
2000 | Central Zone, Bhubaneswar | 2100 | EHT (O&M) Circle, Bhubaneswar | 2104 | EHT (O&M) Division, Khurda | C242 | 220/132/33 kV S/S S/D Atri | 2000000165 | TWO POLE 6A MCB | ILWR.MCB.A005 | ZCON_FREE | ZCON | NOS | 7 | 0 | INR
2000 | Central Zone, Bhubaneswar | 2100 | EHT (O&M) Circle, Bhubaneswar | 2104 | EHT (O&M) Division, Khurda | C242 | 220/132/33 kV S/S S/D Atri | 2000000170 | MCB 6A, Three Pole (TP) | ILWR.MCB.B003 | ZCON_FREE | ZCON | NOS | 3 | 0 | INR
2000 | Central Zone, Bhubaneswar | 2100 | EHT (O&M) Circle, Bhubaneswar | 2104 | EHT (O&M) Division, Khurda | C242 | 220/132/33 kV S/S S/D Atri | 2000000178 | SINGLE POLE 6 A MCB | ILWR.MCB.SPN.A002 | ZCON_FREE | ZCON | NOS | 2 | 0 | INR
2000 | Central Zone, Bhubaneswar | 2100 | EHT (O&M) Circle, Bhubaneswar | 2104 | EHT (O&M) Division, Khurda | C245 | 132/33 kV S/S S/D Arugul | 2000000191 | 250W METAL HALIDE COMPLETE FITTINGS | ILWR.MH.FT.S.A002 | ZCON_FREE | ZCON | NOS | 13 | 0 | INR
2000 | Central Zone, Bhubaneswar | 2100 | EHT (O&M) Circle, Bhubaneswar | 2104 | EHT (O&M) Division, Khurda | C244 | 132/33 kV T/L S/S S/D Chandpur | 2000000198 | PVC PIPE | ILWR.PVCPIPE.A003 | ZCON_ACT | ZCON | M | 36 | 4998.24 | INR
2000 | Central Zone, Bhubaneswar | 2100 | EHT (O&M) Circle, Bhubaneswar | 2104 | EHT (O&M) Division, Khurda | C244 | 132/33 kV T/L S/S S/D Chandpur | 2000000201 | PVC INSULATION TAPE | ILWR.PVCTAPE.A001 | ZCON_ACT | ZCON | NOS | 16 | 207.68 | INR
2000 | Central Zone, Bhubaneswar | 2100 | EHT (O&M) Circle, Bhubaneswar | 2104 | EHT (O&M) Division, Khurda | C242 | 220/132/33 kV S/S S/D Atri | 2000000202 | DC MCB ( 2 Pole, 2 Amp) | ILWR.SKT2PIN.A001 | ZCON_FREE | ZCON | NOS | 4 | 0 | INR
2000 | Central Zone, Bhubaneswar | 2100 | EHT (O&M) Circle, Bhubaneswar | 2104 | EHT (O&M) Division, Khurda | C247 | 220/33 kV T/L S/S S/D Nayagarh | 2000000208 | CHEQURED PLATE | MISC.CHQD.PLATE.A001 | ZCON_ACT | ZCON | NOS | 9 | 9000 | INR
2000 | Central Zone, Bhubaneswar | 2100 | EHT (O&M) Circle, Bhubaneswar | 2104 | EHT (O&M) Division, Khurda | C243 | 132/33 kV T/L S/S S/D Khurda | 2000000211 | GASKET OF ASSORTED SIZE | MISC.GASKET.A001 | ZCON_ACT | ZCON | NOS | 1 | 1500 | INR
2000 | Central Zone, Bhubaneswar | 2100 | EHT (O&M) Circle, Bhubaneswar | 2104 | EHT (O&M) Division, Khurda | C246 | 132/33 kV S/S S/D Banki | 2000000213 | 6MM GASKET CORK | MISC.GASKET.C.A002 | ZCON_ACT | ZCON | NOS | 1 | 1675.6 | INR
2000 | Central Zone, Bhubaneswar | 2100 | EHT (O&M) Circle, Bhubaneswar | 2104 | EHT (O&M) Division, Khurda | C246 | 132/33 kV S/S S/D Banki | 2000000215 | 10MM GASKET CORK | MISC.GASKET.C.A004 | ZCON_ACT | ZCON | NOS | 1 | 2826.1 | INR
2000 | Central Zone, Bhubaneswar | 2100 | EHT (O&M) Circle, Bhubaneswar | 2104 | EHT (O&M) Division, Khurda | C242 | 220/132/33 kV S/S S/D Atri | 2000000222 | 4MM GASKET RUBBERISED | MISC.GASKET.R.A001 | ZCON_ACT | ZCON | NOS | 2 | 2666.8 | INR
2000 | Central Zone, Bhubaneswar | 2100 | EHT (O&M) Circle, Bhubaneswar | 2104 | EHT (O&M) Division, Khurda | C242 | 220/132/33 kV S/S S/D Atri | 2000000225 | 2MM GASKET RUBBERISED | MISC.GASKET.R.A009 | ZCON_ACT | ZCON | NOS | 2 | 1486.8 | INR
2000 | Central Zone, Bhubaneswar | 2100 | EHT (O&M) Circle, Bhubaneswar | 2104 | EHT (O&M) Division, Khurda | C242 | 220/132/33 kV S/S S/D Atri | 2000000226 | GASKET RUBBERISED CORK SHEET 3X2X8 MM | MISC.GASKET.RC.A004 | ZCON_ACT | ZCON | NOS | 4 | 8189.2 | INR
2000 | Central Zone, Bhubaneswar | 2100 | EHT (O&M) Circle, Bhubaneswar | 2104 | EHT (O&M) Division, Khurda | C244 | 132/33 kV T/L S/S S/D Chandpur | 2000000227 | GASKET RUBBERISED CORK SHEET 10MM | MISC.GASKET.RC.A009 | ZCON_ACT | ZCON | NOS | 4 | 13019.33 | INR
2000 | Central Zone, Bhubaneswar | 2100 | EHT (O&M) Circle, Bhubaneswar | 2104 | EHT (O&M) Division, Khurda | C242 | 220/132/33 kV S/S S/D Atri | 2000000227 | GASKET RUBBERISED CORK SHEET 10MM | MISC.GASKET.RC.A009 | ZCON_ACT | ZCON | NOS | 2 | 6509.67 | INR
2000 | Central Zone, Bhubaneswar | 2100 | EHT (O&M) Circle, Bhubaneswar | 2104 | EHT (O&M) Division, Khurda | CL43 | 132/33 kV T/L S/S S/D Khurda_Line | 2000000231 | HAND GLOVES STORAGE BAG | MISC.GLOVES.B001 | ZCON_ACT | ZCON | PAA | 3 | 410.7 | INR
2000 | Central Zone, Bhubaneswar | 2100 | EHT (O&M) Circle, Bhubaneswar | 2104 | EHT (O&M) Division, Khurda | C247 | 220/33 kV T/L S/S S/D Nayagarh | 2000000234 | MESSAGE IN / OUT LOG BOOK | MISC.LOGBOOK.A001 | ZCON_ACT | ZCON | NOS | 4 | 1280 | INR
2000 | Central Zone, Bhubaneswar | 2100 | EHT (O&M) Circle, Bhubaneswar | 2104 | EHT (O&M) Division, Khurda | C242 | 220/132/33 kV S/S S/D Atri | 2000000234 | MESSAGE IN / OUT LOG BOOK | MISC.LOGBOOK.A001 | ZCON_ACT | ZCON | NOS | 10 | 3200 | INR
2000 | Central Zone, Bhubaneswar | 2100 | EHT (O&M) Circle, Bhubaneswar | 2104 | EHT (O&M) Division, Khurda | C243 | 132/33 kV T/L S/S S/D Khurda | 2000000234 | MESSAGE IN / OUT LOG BOOK | MISC.LOGBOOK.A001 | ZCON_ACT | ZCON | NOS | 5 | 1600 | INR
2000 | Central Zone, Bhubaneswar | 2100 | EHT (O&M) Circle, Bhubaneswar | 2104 | EHT (O&M) Division, Khurda | C246 | 132/33 kV S/S S/D Banki | 2000000234 | MESSAGE IN / OUT LOG BOOK | MISC.LOGBOOK.A001 | ZCON_ACT | ZCON | NOS | 4 | 1280 | INR
2000 | Central Zone, Bhubaneswar | 2100 | EHT (O&M) Circle, Bhubaneswar | 2104 | EHT (O&M) Division, Khurda | C245 | 132/33 kV S/S S/D Arugul | 2000000235 | MESSAGE OUT LOG BOOK | MISC.LOGBOOK.A002 | ZCON_ACT | ZCON | NOS | 1 | 320 | INR
2000 | Central Zone, Bhubaneswar | 2100 | EHT (O&M) Circle, Bhubaneswar | 2104 | EHT (O&M) Division, Khurda | C246 | 132/33 kV S/S S/D Banki | 2000000235 | MESSAGE OUT LOG BOOK | MISC.LOGBOOK.A002 | ZCON_ACT | ZCON | NOS | 3 | 960 | INR
2000 | Central Zone, Bhubaneswar | 2100 | EHT (O&M) Circle, Bhubaneswar | 2104 | EHT (O&M) Division, Khurda | C247 | 220/33 kV T/L S/S S/D Nayagarh | 2000000235 | MESSAGE OUT LOG BOOK | MISC.LOGBOOK.A002 | ZCON_ACT | ZCON | NOS | 16 | 5120 | INR
2000 | Central Zone, Bhubaneswar | 2100 | EHT (O&M) Circle, Bhubaneswar | 2104 | EHT (O&M) Division, Khurda | C243 | 132/33 kV T/L S/S S/D Khurda | 2000000235 | MESSAGE OUT LOG BOOK | MISC.LOGBOOK.A002 | ZCON_ACT | ZCON | NOS | 15 | 4800 | INR
2000 | Central Zone, Bhubaneswar | 2100 | EHT (O&M) Circle, Bhubaneswar | 2104 | EHT (O&M) Division, Khurda | C242 | 220/132/33 kV S/S S/D Atri | 2000000238 | LOG SHEET BOOK / Register | MISC.LOGBOOK.E001 | ZCON_ACT | ZCON | NOS | 12 | 4938 | INR
2000 | Central Zone, Bhubaneswar | 2100 | EHT (O&M) Circle, Bhubaneswar | 2104 | EHT (O&M) Division, Khurda | C243 | 132/33 kV T/L S/S S/D Khurda | 2000000238 | LOG SHEET BOOK / Register | MISC.LOGBOOK.E001 | ZCON_ACT | ZCON | NOS | 12 | 4938 | INR
2000 | Central Zone, Bhubaneswar | 2100 | EHT (O&M) Circle, Bhubaneswar | 2104 | EHT (O&M) Division, Khurda | C245 | 132/33 kV S/S S/D Arugul | 2000000238 | LOG SHEET BOOK / Register | MISC.LOGBOOK.E001 | ZCON_ACT | ZCON | NOS | 12 | 4938 | INR
2000 | Central Zone, Bhubaneswar | 2100 | EHT (O&M) Circle, Bhubaneswar | 2104 | EHT (O&M) Division, Khurda | C246 | 132/33 kV S/S S/D Banki | 2000000238 | LOG SHEET BOOK / Register | MISC.LOGBOOK.E001 | ZCON_ACT | ZCON | NOS | 12 | 4938 | INR
2000 | Central Zone, Bhubaneswar | 2100 | EHT (O&M) Circle, Bhubaneswar | 2104 | EHT (O&M) Division, Khurda | C247 | 220/33 kV T/L S/S S/D Nayagarh | 2000000238 | LOG SHEET BOOK / Register | MISC.LOGBOOK.E001 | ZCON_ACT | ZCON | NOS | 12 | 4938 | INR
2000 | Central Zone, Bhubaneswar | 2100 | EHT (O&M) Circle, Bhubaneswar | 2104 | EHT (O&M) Division, Khurda | C247 | 220/33 kV T/L S/S S/D Nayagarh | 2000000251 | Digital Frequency meter | MTR.FMETER.D.A001 | ZCON_ACT | ZCON | NOS | 1 | 755 | INR
2000 | Central Zone, Bhubaneswar | 2100 | EHT (O&M) Circle, Bhubaneswar | 2104 | EHT (O&M) Division, Khurda | C245 | 132/33 kV S/S S/D Arugul | 2000000251 | Digital Frequency meter | MTR.FMETER.D.A001 | ZCON_ACT | ZCON | NOS | 1 | 755 | INR
2000 | Central Zone, Bhubaneswar | 2100 | EHT (O&M) Circle, Bhubaneswar | 2104 | EHT (O&M) Division, Khurda | C244 | 132/33 kV T/L S/S S/D Chandpur | 2000000255 | WIRE MESH | CVL.WIREMESH.B001 | ZCON_ACT | ZCON | M2 | 104 | 36252.25 | INR
2000 | Central Zone, Bhubaneswar | 2100 | EHT (O&M) Circle, Bhubaneswar | 2104 | EHT (O&M) Division, Khurda | C245 | 132/33 kV S/S S/D Arugul | 2000000255 | WIRE MESH | CVL.WIREMESH.B001 | ZCON_ACT | ZCON | M2 | 0.034 | 11.85 | INR
2000 | Central Zone, Bhubaneswar | 2100 | EHT (O&M) Circle, Bhubaneswar | 2104 | EHT (O&M) Division, Khurda | C245 | 132/33 kV S/S S/D Arugul | 2000000266 | Yellow Metal Primer | CNSM.PAINT.B006 | ZCON_ACT | ZCON | L | 2 | 613.6 | INR
2000 | Central Zone, Bhubaneswar | 2100 | EHT (O&M) Circle, Bhubaneswar | 2104 | EHT (O&M) Division, Khurda | C245 | 132/33 kV S/S S/D Arugul | 2000000321 | RUSTOLINE OIL |  | ZCON_ACT | ZCON | L | 1 | 306.8 | INR
2000 | Central Zone, Bhubaneswar | 2100 | EHT (O&M) Circle, Bhubaneswar | 2104 | EHT (O&M) Division, Khurda | C242 | 220/132/33 kV S/S S/D Atri | 3000000018 | IV Bushing of 160MVA 220/132/33KV ALSMAT | BUSH.132ALSM.AC09 | ZSPR_FREE | ZSPR | NOS | 2 | 0 | INR
2000 | Central Zone, Bhubaneswar | 2100 | EHT (O&M) Circle, Bhubaneswar | 2104 | EHT (O&M) Division, Khurda | C243 | 132/33 kV T/L S/S S/D Khurda | 3000000028 | HV BUSHING WITH ROD FOR 40MVA BHEL Tfr | BUSH.132BHEL.AA06 | ZSPR_ACT | ZSPR | NOS | 1 | 30000 | INR
2000 | Central Zone, Bhubaneswar | 2100 | EHT (O&M) Circle, Bhubaneswar | 2104 | EHT (O&M) Division, Khurda | C243 | 132/33 kV T/L S/S S/D Khurda | 3000000030 | HV BUSHINGWITH M.PART FOR 40MVA BHEL Tfr | BUSH.132BHEL.AB06 | ZSPR_ACT | ZSPR | NOS | 1 | 71271.5 | INR
2000 | Central Zone, Bhubaneswar | 2100 | EHT (O&M) Circle, Bhubaneswar | 2104 | EHT (O&M) Division, Khurda | C245 | 132/33 kV S/S S/D Arugul | 3000000030 | HV BUSHINGWITH M.PART FOR 40MVA BHEL Tfr | BUSH.132BHEL.AB06 | ZSPR_THEFT | ZSPR | NOS | 2 | 0.02 | INR
2000 | Central Zone, Bhubaneswar | 2100 | EHT (O&M) Circle, Bhubaneswar | 2104 | EHT (O&M) Division, Khurda | C243 | 132/33 kV T/L S/S S/D Khurda | 3000000031 | N BUSHING W/O ROD BHEL40MVA Tfr | BUSH.132BHEL.AB07 | ZSPR_ACT | ZSPR | NOS | 1 | 20000 | INR
2000 | Central Zone, Bhubaneswar | 2100 | EHT (O&M) Circle, Bhubaneswar | 2104 | EHT (O&M) Division, Khurda | C246 | 132/33 kV S/S S/D Banki | 3000000040 | HV Bushing for 20MVA 132/33KV IMP Tfr | BUSH.20IMP.AB01 | ZSPR_FREE | ZSPR | NOS | 2 | 0 | INR
2000 | Central Zone, Bhubaneswar | 2100 | EHT (O&M) Circle, Bhubaneswar | 2104 | EHT (O&M) Division, Khurda | C246 | 132/33 kV S/S S/D Banki | 3000000041 | L.V Bushing for 20MVA 132/33KV IMP Tfr | BUSH.20IMP.AB02 | ZSPR_FREE | ZSPR | NOS | 2 | 0 | INR
2000 | Central Zone, Bhubaneswar | 2100 | EHT (O&M) Circle, Bhubaneswar | 2104 | EHT (O&M) Division, Khurda | C246 | 132/33 kV S/S S/D Banki | 3000000042 | HV N Bushing for 20MVA 132/33KV IMP Tfr | BUSH.20IMP.AB03 | ZSPR_FREE | ZSPR | NOS | 2 | 0 | INR
2000 | Central Zone, Bhubaneswar | 2100 | EHT (O&M) Circle, Bhubaneswar | 2104 | EHT (O&M) Division, Khurda | C246 | 132/33 kV S/S S/D Banki | 3000000043 | LV N Bushing for 20MVA 132/33KV IMP Tfr | BUSH.20IMP.AB04 | ZSPR_FREE | ZSPR | NOS | 2 | 0 | INR
2000 | Central Zone, Bhubaneswar | 2100 | EHT (O&M) Circle, Bhubaneswar | 2104 | EHT (O&M) Division, Khurda | C242 | 220/132/33 kV S/S S/D Atri | 3000000044 | HVBushing of160MVA 220/132/33KVAlstom AT | BUSH.220ALSM.AC09 | ZSPR_FREE | ZSPR | NOS | 1 | 0 | INR
2000 | Central Zone, Bhubaneswar | 2100 | EHT (O&M) Circle, Bhubaneswar | 2104 | EHT (O&M) Division, Khurda | C247 | 220/33 kV T/L S/S S/D Nayagarh | 3000000049 | BUSHING W/O ROD FOR 40 MVA BHEL Tfr | BUSH.220BHEL.AB06 | ZSPR_ACT | ZSPR | NOS | 1 | 1 | INR
2000 | Central Zone, Bhubaneswar | 2100 | EHT (O&M) Circle, Bhubaneswar | 2104 | EHT (O&M) Division, Khurda | C247 | 220/33 kV T/L S/S S/D Nayagarh | 3000000054 | BUSHING W/OROD OF 40MVA 220/33KV TR Tfr | BUSH.220TR.AB06 | ZSPR_SH | ZSPR | NOS | 1 | 1 | INR
2000 | Central Zone, Bhubaneswar | 2100 | EHT (O&M) Circle, Bhubaneswar | 2104 | EHT (O&M) Division, Khurda | C247 | 220/33 kV T/L S/S S/D Nayagarh | 3000000055 | LEAD OF HV BUSHING FOR 40MVA TR Tfr | BUSH.220TR.AC06 | ZSPR_ACT | ZSPR | NOS | 1 | 1 | INR
2000 | Central Zone, Bhubaneswar | 2100 | EHT (O&M) Circle, Bhubaneswar | 2104 | EHT (O&M) Division, Khurda | C247 | 220/33 kV T/L S/S S/D Nayagarh | 3000000056 | N.BUSHING OF of 40MVA 220/33KV TR Tfr | BUSH.220TR.AD06 | ZSPR_ACT | ZSPR | NOS | 1 | 1 | INR
2000 | Central Zone, Bhubaneswar | 2100 | EHT (O&M) Circle, Bhubaneswar | 2104 | EHT (O&M) Division, Khurda | C247 | 220/33 kV T/L S/S S/D Nayagarh | 3000000057 | HV N BUSHING WITH ROD of 40MVA TR Tfr | BUSH.220TR.EB04 | ZSPR_ACT | ZSPR | SET | 1 | 1 | INR
2000 | Central Zone, Bhubaneswar | 2100 | EHT (O&M) Circle, Bhubaneswar | 2104 | EHT (O&M) Division, Khurda | C242 | 220/132/33 kV S/S S/D Atri | 3000000058 | T. Bushing of160MVA 220/132/33KV AlSM AT | BUSH.33ALSM.AC09 | ZSPR_FREE | ZSPR | NOS | 1 | 0 | INR
2000 | Central Zone, Bhubaneswar | 2100 | EHT (O&M) Circle, Bhubaneswar | 2104 | EHT (O&M) Division, Khurda | C243 | 132/33 kV T/L S/S S/D Khurda | 3000000069 | BUSHING W/O ROD BHEL 40MVA Tfr | BUSH.33BHEL.BB06 | ZSPR_ACT | ZSPR | NOS | 1 | 20000 | INR
2000 | Central Zone, Bhubaneswar | 2100 | EHT (O&M) Circle, Bhubaneswar | 2104 | EHT (O&M) Division, Khurda | C242 | 220/132/33 kV S/S S/D Atri | 3000000073 | N.Bushing w/orod of 20MVABHELTfr | BUSH.33BHEL.BB12 | ZSPR_FREE | ZSPR | NOS | 2 | 0 | INR
2000 | Central Zone, Bhubaneswar | 2100 | EHT (O&M) Circle, Bhubaneswar | 2104 | EHT (O&M) Division, Khurda | C243 | 132/33 kV T/L S/S S/D Khurda | 3000000074 | LV N. BUSHING WITH ROD OF40MVA BHEL Tfr | BUSH.33BHEL.EB03 | ZSPR_ACT | ZSPR | SET | 1 | 10638 | INR
2000 | Central Zone, Bhubaneswar | 2100 | EHT (O&M) Circle, Bhubaneswar | 2104 | EHT (O&M) Division, Khurda | C247 | 220/33 kV T/L S/S S/D Nayagarh | 3000000084 | 33kV BUSHING&Rod-40MVA TR Tfr | BUSH.33TR.EB01 | ZSPR_ACT | ZSPR | NOS | 1 | 1 | INR
2000 | Central Zone, Bhubaneswar | 2100 | EHT (O&M) Circle, Bhubaneswar | 2104 | EHT (O&M) Division, Khurda | C247 | 220/33 kV T/L S/S S/D Nayagarh | 3000000085 | LV NEUTRAL BUSHING FOR 40MVA TR Tfr | BUSH.33TR.EB03 | ZSPR_ACT | ZSPR | SET | 1 | 1 | INR
2000 | Central Zone, Bhubaneswar | 2100 | EHT (O&M) Circle, Bhubaneswar | 2104 | EHT (O&M) Division, Khurda | C242 | 220/132/33 kV S/S S/D Atri | 3000000096 | Neutral Bushing & rod-160MVA ALSM AT | BUSH.NTRL.ALSM.AC09 | ZSPR_FREE | ZSPR | NOS | 2 | 0 | INR
2000 | Central Zone, Bhubaneswar | 2100 | EHT (O&M) Circle, Bhubaneswar | 2104 | EHT (O&M) Division, Khurda | C243 | 132/33 kV T/L S/S S/D Khurda | 3000000104 | 75 OHM HF COAXIAL CABLE | CBLE.COX.AR.G001 | ZSPR_ACT | ZSPR | KM | 0.214 | 42994.74 | INR
2000 | Central Zone, Bhubaneswar | 2100 | EHT (O&M) Circle, Bhubaneswar | 2104 | EHT (O&M) Division, Khurda | C247 | 220/33 kV T/L S/S S/D Nayagarh | 3000000107 | 2.5SQMM 4C CONTROL CABLE | CBLE.CTRL.AR.C004 | ZSPR_ACT | ZSPR | KM | 0.05 | 4129.6 | INR
2000 | Central Zone, Bhubaneswar | 2100 | EHT (O&M) Circle, Bhubaneswar | 2104 | EHT (O&M) Division, Khurda | C247 | 220/33 kV T/L S/S S/D Nayagarh | 3000000109 | 2.5SQMM 7C CONTROL CABLE | CBLE.CTRL.AR.C007 | ZSPR_SH | ZSPR | KM | 1.8 | 1.8 | INR
2000 | Central Zone, Bhubaneswar | 2100 | EHT (O&M) Circle, Bhubaneswar | 2104 | EHT (O&M) Division, Khurda | C246 | 132/33 kV S/S S/D Banki | 3000000109 | 2.5SQMM 7C CONTROL CABLE | CBLE.CTRL.AR.C007 | ZSPR_FREE | ZSPR | KM | 0.43 | 0 | INR
2000 | Central Zone, Bhubaneswar | 2100 | EHT (O&M) Circle, Bhubaneswar | 2104 | EHT (O&M) Division, Khurda | C247 | 220/33 kV T/L S/S S/D Nayagarh | 3000000109 | 2.5SQMM 7C CONTROL CABLE | CBLE.CTRL.AR.C007 | ZSPR_ACT | ZSPR | KM | 0.016 | 2099.02 | INR
2000 | Central Zone, Bhubaneswar | 2100 | EHT (O&M) Circle, Bhubaneswar | 2104 | EHT (O&M) Division, Khurda | C247 | 220/33 kV T/L S/S S/D Nayagarh | 3000000110 | 2.5SQMM 9C CONTROL CABLE | CBLE.CTRL.AR.C009 | ZSPR_SH | ZSPR | KM | 1.2 | 1.2 | INR
2000 | Central Zone, Bhubaneswar | 2100 | EHT (O&M) Circle, Bhubaneswar | 2104 | EHT (O&M) Division, Khurda | C247 | 220/33 kV T/L S/S S/D Nayagarh | 3000000110 | 2.5SQMM 9C CONTROL CABLE | CBLE.CTRL.AR.C009 | ZSPR_ACT | ZSPR | KM | 0.2 | 50367.99 | INR
2000 | Central Zone, Bhubaneswar | 2100 | EHT (O&M) Circle, Bhubaneswar | 2104 | EHT (O&M) Division, Khurda | C246 | 132/33 kV S/S S/D Banki | 3000000111 | 2.5SQMM 12C CONTROL CABLE | CBLE.CTRL.AR.C012 | ZSPR_FREE | ZSPR | KM | 0.25 | 0 | INR
2000 | Central Zone, Bhubaneswar | 2100 | EHT (O&M) Circle, Bhubaneswar | 2104 | EHT (O&M) Division, Khurda | C247 | 220/33 kV T/L S/S S/D Nayagarh | 3000000111 | 2.5SQMM 12C CONTROL CABLE | CBLE.CTRL.AR.C012 | ZSPR_ACT | ZSPR | KM | 0.26 | 59320.38 | INR
2000 | Central Zone, Bhubaneswar | 2100 | EHT (O&M) Circle, Bhubaneswar | 2104 | EHT (O&M) Division, Khurda | C246 | 132/33 kV S/S S/D Banki | 3000000112 | 2.5SQMM 16C CONTROL CABLE | CBLE.CTRL.AR.C016 | ZSPR_FREE | ZSPR | KM | 0.25 | 0 | INR
2000 | Central Zone, Bhubaneswar | 2100 | EHT (O&M) Circle, Bhubaneswar | 2104 | EHT (O&M) Division, Khurda | C246 | 132/33 kV S/S S/D Banki | 3000000113 | 2.5SQMM 19C CONTROL CABLE | CBLE.CTRL.AR.C019 | ZSPR_FREE | ZSPR | KM | 0.147 | 0 | INR
2000 | Central Zone, Bhubaneswar | 2100 | EHT (O&M) Circle, Bhubaneswar | 2104 | EHT (O&M) Division, Khurda | C247 | 220/33 kV T/L S/S S/D Nayagarh | 3000000113 | 2.5SQMM 19C CONTROL CABLE | CBLE.CTRL.AR.C019 | ZSPR_ACT | ZSPR | KM | 0.1 | 43883.35 | INR
2000 | Central Zone, Bhubaneswar | 2100 | EHT (O&M) Circle, Bhubaneswar | 2104 | EHT (O&M) Division, Khurda | C245 | 132/33 kV S/S S/D Arugul | 3000000116 | 4C X 2.5SQMM CONTROL ARMOURED CABLE | CBLE.CTRL.AR.D004 | ZSPR_SH | ZSPR | KM | 0.15 | 1.5 | INR
2000 | Central Zone, Bhubaneswar | 2100 | EHT (O&M) Circle, Bhubaneswar | 2104 | EHT (O&M) Division, Khurda | C245 | 132/33 kV S/S S/D Arugul | 3000000122 | 2.5sq.mm Control cable 10core | CBLE.CTRL.AR.D010 | ZSPR_THEFT | ZSPR | KM | 0.178 | 59216.67 | INR
2000 | Central Zone, Bhubaneswar | 2100 | EHT (O&M) Circle, Bhubaneswar | 2104 | EHT (O&M) Division, Khurda | C246 | 132/33 kV S/S S/D Banki | 3000000122 | 2.5sq.mm Control cable 10core | CBLE.CTRL.AR.D010 | ZSPR_FREE | ZSPR | KM | 0.293 | 0 | INR
2000 | Central Zone, Bhubaneswar | 2100 | EHT (O&M) Circle, Bhubaneswar | 2104 | EHT (O&M) Division, Khurda | C245 | 132/33 kV S/S S/D Arugul | 3000000122 | 2.5sq.mm Control cable 10core | CBLE.CTRL.AR.D010 | ZSPR_ACT | ZSPR | KM | 0.495 | 119136.6 | INR
2000 | Central Zone, Bhubaneswar | 2100 | EHT (O&M) Circle, Bhubaneswar | 2104 | EHT (O&M) Division, Khurda | C243 | 132/33 kV T/L S/S S/D Khurda | 3000000133 | 2.5 SQMM 2C CONTROL CABLE LC | CBLE.CTRL.UAR.C002 | ZSPR_ACT | ZSPR | KM | 0.093 | 3925.18 | INR
2000 | Central Zone, Bhubaneswar | 2100 | EHT (O&M) Circle, Bhubaneswar | 2104 | EHT (O&M) Division, Khurda | C243 | 132/33 kV T/L S/S S/D Khurda | 3000000134 | 2.5SQMM 3C CONTROL CABLE | CBLE.CTRL.UAR.C003 | ZSPR_ACT | ZSPR | KM | 0.074 | 4620.56 | INR
2000 | Central Zone, Bhubaneswar | 2100 | EHT (O&M) Circle, Bhubaneswar | 2104 | EHT (O&M) Division, Khurda | C247 | 220/33 kV T/L S/S S/D Nayagarh | 3000000134 | 2.5SQMM 3C CONTROL CABLE | CBLE.CTRL.UAR.C003 | ZSPR_SH | ZSPR | KM | 16.7 | 16.7 | INR
2000 | Central Zone, Bhubaneswar | 2100 | EHT (O&M) Circle, Bhubaneswar | 2104 | EHT (O&M) Division, Khurda | C243 | 132/33 kV T/L S/S S/D Khurda | 3000000135 | 2.5 SQMM 4C CONTROL CABLE | CBLE.CTRL.UAR.C004 | ZSPR_ACT | ZSPR | KM | 3.902 | 446974.1 | INR
2000 | Central Zone, Bhubaneswar | 2100 | EHT (O&M) Circle, Bhubaneswar | 2104 | EHT (O&M) Division, Khurda | C245 | 132/33 kV S/S S/D Arugul | 3000000135 | 2.5 SQMM 4C CONTROL CABLE | CBLE.CTRL.UAR.C004 | ZSPR_ACT | ZSPR | KM | 0.15 | 17182.5 | INR
2000 | Central Zone, Bhubaneswar | 2100 | EHT (O&M) Circle, Bhubaneswar | 2104 | EHT (O&M) Division, Khurda | C242 | 220/132/33 kV S/S S/D Atri | 3000000139 | 2.5 SQMM 10C CONTROL CABLE | CBLE.CTRL.UAR.C010 | ZSPR_FREE | ZSPR | KM | 0.38 | 0 | INR
2000 | Central Zone, Bhubaneswar | 2100 | EHT (O&M) Circle, Bhubaneswar | 2104 | EHT (O&M) Division, Khurda | C242 | 220/132/33 kV S/S S/D Atri | 3000000140 | 2.5 SQMM 12C CONTROL CABLE | CBLE.CTRL.UAR.C012 | ZSPR_FREE | ZSPR | KM | 0.22 | 0 | INR
2000 | Central Zone, Bhubaneswar | 2100 | EHT (O&M) Circle, Bhubaneswar | 2104 | EHT (O&M) Division, Khurda | C245 | 132/33 kV S/S S/D Arugul | 3000000140 | 2.5 SQMM 12C CONTROL CABLE | CBLE.CTRL.UAR.C012 | ZSPR_ACT | ZSPR | KM | 0.9 | 266847.47 | INR
2000 | Central Zone, Bhubaneswar | 2100 | EHT (O&M) Circle, Bhubaneswar | 2104 | EHT (O&M) Division, Khurda | C243 | 132/33 kV T/L S/S S/D Khurda | 3000000140 | 2.5 SQMM 12C CONTROL CABLE | CBLE.CTRL.UAR.C012 | ZSPR_ACT | ZSPR | KM | 0.368 | 109110.96 | INR
2000 | Central Zone, Bhubaneswar | 2100 | EHT (O&M) Circle, Bhubaneswar | 2104 | EHT (O&M) Division, Khurda | C244 | 132/33 kV T/L S/S S/D Chandpur | 3000000140 | 2.5 SQMM 12C CONTROL CABLE | CBLE.CTRL.UAR.C012 | ZSPR_ACT | ZSPR | KM | 0.648 | 192130.17 | INR
2000 | Central Zone, Bhubaneswar | 2100 | EHT (O&M) Circle, Bhubaneswar | 2104 | EHT (O&M) Division, Khurda | C245 | 132/33 kV S/S S/D Arugul | 3000000141 | 2.5 SQMM 16C CONTROL CABLE | CBLE.CTRL.UAR.C016 | ZSPR_ACT | ZSPR | KM | 0.243 | 99144 | INR
2000 | Central Zone, Bhubaneswar | 2100 | EHT (O&M) Circle, Bhubaneswar | 2104 | EHT (O&M) Division, Khurda | C242 | 220/132/33 kV S/S S/D Atri | 3000000141 | 2.5 SQMM 16C CONTROL CABLE | CBLE.CTRL.UAR.C016 | ZSPR_FREE | ZSPR | KM | 0.25 | 0 | INR
2000 | Central Zone, Bhubaneswar | 2100 | EHT (O&M) Circle, Bhubaneswar | 2104 | EHT (O&M) Division, Khurda | C245 | 132/33 kV S/S S/D Arugul | 3000000141 | 2.5 SQMM 16C CONTROL CABLE | CBLE.CTRL.UAR.C016 | ZSPR_THEFT | ZSPR | KM | 0.235 | 122474.95 | INR
2000 | Central Zone, Bhubaneswar | 2100 | EHT (O&M) Circle, Bhubaneswar | 2104 | EHT (O&M) Division, Khurda | C243 | 132/33 kV T/L S/S S/D Khurda | 3000000142 | 2.5 SQMM 19C UR CONTROL CABLE | CBLE.CTRL.UAR.C019 | ZSPR_ACT | ZSPR | KM | 1.11 | 428722.67 | INR
2000 | Central Zone, Bhubaneswar | 2100 | EHT (O&M) Circle, Bhubaneswar | 2104 | EHT (O&M) Division, Khurda | C244 | 132/33 kV T/L S/S S/D Chandpur | 3000000142 | 2.5 SQMM 19C UR CONTROL CABLE | CBLE.CTRL.UAR.C019 | ZSPR_ACT | ZSPR | KM | 0.881 | 340274.48 | INR
2000 | Central Zone, Bhubaneswar | 2100 | EHT (O&M) Circle, Bhubaneswar | 2104 | EHT (O&M) Division, Khurda | C242 | 220/132/33 kV S/S S/D Atri | 3000000142 | 2.5 SQMM 19C UR CONTROL CABLE | CBLE.CTRL.UAR.C019 | ZSPR_FREE | ZSPR | KM | 0.25 | 0 | INR
2000 | Central Zone, Bhubaneswar | 2100 | EHT (O&M) Circle, Bhubaneswar | 2104 | EHT (O&M) Division, Khurda | C242 | 220/132/33 kV S/S S/D Atri | 3000000145 | 2C X 2.5SQMM CONTROL UNARMOURED CABLE | CBLE.CTRL.UAR.D002 | ZSPR_ACT | ZSPR | KM | 2.036 | 128206.92 | INR
2000 | Central Zone, Bhubaneswar | 2100 | EHT (O&M) Circle, Bhubaneswar | 2104 | EHT (O&M) Division, Khurda | C242 | 220/132/33 kV S/S S/D Atri | 3000000147 | 2.5sq.mm Control cable 4 Core | CBLE.CTRL.UAR.D004 | ZSPR_FREE | ZSPR | KM | 0.19 | 0 | INR
2000 | Central Zone, Bhubaneswar | 2100 | EHT (O&M) Circle, Bhubaneswar | 2104 | EHT (O&M) Division, Khurda | C242 | 220/132/33 kV S/S S/D Atri | 3000000148 | 5C X 2.5SQMM CONTROL UNARMOURED CABLE | CBLE.CTRL.UAR.D005 | ZSPR_FREE | ZSPR | KM | 0.5 | 0 | INR
2000 | Central Zone, Bhubaneswar | 2100 | EHT (O&M) Circle, Bhubaneswar | 2104 | EHT (O&M) Division, Khurda | C244 | 132/33 kV T/L S/S S/D Chandpur | 3000000149 | 7C X 2.5SQMM CONTROL UNARMOURED CABLE | CBLE.CTRL.UAR.D007 | ZSPR_ACT | ZSPR | KM | 0.091 | 10515.96 | INR
2000 | Central Zone, Bhubaneswar | 2100 | EHT (O&M) Circle, Bhubaneswar | 2104 | EHT (O&M) Division, Khurda | C242 | 220/132/33 kV S/S S/D Atri | 3000000149 | 7C X 2.5SQMM CONTROL UNARMOURED CABLE | CBLE.CTRL.UAR.D007 | ZSPR_FREE | ZSPR | KM | 0.2 | 0 | INR
2000 | Central Zone, Bhubaneswar | 2100 | EHT (O&M) Circle, Bhubaneswar | 2104 | EHT (O&M) Division, Khurda | C242 | 220/132/33 kV S/S S/D Atri | 3000000150 | 9C X 2.5SQMM CONTROL UNARMOURED CABLE | CBLE.CTRL.UAR.D009 | ZSPR_ACT | ZSPR | KM | 0.233 | 58677.95 | INR
2000 | Central Zone, Bhubaneswar | 2100 | EHT (O&M) Circle, Bhubaneswar | 2104 | EHT (O&M) Division, Khurda | C242 | 220/132/33 kV S/S S/D Atri | 3000000153 | 19CX2.5SQMM CONTROL UR CABLE | CBLE.CTRL.UAR.D019 | ZSPR_ACT | ZSPR | KM | 0.183 | 80305.72 | INR
2000 | Central Zone, Bhubaneswar | 2100 | EHT (O&M) Circle, Bhubaneswar | 2104 | EHT (O&M) Division, Khurda | C247 | 220/33 kV T/L S/S S/D Nayagarh | 3000000158 | 4 SQMM 4 C CONTROL CABLE | CBLE.CTRL.UAR.F004 | ZSPR_ACT | ZSPR | KM | 0.12 | 9911.04 | INR
2000 | Central Zone, Bhubaneswar | 2100 | EHT (O&M) Circle, Bhubaneswar | 2104 | EHT (O&M) Division, Khurda | C243 | 132/33 kV T/L S/S S/D Khurda | 3000000172 | ALLUMINIUM CABLE LUG OF DIFFERENT SIZES | CBLE.LUG.AL.A002 | ZSPR_ACT | ZSPR | NOS | 0 | 0 | INR
2000 | Central Zone, Bhubaneswar | 2100 | EHT (O&M) Circle, Bhubaneswar | 2104 | EHT (O&M) Division, Khurda | C244 | 132/33 kV T/L S/S S/D Chandpur | 3000000174 | COPPER CABLE LUG OF DIFFERENT SIZES | CBLE.LUG.CU.A001 | ZSPR_ACT | ZSPR | NOS | 6 | 3705.2 | INR
2000 | Central Zone, Bhubaneswar | 2100 | EHT (O&M) Circle, Bhubaneswar | 2104 | EHT (O&M) Division, Khurda | C244 | 132/33 kV T/L S/S S/D Chandpur | 3000000176 | 2.5sq mm copper lugs Round in nos | CBLE.LUG.CU.A004 | ZSPR_ACT | ZSPR | NOS | 1 | 814.2 | INR
2000 | Central Zone, Bhubaneswar | 2100 | EHT (O&M) Circle, Bhubaneswar | 2104 | EHT (O&M) Division, Khurda | C244 | 132/33 kV T/L S/S S/D Chandpur | 3000000177 | 2.5SQMM FLAT TYPE CONTROL LUGS | CBLE.LUG.CU.A006 | ZSPR_ACT | ZSPR | NOS | 1 | 814.2 | INR
2000 | Central Zone, Bhubaneswar | 2100 | EHT (O&M) Circle, Bhubaneswar | 2104 | EHT (O&M) Division, Khurda | C245 | 132/33 kV S/S S/D Arugul | 3000000186 | 1Cx120SQMM AL POWER CABLE | CBLE.PWR.AL.AR.A008 | ZSPR_THEFT | ZSPR | KM | 0.041 | 0.41 | INR
2000 | Central Zone, Bhubaneswar | 2100 | EHT (O&M) Circle, Bhubaneswar | 2104 | EHT (O&M) Division, Khurda | C246 | 132/33 kV S/S S/D Banki | 3000000189 | 2Cx10SQMM AL POWER CABLE | CBLE.PWR.AL.AR.A013 | ZSPR_FREE | ZSPR | KM | 0.197 | 0 | INR
2000 | Central Zone, Bhubaneswar | 2100 | EHT (O&M) Circle, Bhubaneswar | 2104 | EHT (O&M) Division, Khurda | C243 | 132/33 kV T/L S/S S/D Khurda | 3000000192 | 3.5Cx25Sqmm AL PWR cable | CBLE.PWR.AL.AR.D003 | ZSPR_ACT | ZSPR | KM | 0.22 | 33319.94 | INR
2000 | Central Zone, Bhubaneswar | 2100 | EHT (O&M) Circle, Bhubaneswar | 2104 | EHT (O&M) Division, Khurda | C244 | 132/33 kV T/L S/S S/D Chandpur | 3000000192 | 3.5Cx25Sqmm AL PWR cable | CBLE.PWR.AL.AR.D003 | ZSPR_ACT | ZSPR | KM | 0.736 | 111470.35 | INR
2000 | Central Zone, Bhubaneswar | 2100 | EHT (O&M) Circle, Bhubaneswar | 2104 | EHT (O&M) Division, Khurda | C247 | 220/33 kV T/L S/S S/D Nayagarh | 3000000192 | 3.5Cx25Sqmm AL PWR cable | CBLE.PWR.AL.AR.D003 | ZSPR_ACT | ZSPR | KM | 0.229 | 34683.03 | INR
2000 | Central Zone, Bhubaneswar | 2100 | EHT (O&M) Circle, Bhubaneswar | 2104 | EHT (O&M) Division, Khurda | C245 | 132/33 kV S/S S/D Arugul | 3000000193 | 3.5Cx35 Sqmm AL PWR cable | CBLE.PWR.AL.AR.D004 | ZSPR_ACT | ZSPR | KM | 0.13 | 4681.26 | INR
2000 | Central Zone, Bhubaneswar | 2100 | EHT (O&M) Circle, Bhubaneswar | 2104 | EHT (O&M) Division, Khurda | C247 | 220/33 kV T/L S/S S/D Nayagarh | 3000000193 | 3.5Cx35 Sqmm AL PWR cable | CBLE.PWR.AL.AR.D004 | ZSPR_ACT | ZSPR | KM | 0.06 | 2160.58 | INR
2000 | Central Zone, Bhubaneswar | 2100 | EHT (O&M) Circle, Bhubaneswar | 2104 | EHT (O&M) Division, Khurda | C242 | 220/132/33 kV S/S S/D Atri | 3000000193 | 3.5Cx35 Sqmm AL PWR cable | CBLE.PWR.AL.AR.D004 | ZSPR_FREE | ZSPR | KM | 0.2 | 0 | INR
2000 | Central Zone, Bhubaneswar | 2100 | EHT (O&M) Circle, Bhubaneswar | 2104 | EHT (O&M) Division, Khurda | C244 | 132/33 kV T/L S/S S/D Chandpur | 3000000193 | 3.5Cx35 Sqmm AL PWR cable | CBLE.PWR.AL.AR.D004 | ZSPR_FREE | ZSPR | KM | 0.106 | 0 | INR
2000 | Central Zone, Bhubaneswar | 2100 | EHT (O&M) Circle, Bhubaneswar | 2104 | EHT (O&M) Division, Khurda | C246 | 132/33 kV S/S S/D Banki | 3000000193 | 3.5Cx35 Sqmm AL PWR cable | CBLE.PWR.AL.AR.D004 | ZSPR_FREE | ZSPR | KM | 0.129 | 0 | INR
2000 | Central Zone, Bhubaneswar | 2100 | EHT (O&M) Circle, Bhubaneswar | 2104 | EHT (O&M) Division, Khurda | C245 | 132/33 kV S/S S/D Arugul | 3000000195 | 3.5Cx70 Sqmm AL PWR cable | CBLE.PWR.AL.AR.D006 | ZSPR_ACT | ZSPR | KM | 0.145 | 1.45 | INR
2000 | Central Zone, Bhubaneswar | 2100 | EHT (O&M) Circle, Bhubaneswar | 2104 | EHT (O&M) Division, Khurda | C242 | 220/132/33 kV S/S S/D Atri | 3000000195 | 3.5Cx70 Sqmm AL PWR cable | CBLE.PWR.AL.AR.D006 | ZSPR_FREE | ZSPR | KM | 0.09 | 0 | INR
2000 | Central Zone, Bhubaneswar | 2100 | EHT (O&M) Circle, Bhubaneswar | 2104 | EHT (O&M) Division, Khurda | C244 | 132/33 kV T/L S/S S/D Chandpur | 3000000195 | 3.5Cx70 Sqmm AL PWR cable | CBLE.PWR.AL.AR.D006 | ZSPR_FREE | ZSPR | KM | 0.04 | 0 | INR
2000 | Central Zone, Bhubaneswar | 2100 | EHT (O&M) Circle, Bhubaneswar | 2104 | EHT (O&M) Division, Khurda | C246 | 132/33 kV S/S S/D Banki | 3000000195 | 3.5Cx70 Sqmm AL PWR cable | CBLE.PWR.AL.AR.D006 | ZSPR_FREE | ZSPR | KM | 0.144 | 0 | INR
2000 | Central Zone, Bhubaneswar | 2100 | EHT (O&M) Circle, Bhubaneswar | 2104 | EHT (O&M) Division, Khurda | C245 | 132/33 kV S/S S/D Arugul | 3000000197 | 3.5Cx120 Sqmm AL PWR cable | CBLE.PWR.AL.AR.D008 | ZSPR_ACT | ZSPR | KM | 0.1 | 33225.56 | INR
2000 | Central Zone, Bhubaneswar | 2100 | EHT (O&M) Circle, Bhubaneswar | 2104 | EHT (O&M) Division, Khurda | C246 | 132/33 kV S/S S/D Banki | 3000000197 | 3.5Cx120 Sqmm AL PWR cable | CBLE.PWR.AL.AR.D008 | ZSPR_FREE | ZSPR | KM | 0.1 | 0 | INR
2000 | Central Zone, Bhubaneswar | 2100 | EHT (O&M) Circle, Bhubaneswar | 2104 | EHT (O&M) Division, Khurda | C242 | 220/132/33 kV S/S S/D Atri | 3000000197 | 3.5Cx120 Sqmm AL PWR cable | CBLE.PWR.AL.AR.D008 | ZSPR_FREE | ZSPR | KM | 0.08 | 0 | INR
2000 | Central Zone, Bhubaneswar | 2100 | EHT (O&M) Circle, Bhubaneswar | 2104 | EHT (O&M) Division, Khurda | C244 | 132/33 kV T/L S/S S/D Chandpur | 3000000197 | 3.5Cx120 Sqmm AL PWR cable | CBLE.PWR.AL.AR.D008 | ZSPR_ACT | ZSPR | KM | 0.279 | 92699.3 | INR
2000 | Central Zone, Bhubaneswar | 2100 | EHT (O&M) Circle, Bhubaneswar | 2104 | EHT (O&M) Division, Khurda | C244 | 132/33 kV T/L S/S S/D Chandpur | 3000000198 | 3.5Cx185 Sqmm AL PWR cable | CBLE.PWR.AL.AR.D010 | ZSPR_ACT | ZSPR | KM | 0.17 | 78786.39 | INR
2000 | Central Zone, Bhubaneswar | 2100 | EHT (O&M) Circle, Bhubaneswar | 2104 | EHT (O&M) Division, Khurda | C246 | 132/33 kV S/S S/D Banki | 3000000198 | 3.5Cx185 Sqmm AL PWR cable | CBLE.PWR.AL.AR.D010 | ZSPR_FREE | ZSPR | KM | 0.02 | 0 | INR
2000 | Central Zone, Bhubaneswar | 2100 | EHT (O&M) Circle, Bhubaneswar | 2104 | EHT (O&M) Division, Khurda | C242 | 220/132/33 kV S/S S/D Atri | 3000000198 | 3.5Cx185 Sqmm AL PWR cable | CBLE.PWR.AL.AR.D010 | ZSPR_FREE | ZSPR | KM | 0.2 | 0 | INR
2000 | Central Zone, Bhubaneswar | 2100 | EHT (O&M) Circle, Bhubaneswar | 2104 | EHT (O&M) Division, Khurda | C245 | 132/33 kV S/S S/D Arugul | 3000000198 | 3.5Cx185 Sqmm AL PWR cable | CBLE.PWR.AL.AR.D010 | ZSPR_ACT | ZSPR | KM | 0.023 | 10659.34 | INR
2000 | Central Zone, Bhubaneswar | 2100 | EHT (O&M) Circle, Bhubaneswar | 2104 | EHT (O&M) Division, Khurda | C247 | 220/33 kV T/L S/S S/D Nayagarh | 3000000199 | 3.5Cx300 Sqmm AL PWR cable | CBLE.PWR.AL.AR.D011 | ZSPR_ACT | ZSPR | KM | 0.019 | 17498.32 | INR
2000 | Central Zone, Bhubaneswar | 2100 | EHT (O&M) Circle, Bhubaneswar | 2104 | EHT (O&M) Division, Khurda | C242 | 220/132/33 kV S/S S/D Atri | 3000000199 | 3.5Cx300 Sqmm AL PWR cable | CBLE.PWR.AL.AR.D011 | ZSPR_FREE | ZSPR | KM | 0.182 | 0 | INR
2000 | Central Zone, Bhubaneswar | 2100 | EHT (O&M) Circle, Bhubaneswar | 2104 | EHT (O&M) Division, Khurda | C244 | 132/33 kV T/L S/S S/D Chandpur | 3000000199 | 3.5Cx300 Sqmm AL PWR cable | CBLE.PWR.AL.AR.D011 | ZSPR_FREE | ZSPR | KM | 0.168 | 0 | INR
2000 | Central Zone, Bhubaneswar | 2100 | EHT (O&M) Circle, Bhubaneswar | 2104 | EHT (O&M) Division, Khurda | C246 | 132/33 kV S/S S/D Banki | 3000000199 | 3.5Cx300 Sqmm AL PWR cable | CBLE.PWR.AL.AR.D011 | ZSPR_FREE | ZSPR | KM | 0.089 | 0 | INR
2000 | Central Zone, Bhubaneswar | 2100 | EHT (O&M) Circle, Bhubaneswar | 2104 | EHT (O&M) Division, Khurda | C243 | 132/33 kV T/L S/S S/D Khurda | 3000000199 | 3.5Cx300 Sqmm AL PWR cable | CBLE.PWR.AL.AR.D011 | ZSPR_ACT | ZSPR | KM | 0.218 | 200770.24 | INR
2000 | Central Zone, Bhubaneswar | 2100 | EHT (O&M) Circle, Bhubaneswar | 2104 | EHT (O&M) Division, Khurda | C245 | 132/33 kV S/S S/D Arugul | 3000000199 | 3.5Cx300 Sqmm AL PWR cable | CBLE.PWR.AL.AR.D011 | ZSPR_ACT | ZSPR | KM | 0.099 | 91175.48 | INR
2000 | Central Zone, Bhubaneswar | 2100 | EHT (O&M) Circle, Bhubaneswar | 2104 | EHT (O&M) Division, Khurda | C245 | 132/33 kV S/S S/D Arugul | 3000000200 | 4Cx16 Sqmm AL PWR cable | CBLE.PWR.AL.AR.E002 | ZSPR_ACT | ZSPR | KM | 0.496 | 126751.77 | INR
2000 | Central Zone, Bhubaneswar | 2100 | EHT (O&M) Circle, Bhubaneswar | 2104 | EHT (O&M) Division, Khurda | C245 | 132/33 kV S/S S/D Arugul | 3000000200 | 4Cx16 Sqmm AL PWR cable | CBLE.PWR.AL.AR.E002 | ZSPR_ACT | ZSPR | KM | 0.095 | 24277.05 | INR
2000 | Central Zone, Bhubaneswar | 2100 | EHT (O&M) Circle, Bhubaneswar | 2104 | EHT (O&M) Division, Khurda | C247 | 220/33 kV T/L S/S S/D Nayagarh | 3000000200 | 4Cx16 Sqmm AL PWR cable | CBLE.PWR.AL.AR.E002 | ZSPR_ACT | ZSPR | KM | 1.05 | 268325.31 | INR
2000 | Central Zone, Bhubaneswar | 2100 | EHT (O&M) Circle, Bhubaneswar | 2104 | EHT (O&M) Division, Khurda | C242 | 220/132/33 kV S/S S/D Atri | 3000000200 | 4Cx16 Sqmm AL PWR cable | CBLE.PWR.AL.AR.E002 | ZSPR_FREE | ZSPR | KM | 0.25 | 0 | INR
2000 | Central Zone, Bhubaneswar | 2100 | EHT (O&M) Circle, Bhubaneswar | 2104 | EHT (O&M) Division, Khurda | C244 | 132/33 kV T/L S/S S/D Chandpur | 3000000200 | 4Cx16 Sqmm AL PWR cable | CBLE.PWR.AL.AR.E002 | ZSPR_FREE | ZSPR | KM | 0.058 | 0 | INR
2000 | Central Zone, Bhubaneswar | 2100 | EHT (O&M) Circle, Bhubaneswar | 2104 | EHT (O&M) Division, Khurda | C246 | 132/33 kV S/S S/D Banki | 3000000200 | 4Cx16 Sqmm AL PWR cable | CBLE.PWR.AL.AR.E002 | ZSPR_FREE | ZSPR | KM | 0.25 | 0 | INR
2000 | Central Zone, Bhubaneswar | 2100 | EHT (O&M) Circle, Bhubaneswar | 2104 | EHT (O&M) Division, Khurda | C243 | 132/33 kV T/L S/S S/D Khurda | 3000000208 | 4Cx6 Sqmm AL POWER CABLE | CBLE.PWR.AL.AR.E018 | ZSPR_ACT | ZSPR | KM | 0.765 | 55018.8 | INR
2000 | Central Zone, Bhubaneswar | 2100 | EHT (O&M) Circle, Bhubaneswar | 2104 | EHT (O&M) Division, Khurda | C245 | 132/33 kV S/S S/D Arugul | 3000000208 | 4Cx6 Sqmm AL POWER CABLE | CBLE.PWR.AL.AR.E018 | ZSPR_ACT | ZSPR | KM | 0.25 | 17980 | INR
2000 | Central Zone, Bhubaneswar | 2100 | EHT (O&M) Circle, Bhubaneswar | 2104 | EHT (O&M) Division, Khurda | C242 | 220/132/33 kV S/S S/D Atri | 3000000208 | 4Cx6 Sqmm AL POWER CABLE | CBLE.PWR.AL.AR.E018 | ZSPR_FREE | ZSPR | KM | 0.25 | 0 | INR
2000 | Central Zone, Bhubaneswar | 2100 | EHT (O&M) Circle, Bhubaneswar | 2104 | EHT (O&M) Division, Khurda | C244 | 132/33 kV T/L S/S S/D Chandpur | 3000000208 | 4Cx6 Sqmm AL POWER CABLE | CBLE.PWR.AL.AR.E018 | ZSPR_FREE | ZSPR | KM | 0.242 | 0 | INR
2000 | Central Zone, Bhubaneswar | 2100 | EHT (O&M) Circle, Bhubaneswar | 2104 | EHT (O&M) Division, Khurda | C246 | 132/33 kV S/S S/D Banki | 3000000208 | 4Cx6 Sqmm AL POWER CABLE | CBLE.PWR.AL.AR.E018 | ZSPR_FREE | ZSPR | KM | 0.25 | 0 | INR
2000 | Central Zone, Bhubaneswar | 2100 | EHT (O&M) Circle, Bhubaneswar | 2104 | EHT (O&M) Division, Khurda | C244 | 132/33 kV T/L S/S S/D Chandpur | 3000000209 | 2Cx6 Sqmm AL POWER CABLE | CBLE.PWR.AL.UAR.A005 | ZSPR_FREE | ZSPR | KM | 0.215 | 0 | INR
2000 | Central Zone, Bhubaneswar | 2100 | EHT (O&M) Circle, Bhubaneswar | 2104 | EHT (O&M) Division, Khurda | C242 | 220/132/33 kV S/S S/D Atri | 3000000209 | 2Cx6 Sqmm AL POWER CABLE | CBLE.PWR.AL.UAR.A005 | ZSPR_FREE | ZSPR | KM | 0.25 | 0 | INR
2000 | Central Zone, Bhubaneswar | 2100 | EHT (O&M) Circle, Bhubaneswar | 2104 | EHT (O&M) Division, Khurda | C245 | 132/33 kV S/S S/D Arugul | 3000000209 | 2Cx6 Sqmm AL POWER CABLE | CBLE.PWR.AL.UAR.A005 | ZSPR_ACT | ZSPR | KM | 0.25 | 2.5 | INR
2000 | Central Zone, Bhubaneswar | 2100 | EHT (O&M) Circle, Bhubaneswar | 2104 | EHT (O&M) Division, Khurda | C247 | 220/33 kV T/L S/S S/D Nayagarh | 3000000211 | 3Cx10 SQMM POWER CABLE AL | CBLE.PWR.AL.UAR.C001 | ZSPR_ACT | ZSPR | KM | 0.02 | 300 | INR
2000 | Central Zone, Bhubaneswar | 2100 | EHT (O&M) Circle, Bhubaneswar | 2104 | EHT (O&M) Division, Khurda | CL43 | 132/33 kV T/L S/S S/D Khurda_Line | 3000000212 | 3.5Cx25SQMM POWER CABLE AL | CBLE.PWR.AL.UAR.D003 | ZSPR_ACT | ZSPR | KM | 0.17 | 5270 | INR
2000 | Central Zone, Bhubaneswar | 2100 | EHT (O&M) Circle, Bhubaneswar | 2104 | EHT (O&M) Division, Khurda | C247 | 220/33 kV T/L S/S S/D Nayagarh | 3000000214 | 4Cx10SQMM POWER CABLE AL | CBLE.PWR.AL.UAR.E001 | ZSPR_ACT | ZSPR | KM | 0.03 | 1500 | INR
2000 | Central Zone, Bhubaneswar | 2100 | EHT (O&M) Circle, Bhubaneswar | 2104 | EHT (O&M) Division, Khurda | C244 | 132/33 kV T/L S/S S/D Chandpur | 3000000218 | 1Cx120 SQMM POWER CABLE CU | CBLE.PWR.CU.UAR.A008 | ZSPR_ACT | ZSPR | KM | 0.079 | 78430.41 | INR
2000 | Central Zone, Bhubaneswar | 2100 | EHT (O&M) Circle, Bhubaneswar | 2104 | EHT (O&M) Division, Khurda | C243 | 132/33 kV T/L S/S S/D Khurda | 3000000221 | 300SQMM ALLUMINIUM CABLE SOCKET PIN | CBLE.SOCKETPIN.A014 | ZSPR_ACT | ZSPR | NOS | 0 | 0 | INR
2000 | Central Zone, Bhubaneswar | 2100 | EHT (O&M) Circle, Bhubaneswar | 2104 | EHT (O&M) Division, Khurda | C247 | 220/33 kV T/L S/S S/D Nayagarh | 3000000244 | 0.5 SQ.MM CU 25PTELEPHONE CABLE,JF | CLMP.LPAD.AL.A001 | ZSPR_ACT | ZSPR | NOS | 9 | 3276.54 | INR
2000 | Central Zone, Bhubaneswar | 2100 | EHT (O&M) Circle, Bhubaneswar | 2104 | EHT (O&M) Division, Khurda | C243 | 132/33 kV T/L S/S S/D Khurda | 3000000248 | 200/150/100X75X2500M CABLE TRAY | CBLE.TRAY.A001 | ZSPR_ACT | ZSPR | NOS | 9 | 8865 | INR
2000 | Central Zone, Bhubaneswar | 2100 | EHT (O&M) Circle, Bhubaneswar | 2104 | EHT (O&M) Division, Khurda | C243 | 132/33 kV T/L S/S S/D Khurda | 3000000249 | 300X75X2500M CABLE TRAY | CBLE.TRAY.A002 | ZSPR_ACT | ZSPR | NOS | 5 | 1158.13 | INR
2000 | Central Zone, Bhubaneswar | 2100 | EHT (O&M) Circle, Bhubaneswar | 2104 | EHT (O&M) Division, Khurda | C247 | 220/33 kV T/L S/S S/D Nayagarh | 3000000249 | 300X75X2500M CABLE TRAY | CBLE.TRAY.A002 | ZSPR_ACT | ZSPR | NOS | 27 | 6253.87 | INR
2000 | Central Zone, Bhubaneswar | 2100 | EHT (O&M) Circle, Bhubaneswar | 2104 | EHT (O&M) Division, Khurda | C243 | 132/33 kV T/L S/S S/D Khurda | 3000000250 | 450x75x2500MM size CABLE TRAY | CBLE.TRAY.A003 | ZSPR_ACT | ZSPR | NOS | 12 | 33018 | INR
2000 | Central Zone, Bhubaneswar | 2100 | EHT (O&M) Circle, Bhubaneswar | 2104 | EHT (O&M) Division, Khurda | C247 | 220/33 kV T/L S/S S/D Nayagarh | 3000000251 | C TYPE CABLE TRAY | CBLE.TRAY.A004 | ZSPR_ACT | ZSPR | NOS | 3 | 600 | INR
2000 | Central Zone, Bhubaneswar | 2100 | EHT (O&M) Circle, Bhubaneswar | 2104 | EHT (O&M) Division, Khurda | C242 | 220/132/33 kV S/S S/D Atri | 3000000261 | DIFFERENT TYPES OF ASSORTED CLAMPS | CLMP.ASRT.A001 | ZSPR_SH | ZSPR | NOS | 15 | 0.02 | INR
2000 | Central Zone, Bhubaneswar | 2100 | EHT (O&M) Circle, Bhubaneswar | 2104 | EHT (O&M) Division, Khurda | C246 | 132/33 kV S/S S/D Banki | 3000000262 | T-CLAMP OF DIFFERENT SIZE | CLMP.ASRT.A0011 | ZSPR_ACT | ZSPR | NOS | 6 | 4800 | INR
2000 | Central Zone, Bhubaneswar | 2100 | EHT (O&M) Circle, Bhubaneswar | 2104 | EHT (O&M) Division, Khurda | C242 | 220/132/33 kV S/S S/D Atri | 3000000268 | BIMETALLIC CTSTUD CLAMP 25MM | CLMP.ASRT.A006 | ZSPR_FREE | ZSPR | NOS | 1 | 0 | INR
2000 | Central Zone, Bhubaneswar | 2100 | EHT (O&M) Circle, Bhubaneswar | 2104 | EHT (O&M) Division, Khurda | C247 | 220/33 kV T/L S/S S/D Nayagarh | 3000000269 | T/I CLAMP FOR ZEBRA CONDUCTOR | CLMP.ASRT.A008 | ZSPR_ACT | ZSPR | NOS | 4 | 4000 | INR
2000 | Central Zone, Bhubaneswar | 2100 | EHT (O&M) Circle, Bhubaneswar | 2104 | EHT (O&M) Division, Khurda | C245 | 132/33 kV S/S S/D Arugul | 3000000275 | 33 KV Tfr BUSHING CLAMP | CLMP.BUSH.A001 | ZSPR_ACT | ZSPR | NOS | 3 | 3975.11 | INR
2000 | Central Zone, Bhubaneswar | 2100 | EHT (O&M) Circle, Bhubaneswar | 2104 | EHT (O&M) Division, Khurda | C247 | 220/33 kV T/L S/S S/D Nayagarh | 3000000275 | 33 KV Tfr BUSHING CLAMP | CLMP.BUSH.A001 | ZSPR_ACT | ZSPR | NOS | 4 | 5300.15 | INR
2000 | Central Zone, Bhubaneswar | 2100 | EHT (O&M) Circle, Bhubaneswar | 2104 | EHT (O&M) Division, Khurda | C245 | 132/33 kV S/S S/D Arugul | 3000000276 | 132 KV Tfr BUSHING CLAMP | CLMP.BUSH.A002 | ZSPR_ACT | ZSPR | NOS | 6 | 17770.8 | INR
2000 | Central Zone, Bhubaneswar | 2100 | EHT (O&M) Circle, Bhubaneswar | 2104 | EHT (O&M) Division, Khurda | C243 | 132/33 kV T/L S/S S/D Khurda | 3000000279 | BRASS CLAMP | CLMP.BUSH.BRS.A002 | ZSPR_SH | ZSPR | NOS | 7 | 7 | INR
2000 | Central Zone, Bhubaneswar | 2100 | EHT (O&M) Circle, Bhubaneswar | 2104 | EHT (O&M) Division, Khurda | C242 | 220/132/33 kV S/S S/D Atri | 3000000287 | 220kV CVT / IVT clamp | CLMP.CVT.A003 | ZSPR_FREE | ZSPR | NOS | 1 | 0 | INR
2000 | Central Zone, Bhubaneswar | 2100 | EHT (O&M) Circle, Bhubaneswar | 2104 | EHT (O&M) Division, Khurda | C242 | 220/132/33 kV S/S S/D Atri | 3000000292 | ISOLATOR CLAMP AL BIMETALIC-MOOSE | CLMP.ISO.AL.A003 | ZSPR_FREE | ZSPR | NOS | 3 | 0 | INR
2000 | Central Zone, Bhubaneswar | 2100 | EHT (O&M) Circle, Bhubaneswar | 2104 | EHT (O&M) Division, Khurda | C247 | 220/33 kV T/L S/S S/D Nayagarh | 3000000293 | 33KV Isolator Pad Clamp for Zebra | CLMP.ISO.AL.A004 | ZSPR_ACT | ZSPR | NOS | 7 | 7 | INR
2000 | Central Zone, Bhubaneswar | 2100 | EHT (O&M) Circle, Bhubaneswar | 2104 | EHT (O&M) Division, Khurda | C244 | 132/33 kV T/L S/S S/D Chandpur | 3000000295 | Isolator Pad Clamp for Moose | CLMP.ISO.AL.A006 | ZSPR_ACT | ZSPR | NOS | 7 | 5380.74 | INR
2000 | Central Zone, Bhubaneswar | 2100 | EHT (O&M) Circle, Bhubaneswar | 2104 | EHT (O&M) Division, Khurda | C242 | 220/132/33 kV S/S S/D Atri | 3000000295 | Isolator Pad Clamp for Moose | CLMP.ISO.AL.A006 | ZSPR_ACT | ZSPR | NOS | 4 | 3074.71 | INR
2000 | Central Zone, Bhubaneswar | 2100 | EHT (O&M) Circle, Bhubaneswar | 2104 | EHT (O&M) Division, Khurda | C242 | 220/132/33 kV S/S S/D Atri | 3000000297 | 132KV Isolator pad calmp for Twin Zebra | CLMP.ISO.AL.A009 | ZSPR_FREE | ZSPR | NOS | 3 | 0 | INR
2000 | Central Zone, Bhubaneswar | 2100 | EHT (O&M) Circle, Bhubaneswar | 2104 | EHT (O&M) Division, Khurda | C246 | 132/33 kV S/S S/D Banki | 3000000320 | PAD CLAMP AL FOR MOOSE | CLMP.PAD.AL.A003 | ZSPR_ACT | ZSPR | NOS | 2 | 1541.5 | INR
2000 | Central Zone, Bhubaneswar | 2100 | EHT (O&M) Circle, Bhubaneswar | 2104 | EHT (O&M) Division, Khurda | C245 | 132/33 kV S/S S/D Arugul | 3000000320 | PAD CLAMP AL FOR MOOSE | CLMP.PAD.AL.A003 | ZSPR_ACT | ZSPR | NOS | 5 | 3853.75 | INR
2000 | Central Zone, Bhubaneswar | 2100 | EHT (O&M) Circle, Bhubaneswar | 2104 | EHT (O&M) Division, Khurda | C244 | 132/33 kV T/L S/S S/D Chandpur | 3000000320 | PAD CLAMP AL FOR MOOSE | CLMP.PAD.AL.A003 | ZSPR_ACT | ZSPR | NOS | 2 | 1541.5 | INR
2000 | Central Zone, Bhubaneswar | 2100 | EHT (O&M) Circle, Bhubaneswar | 2104 | EHT (O&M) Division, Khurda | C243 | 132/33 kV T/L S/S S/D Khurda | 3000000334 | Bimetallic Isolator Pad clamp-zebra | CLMP.PAD.BI.A008 | ZSPR_ACT | ZSPR | NOS | 18 | 14220 | INR
2000 | Central Zone, Bhubaneswar | 2100 | EHT (O&M) Circle, Bhubaneswar | 2104 | EHT (O&M) Division, Khurda | C244 | 132/33 kV T/L S/S S/D Chandpur | 3000000336 | Bimetallic Pad clamp | CLMP.PAD.BI.A010 | ZSPR_ACT | ZSPR | NOS | 2 | 1652 | INR
2000 | Central Zone, Bhubaneswar | 2100 | EHT (O&M) Circle, Bhubaneswar | 2104 | EHT (O&M) Division, Khurda | CL43 | 132/33 kV T/L S/S S/D Khurda_Line | 3000000342 | 1 BOLTED PG CLAMP FOR PANTHER - PANTHER | CLMP.PG.A001 | ZSPR_SH | ZSPR | NOS | 44 | 44 | INR
2000 | Central Zone, Bhubaneswar | 2100 | EHT (O&M) Circle, Bhubaneswar | 2104 | EHT (O&M) Division, Khurda | CL43 | 132/33 kV T/L S/S S/D Khurda_Line | 3000000342 | 1 BOLTED PG CLAMP FOR PANTHER - PANTHER | CLMP.PG.A001 | ZSPR_ACT | ZSPR | NOS | 6 | 1764.72 | INR
2000 | Central Zone, Bhubaneswar | 2100 | EHT (O&M) Circle, Bhubaneswar | 2104 | EHT (O&M) Division, Khurda | C245 | 132/33 kV S/S S/D Arugul | 3000000347 | 2 BOLTED PG CLAMP FOR PANTHER -PANTHER | CLMP.PG.B001 | ZSPR_ACT | ZSPR | NOS | 5 | 3109.3 | INR
2000 | Central Zone, Bhubaneswar | 2100 | EHT (O&M) Circle, Bhubaneswar | 2104 | EHT (O&M) Division, Khurda | CL43 | 132/33 kV T/L S/S S/D Khurda_Line | 3000000347 | 2 BOLTED PG CLAMP FOR PANTHER -PANTHER | CLMP.PG.B001 | ZSPR_SH | ZSPR | NOS | 13 | 4424.94 | INR
2000 | Central Zone, Bhubaneswar | 2100 | EHT (O&M) Circle, Bhubaneswar | 2104 | EHT (O&M) Division, Khurda | C247 | 220/33 kV T/L S/S S/D Nayagarh | 3000000348 | 2 BOLTED PG CLAMP FOR ZEBRA - ZEBRA | CLMP.PG.B002 | ZSPR_ACT | ZSPR | NOS | 2 | 842.86 | INR
2000 | Central Zone, Bhubaneswar | 2100 | EHT (O&M) Circle, Bhubaneswar | 2104 | EHT (O&M) Division, Khurda | CL42 | 220/132/33 kV S/S S/D Atri_Line | 3000000348 | 2 BOLTED PG CLAMP FOR ZEBRA - ZEBRA | CLMP.PG.B002 | ZSPR_ACT | ZSPR | NOS | 12 | 5057.14 | INR
2000 | Central Zone, Bhubaneswar | 2100 | EHT (O&M) Circle, Bhubaneswar | 2104 | EHT (O&M) Division, Khurda | CL43 | 132/33 kV T/L S/S S/D Khurda_Line | 3000000355 | 3 BOLTED PG CLAMP FOR PANTHER -PANTHER | CLMP.PG.C001 | ZSPR_ACT | ZSPR | NOS | 2 | 1080 | INR
2000 | Central Zone, Bhubaneswar | 2100 | EHT (O&M) Circle, Bhubaneswar | 2104 | EHT (O&M) Division, Khurda | C247 | 220/33 kV T/L S/S S/D Nayagarh | 3000000356 | 3 BOLTED PG CLAMP FOR ZEBRA - ZEBRA | CLMP.PG.C002 | ZSPR_ACT | ZSPR | NOS | 6 | 3536.84 | INR
2000 | Central Zone, Bhubaneswar | 2100 | EHT (O&M) Circle, Bhubaneswar | 2104 | EHT (O&M) Division, Khurda | CL42 | 220/132/33 kV S/S S/D Atri_Line | 3000000356 | 3 BOLTED PG CLAMP FOR ZEBRA - ZEBRA | CLMP.PG.C002 | ZSPR_ACT | ZSPR | NOS | 13 | 7663.16 | INR
2000 | Central Zone, Bhubaneswar | 2100 | EHT (O&M) Circle, Bhubaneswar | 2104 | EHT (O&M) Division, Khurda | C245 | 132/33 kV S/S S/D Arugul | 3000000358 | 3 BOLTED PG CLAMP FOR MOOSE - MOOSE | CLMP.PG.C004 | ZSPR_ACT | ZSPR | NOS | 8 | 5065.58 | INR
2000 | Central Zone, Bhubaneswar | 2100 | EHT (O&M) Circle, Bhubaneswar | 2104 | EHT (O&M) Division, Khurda | C244 | 132/33 kV T/L S/S S/D Chandpur | 3000000358 | 3 BOLTED PG CLAMP FOR MOOSE - MOOSE | CLMP.PG.C004 | ZSPR_ACT | ZSPR | NOS | 5 | 3165.98 | INR
2000 | Central Zone, Bhubaneswar | 2100 | EHT (O&M) Circle, Bhubaneswar | 2104 | EHT (O&M) Division, Khurda | C245 | 132/33 kV S/S S/D Arugul | 3000000363 | 4 BOLTED PG CLAMP FOR PANTHER -PANTHER | CLMP.PG.D001 | ZSPR_ACT | ZSPR | NOS | 5 | 709.5 | INR
2000 | Central Zone, Bhubaneswar | 2100 | EHT (O&M) Circle, Bhubaneswar | 2104 | EHT (O&M) Division, Khurda | CL43 | 132/33 kV T/L S/S S/D Khurda_Line | 3000000363 | 4 BOLTED PG CLAMP FOR PANTHER -PANTHER | CLMP.PG.D001 | ZSPR_ACT | ZSPR | NOS | 19 | 2696.1 | INR
2000 | Central Zone, Bhubaneswar | 2100 | EHT (O&M) Circle, Bhubaneswar | 2104 | EHT (O&M) Division, Khurda | C247 | 220/33 kV T/L S/S S/D Nayagarh | 3000000364 | 4 BOLTED PG CLAMP FOR ZEBRA - ZEBRA | CLMP.PG.D002 | ZSPR_ACT | ZSPR | NOS | 7 | 1130.08 | INR
2000 | Central Zone, Bhubaneswar | 2100 | EHT (O&M) Circle, Bhubaneswar | 2104 | EHT (O&M) Division, Khurda | C243 | 132/33 kV T/L S/S S/D Khurda | 3000000364 | 4 BOLTED PG CLAMP FOR ZEBRA - ZEBRA | CLMP.PG.D002 | ZSPR_ACT | ZSPR | NOS | 7 | 1130.08 | INR
2000 | Central Zone, Bhubaneswar | 2100 | EHT (O&M) Circle, Bhubaneswar | 2104 | EHT (O&M) Division, Khurda | C245 | 132/33 kV S/S S/D Arugul | 3000000366 | 4 BOLTED PG CLAMP FOR MOOSE - MOOSE | CLMP.PG.D004 | ZSPR_ACT | ZSPR | NOS | 5 | 3728.8 | INR
2000 | Central Zone, Bhubaneswar | 2100 | EHT (O&M) Circle, Bhubaneswar | 2104 | EHT (O&M) Division, Khurda | C247 | 220/33 kV T/L S/S S/D Nayagarh | 3000000376 | 4BOLTED POST INSULATOR CLAMP ALFOR ZEBRA | CLMP.PI.AL.D001 | ZSPR_ACT | ZSPR | NOS | 2 | 1281.68 | INR
2000 | Central Zone, Bhubaneswar | 2100 | EHT (O&M) Circle, Bhubaneswar | 2104 | EHT (O&M) Division, Khurda | C242 | 220/132/33 kV S/S S/D Atri | 3000000377 | P.I Clamp for single ACSR Moose | CLMP.PI.AL.D002 | ZSPR_FREE | ZSPR | NOS | 6 | 0 | INR
2000 | Central Zone, Bhubaneswar | 2100 | EHT (O&M) Circle, Bhubaneswar | 2104 | EHT (O&M) Division, Khurda | C245 | 132/33 kV S/S S/D Arugul | 3000000377 | P.I Clamp for single ACSR Moose | CLMP.PI.AL.D002 | ZSPR_ACT | ZSPR | NOS | 5 | 3720.69 | INR
2000 | Central Zone, Bhubaneswar | 2100 | EHT (O&M) Circle, Bhubaneswar | 2104 | EHT (O&M) Division, Khurda | C246 | 132/33 kV S/S S/D Banki | 3000000377 | P.I Clamp for single ACSR Moose | CLMP.PI.AL.D002 | ZSPR_FREE | ZSPR | NOS | 1 | 0 | INR
2000 | Central Zone, Bhubaneswar | 2100 | EHT (O&M) Circle, Bhubaneswar | 2104 | EHT (O&M) Division, Khurda | C244 | 132/33 kV T/L S/S S/D Chandpur | 3000000377 | P.I Clamp for single ACSR Moose | CLMP.PI.AL.D002 | ZSPR_ACT | ZSPR | NOS | 3 | 2232.41 | INR
2000 | Central Zone, Bhubaneswar | 2100 | EHT (O&M) Circle, Bhubaneswar | 2104 | EHT (O&M) Division, Khurda | C245 | 132/33 kV S/S S/D Arugul | 3000000382 | Pad clamp for NCTstrips on CTstud | CLMP.SP.CT.AL.A007 | ZSPR_ACT | ZSPR | NOS | 2 | 1923.4 | INR
2000 | Central Zone, Bhubaneswar | 2100 | EHT (O&M) Circle, Bhubaneswar | 2104 | EHT (O&M) Division, Khurda | C242 | 220/132/33 kV S/S S/D Atri | 3000000386 | STRAIGHT THROUGH CLAMP ZEBRA BIMETALLIC | CLMP.ST.THRU.AL.A001 | ZSPR_ACT | ZSPR | NOS | 7 | 9450 | INR
2000 | Central Zone, Bhubaneswar | 2100 | EHT (O&M) Circle, Bhubaneswar | 2104 | EHT (O&M) Division, Khurda | C245 | 132/33 kV S/S S/D Arugul | 3000000387 | ST CLAMP AL FOR CT STUD-MOOSE | CLMP.ST.THRU.AL.A002 | ZSPR_ACT | ZSPR | NOS | 4 | 3426.72 | INR
2000 | Central Zone, Bhubaneswar | 2100 | EHT (O&M) Circle, Bhubaneswar | 2104 | EHT (O&M) Division, Khurda | C244 | 132/33 kV T/L S/S S/D Chandpur | 3000000387 | ST CLAMP AL FOR CT STUD-MOOSE | CLMP.ST.THRU.AL.A002 | ZSPR_ACT | ZSPR | NOS | 5 | 4283.4 | INR
2000 | Central Zone, Bhubaneswar | 2100 | EHT (O&M) Circle, Bhubaneswar | 2104 | EHT (O&M) Division, Khurda | CL43 | 132/33 kV T/L S/S S/D Khurda_Line | 3000000388 | T Clamp for Panther run-Panther Drop | CLMP.T.AL.A001 | ZSPR_SH | ZSPR | NOS | 9 | 9 | INR
2000 | Central Zone, Bhubaneswar | 2100 | EHT (O&M) Circle, Bhubaneswar | 2104 | EHT (O&M) Division, Khurda | CL43 | 132/33 kV T/L S/S S/D Khurda_Line | 3000000388 | T Clamp for Panther run-Panther Drop | CLMP.T.AL.A001 | ZSPR_ACT | ZSPR | NOS | 6 | 3738.9 | INR
2000 | Central Zone, Bhubaneswar | 2100 | EHT (O&M) Circle, Bhubaneswar | 2104 | EHT (O&M) Division, Khurda | C242 | 220/132/33 kV S/S S/D Atri | 3000000389 | T CLAMP ALFOR PANTHER RUN-ZEBRA DROP | CLMP.T.AL.A002 | ZSPR_ACT | ZSPR | NOS | 10 | 11800 | INR
2000 | Central Zone, Bhubaneswar | 2100 | EHT (O&M) Circle, Bhubaneswar | 2104 | EHT (O&M) Division, Khurda | CL43 | 132/33 kV T/L S/S S/D Khurda_Line | 3000000392 | T-CLAMP AL- ZEBRA-PANTHER | CLMP.T.AL.A005 | ZSPR_ACT | ZSPR | NOS | 4 | 1211.84 | INR
2000 | Central Zone, Bhubaneswar | 2100 | EHT (O&M) Circle, Bhubaneswar | 2104 | EHT (O&M) Division, Khurda | C246 | 132/33 kV S/S S/D Banki | 3000000394 | T-CLAMP ACSR MOOSE RUN AND MOOSE DROP | CLMP.T.AL.A007 | ZSPR_FREE | ZSPR | NOS | 1 | 0 | INR
2000 | Central Zone, Bhubaneswar | 2100 | EHT (O&M) Circle, Bhubaneswar | 2104 | EHT (O&M) Division, Khurda | C243 | 132/33 kV T/L S/S S/D Khurda | 3000000394 | T-CLAMP ACSR MOOSE RUN AND MOOSE DROP | CLMP.T.AL.A007 | ZSPR_ACT | ZSPR | NOS | 35 | 27016.63 | INR
2000 | Central Zone, Bhubaneswar | 2100 | EHT (O&M) Circle, Bhubaneswar | 2104 | EHT (O&M) Division, Khurda | C242 | 220/132/33 kV S/S S/D Atri | 3000000394 | T-CLAMP ACSR MOOSE RUN AND MOOSE DROP | CLMP.T.AL.A007 | ZSPR_FREE | ZSPR | NOS | 1 | 0 | INR
2000 | Central Zone, Bhubaneswar | 2100 | EHT (O&M) Circle, Bhubaneswar | 2104 | EHT (O&M) Division, Khurda | C245 | 132/33 kV S/S S/D Arugul | 3000000394 | T-CLAMP ACSR MOOSE RUN AND MOOSE DROP | CLMP.T.AL.A007 | ZSPR_ACT | ZSPR | NOS | 5 | 3859.52 | INR
2000 | Central Zone, Bhubaneswar | 2100 | EHT (O&M) Circle, Bhubaneswar | 2104 | EHT (O&M) Division, Khurda | C242 | 220/132/33 kV S/S S/D Atri | 3000000395 | T CLAMP ALFOR MOOSE RUN- ZEBRA DROP | CLMP.T.AL.A008 | ZSPR_ACT | ZSPR | NOS | 4 | 3380.33 | INR
2000 | Central Zone, Bhubaneswar | 2100 | EHT (O&M) Circle, Bhubaneswar | 2104 | EHT (O&M) Division, Khurda | C245 | 132/33 kV S/S S/D Arugul | 3000000395 | T CLAMP ALFOR MOOSE RUN- ZEBRA DROP | CLMP.T.AL.A008 | ZSPR_ACT | ZSPR | NOS | 39 | 32958.17 | INR
2000 | Central Zone, Bhubaneswar | 2100 | EHT (O&M) Circle, Bhubaneswar | 2104 | EHT (O&M) Division, Khurda | C244 | 132/33 kV T/L S/S S/D Chandpur | 3000000398 | T CLAMP ALLUMINIUM FOR PANTHER TO PANTHE | CLMP.T.AL.A012 | ZSPR_ACT | ZSPR | NOS | 3 | 3699.3 | INR
2000 | Central Zone, Bhubaneswar | 2100 | EHT (O&M) Circle, Bhubaneswar | 2104 | EHT (O&M) Division, Khurda | C244 | 132/33 kV T/L S/S S/D Chandpur | 3000000402 | T-clamp ACSR panther run ACSR moose drop | CLMP.T.AL.A026 | ZSPR_ACT | ZSPR | NOS | 5 | 3669.8 | INR
2000 | Central Zone, Bhubaneswar | 2100 | EHT (O&M) Circle, Bhubaneswar | 2104 | EHT (O&M) Division, Khurda | C245 | 132/33 kV S/S S/D Arugul | 3000000412 | JUMPER FOR EARTH WIRE | COND.ACCES.A001 | ZSPR_FREE | ZSPR | NOS | 15 | 0 | INR
2000 | Central Zone, Bhubaneswar | 2100 | EHT (O&M) Circle, Bhubaneswar | 2104 | EHT (O&M) Division, Khurda | C244 | 132/33 kV T/L S/S S/D Chandpur | 3000000412 | JUMPER FOR EARTH WIRE | COND.ACCES.A001 | ZSPR_SH | ZSPR | NOS | 6 | 6 | INR
2000 | Central Zone, Bhubaneswar | 2100 | EHT (O&M) Circle, Bhubaneswar | 2104 | EHT (O&M) Division, Khurda | C247 | 220/33 kV T/L S/S S/D Nayagarh | 3000000414 | JUMPER CONE FOR ACSR ZEBRA CONDUCTOR | COND.ACCES.A003 | ZSPR_ACT | ZSPR | NOS | 3 | 1500 | INR
2000 | Central Zone, Bhubaneswar | 2100 | EHT (O&M) Circle, Bhubaneswar | 2104 | EHT (O&M) Division, Khurda | C242 | 220/132/33 kV S/S S/D Atri | 3000000417 | Rigid Spacer for ACSR MOOSE Conductor | COND.ACCES.A006 | ZSPR_FREE | ZSPR | NOS | 15 | 0 | INR
2000 | Central Zone, Bhubaneswar | 2100 | EHT (O&M) Circle, Bhubaneswar | 2104 | EHT (O&M) Division, Khurda | CL43 | 132/33 kV T/L S/S S/D Khurda_Line | 3000000427 | PA ROD ACSR PANTHER IN SET | COND.ACCES.B002 | ZSPR_ACT | ZSPR | NOS | 2 | 1702.5 | INR
2000 | Central Zone, Bhubaneswar | 2100 | EHT (O&M) Circle, Bhubaneswar | 2104 | EHT (O&M) Division, Khurda | CL42 | 220/132/33 kV S/S S/D Atri_Line | 3000000427 | PA ROD ACSR PANTHER IN SET | COND.ACCES.B002 | ZSPR_ACT | ZSPR | NOS | 10 | 8512.5 | INR
2000 | Central Zone, Bhubaneswar | 2100 | EHT (O&M) Circle, Bhubaneswar | 2104 | EHT (O&M) Division, Khurda | C245 | 132/33 kV S/S S/D Arugul | 3000000427 | PA ROD ACSR PANTHER IN SET | COND.ACCES.B002 | ZSPR_ACT | ZSPR | NOS | 5 | 4256.25 | INR
2000 | Central Zone, Bhubaneswar | 2100 | EHT (O&M) Circle, Bhubaneswar | 2104 | EHT (O&M) Division, Khurda | CL42 | 220/132/33 kV S/S S/D Atri_Line | 3000000428 | PA ROD ACSR ZEBRA IN SET | COND.ACCES.B003 | ZSPR_ACT | ZSPR | NOS | 29 | 13943.16 | INR
2000 | Central Zone, Bhubaneswar | 2100 | EHT (O&M) Circle, Bhubaneswar | 2104 | EHT (O&M) Division, Khurda | C247 | 220/33 kV T/L S/S S/D Nayagarh | 3000000428 | PA ROD ACSR ZEBRA IN SET | COND.ACCES.B003 | ZSPR_ACT | ZSPR | NOS | 15 | 7211.98 | INR
2000 | Central Zone, Bhubaneswar | 2100 | EHT (O&M) Circle, Bhubaneswar | 2104 | EHT (O&M) Division, Khurda | C243 | 132/33 kV T/L S/S S/D Khurda | 3000000428 | PA ROD ACSR ZEBRA IN SET | COND.ACCES.B003 | ZSPR_ACT | ZSPR | NOS | 3 | 1442.4 | INR
2000 | Central Zone, Bhubaneswar | 2100 | EHT (O&M) Circle, Bhubaneswar | 2104 | EHT (O&M) Division, Khurda | C244 | 132/33 kV T/L S/S S/D Chandpur | 3000000429 | PA ROD ACSR MOOSE IN SET | COND.ACCES.B004 | ZSPR_ACT | ZSPR | NOS | 5 | 0.05 | INR
2000 | Central Zone, Bhubaneswar | 2100 | EHT (O&M) Circle, Bhubaneswar | 2104 | EHT (O&M) Division, Khurda | CL43 | 132/33 kV T/L S/S S/D Khurda_Line | 3000000436 | MS JOINT FOR ACSR HORSE CONDUCTOR | COND.ACCES.C001 | ZSPR_ACT | ZSPR | NOS | 8 | 2441.2 | INR
2000 | Central Zone, Bhubaneswar | 2100 | EHT (O&M) Circle, Bhubaneswar | 2104 | EHT (O&M) Division, Khurda | CL43 | 132/33 kV T/L S/S S/D Khurda_Line | 3000000437 | MS JOINT FOR ACSR PANTHER CONDUCTOR | COND.ACCES.C002 | ZSPR_SH | ZSPR | NOS | 32 | 32 | INR
2000 | Central Zone, Bhubaneswar | 2100 | EHT (O&M) Circle, Bhubaneswar | 2104 | EHT (O&M) Division, Khurda | CL43 | 132/33 kV T/L S/S S/D Khurda_Line | 3000000437 | MS JOINT FOR ACSR PANTHER CONDUCTOR | COND.ACCES.C002 | ZSPR_ACT | ZSPR | NOS | 79 | 26714.67 | INR
2000 | Central Zone, Bhubaneswar | 2100 | EHT (O&M) Circle, Bhubaneswar | 2104 | EHT (O&M) Division, Khurda | CL42 | 220/132/33 kV S/S S/D Atri_Line | 3000000437 | MS JOINT FOR ACSR PANTHER CONDUCTOR | COND.ACCES.C002 | ZSPR_ACT | ZSPR | NOS | 50 | 16908.02 | INR
2000 | Central Zone, Bhubaneswar | 2100 | EHT (O&M) Circle, Bhubaneswar | 2104 | EHT (O&M) Division, Khurda | C244 | 132/33 kV T/L S/S S/D Chandpur | 3000000437 | MS JOINT FOR ACSR PANTHER CONDUCTOR | COND.ACCES.C002 | ZSPR_ACT | ZSPR | NOS | 10 | 3381.6 | INR
2000 | Central Zone, Bhubaneswar | 2100 | EHT (O&M) Circle, Bhubaneswar | 2104 | EHT (O&M) Division, Khurda | C245 | 132/33 kV S/S S/D Arugul | 3000000437 | MS JOINT FOR ACSR PANTHER CONDUCTOR | COND.ACCES.C002 | ZSPR_ACT | ZSPR | NOS | 10 | 3381.6 | INR
2000 | Central Zone, Bhubaneswar | 2100 | EHT (O&M) Circle, Bhubaneswar | 2104 | EHT (O&M) Division, Khurda | CL42 | 220/132/33 kV S/S S/D Atri_Line | 3000000438 | MS JOINT FOR ACSR ZEBRA CONDUCTOR | COND.ACCES.C003 | ZSPR_ACT | ZSPR | NOS | 31 | 11525.89 | INR
2000 | Central Zone, Bhubaneswar | 2100 | EHT (O&M) Circle, Bhubaneswar | 2104 | EHT (O&M) Division, Khurda | C247 | 220/33 kV T/L S/S S/D Nayagarh | 3000000438 | MS JOINT FOR ACSR ZEBRA CONDUCTOR | COND.ACCES.C003 | ZSPR_ACT | ZSPR | NOS | 42 | 15615.72 | INR
2000 | Central Zone, Bhubaneswar | 2100 | EHT (O&M) Circle, Bhubaneswar | 2104 | EHT (O&M) Division, Khurda | C243 | 132/33 kV T/L S/S S/D Khurda | 3000000448 | SPACER FOR ACSR TWIN MOOSE CONDUCTOR | COND.ACCES.D002 | ZSPR_ACT | ZSPR | NOS | 61 | 25565.03 | INR
2000 | Central Zone, Bhubaneswar | 2100 | EHT (O&M) Circle, Bhubaneswar | 2104 | EHT (O&M) Division, Khurda | C245 | 132/33 kV S/S S/D Arugul | 3000000448 | SPACER FOR ACSR TWIN MOOSE CONDUCTOR | COND.ACCES.D002 | ZSPR_ACT | ZSPR | NOS | 25 | 10477.47 | INR
2000 | Central Zone, Bhubaneswar | 2100 | EHT (O&M) Circle, Bhubaneswar | 2104 | EHT (O&M) Division, Khurda | CL43 | 132/33 kV T/L S/S S/D Khurda_Line | 3000000454 | VD FOR ACSR HORSE CONDUCTOR | COND.ACCES.E001 | ZSPR_ACT | ZSPR | NOS | 29 | 1740 | INR
2000 | Central Zone, Bhubaneswar | 2100 | EHT (O&M) Circle, Bhubaneswar | 2104 | EHT (O&M) Division, Khurda | C244 | 132/33 kV T/L S/S S/D Chandpur | 3000000455 | VD OFACSR PANTHER CONDUCTOR | COND.ACCES.E002 | ZSPR_ACT | ZSPR | NOS | 7 | 1661.62 | INR
2000 | Central Zone, Bhubaneswar | 2100 | EHT (O&M) Circle, Bhubaneswar | 2104 | EHT (O&M) Division, Khurda | C245 | 132/33 kV S/S S/D Arugul | 3000000455 | VD OFACSR PANTHER CONDUCTOR | COND.ACCES.E002 | ZSPR_ACT | ZSPR | NOS | 5 | 1186.87 | INR
2000 | Central Zone, Bhubaneswar | 2100 | EHT (O&M) Circle, Bhubaneswar | 2104 | EHT (O&M) Division, Khurda | CL42 | 220/132/33 kV S/S S/D Atri_Line | 3000000455 | VD OFACSR PANTHER CONDUCTOR | COND.ACCES.E002 | ZSPR_ACT | ZSPR | NOS | 7 | 1661.62 | INR
2000 | Central Zone, Bhubaneswar | 2100 | EHT (O&M) Circle, Bhubaneswar | 2104 | EHT (O&M) Division, Khurda | CL43 | 132/33 kV T/L S/S S/D Khurda_Line | 3000000455 | VD OFACSR PANTHER CONDUCTOR | COND.ACCES.E002 | ZSPR_ACT | ZSPR | NOS | 30 | 7121.26 | INR
2000 | Central Zone, Bhubaneswar | 2100 | EHT (O&M) Circle, Bhubaneswar | 2104 | EHT (O&M) Division, Khurda | CL43 | 132/33 kV T/L S/S S/D Khurda_Line | 3000000455 | VD OFACSR PANTHER CONDUCTOR | COND.ACCES.E002 | ZSPR_SH | ZSPR | NOS | 25 | 25 | INR
2000 | Central Zone, Bhubaneswar | 2100 | EHT (O&M) Circle, Bhubaneswar | 2104 | EHT (O&M) Division, Khurda | CL42 | 220/132/33 kV S/S S/D Atri_Line | 3000000456 | VD OF ACSR ZEBRA CONDUCTOR | COND.ACCES.E003 | ZSPR_ACT | ZSPR | NOS | 30 | 27769.8 | INR
2000 | Central Zone, Bhubaneswar | 2100 | EHT (O&M) Circle, Bhubaneswar | 2104 | EHT (O&M) Division, Khurda | CL43 | 132/33 kV T/L S/S S/D Khurda_Line | 3000000463 | VD of HTLS Conductor | COND.ACCES.E012 | ZSPR_ACT | ZSPR | NOS | 20 | 92000 | INR
2000 | Central Zone, Bhubaneswar | 2100 | EHT (O&M) Circle, Bhubaneswar | 2104 | EHT (O&M) Division, Khurda | CL43 | 132/33 kV T/L S/S S/D Khurda_Line | 3000000464 | REPAIR SLEEVE FOR ACSR HORSE CONDUCTOR | COND.ACCES.F001 | ZSPR_ACT | ZSPR | NOS | 2 | 603.8 | INR
2000 | Central Zone, Bhubaneswar | 2100 | EHT (O&M) Circle, Bhubaneswar | 2104 | EHT (O&M) Division, Khurda | CL42 | 220/132/33 kV S/S S/D Atri_Line | 3000000465 | REPAIR SLEEVE FOR ACSR PANTHER CONDUCTOR | COND.ACCES.F002 | ZSPR_ACT | ZSPR | NOS | 5 | 1489.31 | INR
2000 | Central Zone, Bhubaneswar | 2100 | EHT (O&M) Circle, Bhubaneswar | 2104 | EHT (O&M) Division, Khurda | CL43 | 132/33 kV T/L S/S S/D Khurda_Line | 3000000465 | REPAIR SLEEVE FOR ACSR PANTHER CONDUCTOR | COND.ACCES.F002 | ZSPR_ACT | ZSPR | NOS | 28 | 8340.17 | INR
2000 | Central Zone, Bhubaneswar | 2100 | EHT (O&M) Circle, Bhubaneswar | 2104 | EHT (O&M) Division, Khurda | C245 | 132/33 kV S/S S/D Arugul | 3000000465 | REPAIR SLEEVE FOR ACSR PANTHER CONDUCTOR | COND.ACCES.F002 | ZSPR_ACT | ZSPR | NOS | 5 | 1489.31 | INR
2000 | Central Zone, Bhubaneswar | 2100 | EHT (O&M) Circle, Bhubaneswar | 2104 | EHT (O&M) Division, Khurda | C247 | 220/33 kV T/L S/S S/D Nayagarh | 3000000466 | REPAIR SLEEVE FOR ACSR ZEBRA CONDUCTOR | COND.ACCES.F003 | ZSPR_ACT | ZSPR | NOS | 27 | 4793.36 | INR
2000 | Central Zone, Bhubaneswar | 2100 | EHT (O&M) Circle, Bhubaneswar | 2104 | EHT (O&M) Division, Khurda | CL42 | 220/132/33 kV S/S S/D Atri_Line | 3000000466 | REPAIR SLEEVE FOR ACSR ZEBRA CONDUCTOR | COND.ACCES.F003 | ZSPR_ACT | ZSPR | NOS | 150 | 26629.81 | INR
2000 | Central Zone, Bhubaneswar | 2100 | EHT (O&M) Circle, Bhubaneswar | 2104 | EHT (O&M) Division, Khurda | CL43 | 132/33 kV T/L S/S S/D Khurda_Line | 3000000473 | Repair Sleeve of HTLS Conductor | COND.ACCES.F012 | ZSPR_ACT | ZSPR | NOS | 1 | 1500 | INR
2000 | Central Zone, Bhubaneswar | 2100 | EHT (O&M) Circle, Bhubaneswar | 2104 | EHT (O&M) Division, Khurda | CL43 | 132/33 kV T/L S/S S/D Khurda_Line | 3000000476 | ACSR HORSE CONDUCTOR | COND.ACSR.A001 | ZSPR_ACT | ZSPR | KM | 0.795 | 87933.92 | INR
2000 | Central Zone, Bhubaneswar | 2100 | EHT (O&M) Circle, Bhubaneswar | 2104 | EHT (O&M) Division, Khurda | CL43 | 132/33 kV T/L S/S S/D Khurda_Line | 3000000476 | ACSR HORSE CONDUCTOR | COND.ACSR.A001 | ZSPR_SH | ZSPR | KM | 5.005 | 5.01 | INR
2000 | Central Zone, Bhubaneswar | 2100 | EHT (O&M) Circle, Bhubaneswar | 2104 | EHT (O&M) Division, Khurda | C243 | 132/33 kV T/L S/S S/D Khurda | 3000000480 | SMALL CUTPIECE CONDUCTOR | COND.CUTPIECE.A001 | ZSPR_SH | ZSPR | MT | 0.47 | 0.47 | INR
2000 | Central Zone, Bhubaneswar | 2100 | EHT (O&M) Circle, Bhubaneswar | 2104 | EHT (O&M) Division, Khurda | C247 | 220/33 kV T/L S/S S/D Nayagarh | 3000000571 | BENTONITE FOR EARTHING AS ACCESSORIES | ERTH.ACCES.C001 | ZSPR_ACT | ZSPR | KG | 1200 | 42152.9 | INR
2000 | Central Zone, Bhubaneswar | 2100 | EHT (O&M) Circle, Bhubaneswar | 2104 | EHT (O&M) Division, Khurda | C244 | 132/33 kV T/L S/S S/D Chandpur | 3000000571 | BENTONITE FOR EARTHING AS ACCESSORIES | ERTH.ACCES.C001 | ZSPR_ACT | ZSPR | KG | 1350 | 47422 | INR
2000 | Central Zone, Bhubaneswar | 2100 | EHT (O&M) Circle, Bhubaneswar | 2104 | EHT (O&M) Division, Khurda | C245 | 132/33 kV S/S S/D Arugul | 3000000571 | BENTONITE FOR EARTHING AS ACCESSORIES | ERTH.ACCES.C001 | ZSPR_ACT | ZSPR | KG | 1100 | 38640.16 | INR
2000 | Central Zone, Bhubaneswar | 2100 | EHT (O&M) Circle, Bhubaneswar | 2104 | EHT (O&M) Division, Khurda | C243 | 132/33 kV T/L S/S S/D Khurda | 3000000581 | 50 X 5 MM GI EARTH FLAT | ERTH.FLAT.GI.A004 | ZSPR_THEFT | ZSPR | KG | 85 | 9729.1 | INR
2000 | Central Zone, Bhubaneswar | 2100 | EHT (O&M) Circle, Bhubaneswar | 2104 | EHT (O&M) Division, Khurda | C247 | 220/33 kV T/L S/S S/D Nayagarh | 3000000582 | EARTHING:50X6mm GI Flat | ERTH.FLAT.GI.A005 | ZSPR_ACT | ZSPR | KG | 345 | 43335.67 | INR
2000 | Central Zone, Bhubaneswar | 2100 | EHT (O&M) Circle, Bhubaneswar | 2104 | EHT (O&M) Division, Khurda | C243 | 132/33 kV T/L S/S S/D Khurda | 3000000582 | EARTHING:50X6mm GI Flat | ERTH.FLAT.GI.A005 | ZSPR_ACT | ZSPR | KG | 115 | 14445.23 | INR
2000 | Central Zone, Bhubaneswar | 2100 | EHT (O&M) Circle, Bhubaneswar | 2104 | EHT (O&M) Division, Khurda | C243 | 132/33 kV T/L S/S S/D Khurda | 3000000583 | 75 X 10 MM GI EARTH FLAT in KG | ERTH.FLAT.GI.A006 | ZSPR_ACT | ZSPR | KG | 465.6 | 45344.78 | INR
2000 | Central Zone, Bhubaneswar | 2100 | EHT (O&M) Circle, Bhubaneswar | 2104 | EHT (O&M) Division, Khurda | C241 | EHT (O&M) Division, Khurda | 3000000583 | 75 X 10 MM GI EARTH FLAT in KG | ERTH.FLAT.GI.A006 | ZSPR_ACT | ZSPR | KG | 143 | 13926.77 | INR
2000 | Central Zone, Bhubaneswar | 2100 | EHT (O&M) Circle, Bhubaneswar | 2104 | EHT (O&M) Division, Khurda | C247 | 220/33 kV T/L S/S S/D Nayagarh | 3000000586 | 75 X 10mm GI Earth Flat in Mt | ERTH.FLAT.GI.A012 | ZSPR_ACT | ZSPR | MT | 0.12 | 0.12 | INR
2000 | Central Zone, Bhubaneswar | 2100 | EHT (O&M) Circle, Bhubaneswar | 2104 | EHT (O&M) Division, Khurda | CL43 | 132/33 kV T/L S/S S/D Khurda_Line | 3000000587 | 16 MM COPPER PLAIN EARTHING PIPE | ERTH.PIPE.CU.A001 | ZSPR_ACT | ZSPR | NOS | 2 | 430 | INR
2000 | Central Zone, Bhubaneswar | 2100 | EHT (O&M) Circle, Bhubaneswar | 2104 | EHT (O&M) Division, Khurda | CL43 | 132/33 kV T/L S/S S/D Khurda_Line | 3000000613 | MID SPAN JOINT FOR 7/3.15MM EARTH WIRE | EW.ACCES.A002 | ZSPR_ACT | ZSPR | NOS | 2 | 198.38 | INR
2000 | Central Zone, Bhubaneswar | 2100 | EHT (O&M) Circle, Bhubaneswar | 2104 | EHT (O&M) Division, Khurda | C247 | 220/33 kV T/L S/S S/D Nayagarh | 3000000616 | VD FOR 7/3.15MM GI EARTHWIRE | EW.ACCES.B002 | ZSPR_ACT | ZSPR | NOS | 73 | 11431.07 | INR
2000 | Central Zone, Bhubaneswar | 2100 | EHT (O&M) Circle, Bhubaneswar | 2104 | EHT (O&M) Division, Khurda | C245 | 132/33 kV S/S S/D Arugul | 3000000616 | VD FOR 7/3.15MM GI EARTHWIRE | EW.ACCES.B002 | ZSPR_FREE | ZSPR | NOS | 80 | 0 | INR
2000 | Central Zone, Bhubaneswar | 2100 | EHT (O&M) Circle, Bhubaneswar | 2104 | EHT (O&M) Division, Khurda | C244 | 132/33 kV T/L S/S S/D Chandpur | 3000000616 | VD FOR 7/3.15MM GI EARTHWIRE | EW.ACCES.B002 | ZSPR_SH | ZSPR | NOS | 14 | 14 | INR
2000 | Central Zone, Bhubaneswar | 2100 | EHT (O&M) Circle, Bhubaneswar | 2104 | EHT (O&M) Division, Khurda | C244 | 132/33 kV T/L S/S S/D Chandpur | 3000000619 | Damaged Cut Pieces GI Earthwire | EW.CUTPIECE.A001 | ZSPR_SH | ZSPR | KG | 495 | 34.84 | INR
2000 | Central Zone, Bhubaneswar | 2100 | EHT (O&M) Circle, Bhubaneswar | 2104 | EHT (O&M) Division, Khurda | C245 | 132/33 kV S/S S/D Arugul | 3000000619 | Damaged Cut Pieces GI Earthwire | EW.CUTPIECE.A001 | ZSPR_SH | ZSPR | KG | 7620 | 536.36 | INR
2000 | Central Zone, Bhubaneswar | 2100 | EHT (O&M) Circle, Bhubaneswar | 2104 | EHT (O&M) Division, Khurda | CL43 | 132/33 kV T/L S/S S/D Khurda_Line | 3000000739 | DS HARDWARE FITTING ACSR PANTHER | HWF.DS.A002 | ZSPR_ACT | ZSPR | NOS | 12 | 16191.36 | INR
2000 | Central Zone, Bhubaneswar | 2100 | EHT (O&M) Circle, Bhubaneswar | 2104 | EHT (O&M) Division, Khurda | CL43 | 132/33 kV T/L S/S S/D Khurda_Line | 3000000739 | DS HARDWARE FITTING ACSR PANTHER | HWF.DS.A002 | ZSPR_SH | ZSPR | NOS | 3 | 3 | INR
2000 | Central Zone, Bhubaneswar | 2100 | EHT (O&M) Circle, Bhubaneswar | 2104 | EHT (O&M) Division, Khurda | C247 | 220/33 kV T/L S/S S/D Nayagarh | 3000000740 | DS HARDWARE FITTING ACSR ZEBRA | HWF.DS.A003 | ZSPR_ACT | ZSPR | NOS | 75 | 75 | INR
2000 | Central Zone, Bhubaneswar | 2100 | EHT (O&M) Circle, Bhubaneswar | 2104 | EHT (O&M) Division, Khurda | C245 | 132/33 kV S/S S/D Arugul | 3000000748 | DS HWF AGS for 90 KN insulator | HWF.DS.A016 | ZSPR_ACT | ZSPR | SET | 2 | 3431.28 | INR
2000 | Central Zone, Bhubaneswar | 2100 | EHT (O&M) Circle, Bhubaneswar | 2104 | EHT (O&M) Division, Khurda | CL43 | 132/33 kV T/L S/S S/D Khurda_Line | 3000000748 | DS HWF AGS for 90 KN insulator | HWF.DS.A016 | ZSPR_ACT | ZSPR | SET | 38 | 65194.25 | INR
2000 | Central Zone, Bhubaneswar | 2100 | EHT (O&M) Circle, Bhubaneswar | 2104 | EHT (O&M) Division, Khurda | C245 | 132/33 kV S/S S/D Arugul | 3000000750 | DS HWF AGS FOR ACSR TWIN MOOSE CONDUCTOR | HWF.DS.A018 | ZSPR_ACT | ZSPR | SET | 6 | 40244.22 | INR
2000 | Central Zone, Bhubaneswar | 2100 | EHT (O&M) Circle, Bhubaneswar | 2104 | EHT (O&M) Division, Khurda | CL43 | 132/33 kV T/L S/S S/D Khurda_Line | 3000000799 | DT Hard ware fittings -120 KN insulator | HWF.DT.A002 | ZSPR_SH | ZSPR | NOS | 23 | 23 | INR
2000 | Central Zone, Bhubaneswar | 2100 | EHT (O&M) Circle, Bhubaneswar | 2104 | EHT (O&M) Division, Khurda | C245 | 132/33 kV S/S S/D Arugul | 3000000799 | DT Hard ware fittings -120 KN insulator | HWF.DT.A002 | ZSPR_ACT | ZSPR | NOS | 2 | 8669.9 | INR
2000 | Central Zone, Bhubaneswar | 2100 | EHT (O&M) Circle, Bhubaneswar | 2104 | EHT (O&M) Division, Khurda | CL42 | 220/132/33 kV S/S S/D Atri_Line | 3000000800 | DT HARDWARE FITTING ACSR ZEBRA | HWF.DT.A003 | ZSPR_ACT | ZSPR | NOS | 64 | 192035.6 | INR
2000 | Central Zone, Bhubaneswar | 2100 | EHT (O&M) Circle, Bhubaneswar | 2104 | EHT (O&M) Division, Khurda | C247 | 220/33 kV T/L S/S S/D Nayagarh | 3000000800 | DT HARDWARE FITTING ACSR ZEBRA | HWF.DT.A003 | ZSPR_ACT | ZSPR | NOS | 44 | 132024.48 | INR
2000 | Central Zone, Bhubaneswar | 2100 | EHT (O&M) Circle, Bhubaneswar | 2104 | EHT (O&M) Division, Khurda | C245 | 132/33 kV S/S S/D Arugul | 3000000801 | DT HARDWARE FITTING ACSR MOOSE | HWF.DT.A004 | ZSPR_FREE | ZSPR | NOS | 4 | 0 | INR
2000 | Central Zone, Bhubaneswar | 2100 | EHT (O&M) Circle, Bhubaneswar | 2104 | EHT (O&M) Division, Khurda | C244 | 132/33 kV T/L S/S S/D Chandpur | 3000000801 | DT HARDWARE FITTING ACSR MOOSE | HWF.DT.A004 | ZSPR_ACT | ZSPR | NOS | 3 | 11862.6 | INR
2000 | Central Zone, Bhubaneswar | 2100 | EHT (O&M) Circle, Bhubaneswar | 2104 | EHT (O&M) Division, Khurda | C245 | 132/33 kV S/S S/D Arugul | 3000000803 | DT HARDWARE FITTING FOR ACSR PANTHER | HWF.DT.A006 | ZSPR_FREE | ZSPR | NOS | 2 | 0 | INR
2000 | Central Zone, Bhubaneswar | 2100 | EHT (O&M) Circle, Bhubaneswar | 2104 | EHT (O&M) Division, Khurda | CL43 | 132/33 kV T/L S/S S/D Khurda_Line | 3000000824 | SUSPENSION CLAMP FOR 7/3.15MM EARTHWIRE | HWF.SC.EW.A002 | ZSPR_ACT | ZSPR | NOS | 7 | 1514.96 | INR
2000 | Central Zone, Bhubaneswar | 2100 | EHT (O&M) Circle, Bhubaneswar | 2104 | EHT (O&M) Division, Khurda | C247 | 220/33 kV T/L S/S S/D Nayagarh | 3000000824 | SUSPENSION CLAMP FOR 7/3.15MM EARTHWIRE | HWF.SC.EW.A002 | ZSPR_ACT | ZSPR | NOS | 64 | 13851.04 | INR
2000 | Central Zone, Bhubaneswar | 2100 | EHT (O&M) Circle, Bhubaneswar | 2104 | EHT (O&M) Division, Khurda | C245 | 132/33 kV S/S S/D Arugul | 3000000825 | SUSPENSION CLAMP FOR 7/3.66MM EARTHWIRE | HWF.SC.EW.A003 | ZSPR_FREE | ZSPR | NOS | 12 | 0 | INR
2000 | Central Zone, Bhubaneswar | 2100 | EHT (O&M) Circle, Bhubaneswar | 2104 | EHT (O&M) Division, Khurda | C244 | 132/33 kV T/L S/S S/D Chandpur | 3000000846 | SS HARDWARE FITTING ACSR PANTHER | HWF.SS.A002 | ZSPR_ACT | ZSPR | NOS | 10 | 12019.33 | INR
2000 | Central Zone, Bhubaneswar | 2100 | EHT (O&M) Circle, Bhubaneswar | 2104 | EHT (O&M) Division, Khurda | C245 | 132/33 kV S/S S/D Arugul | 3000000846 | SS HARDWARE FITTING ACSR PANTHER | HWF.SS.A002 | ZSPR_ACT | ZSPR | NOS | 10 | 12019.33 | INR
2000 | Central Zone, Bhubaneswar | 2100 | EHT (O&M) Circle, Bhubaneswar | 2104 | EHT (O&M) Division, Khurda | CL42 | 220/132/33 kV S/S S/D Atri_Line | 3000000846 | SS HARDWARE FITTING ACSR PANTHER | HWF.SS.A002 | ZSPR_ACT | ZSPR | NOS | 90 | 108174 | INR
2000 | Central Zone, Bhubaneswar | 2100 | EHT (O&M) Circle, Bhubaneswar | 2104 | EHT (O&M) Division, Khurda | CL43 | 132/33 kV T/L S/S S/D Khurda_Line | 3000000846 | SS HARDWARE FITTING ACSR PANTHER | HWF.SS.A002 | ZSPR_ACT | ZSPR | NOS | 40 | 48077.33 | INR
2000 | Central Zone, Bhubaneswar | 2100 | EHT (O&M) Circle, Bhubaneswar | 2104 | EHT (O&M) Division, Khurda | CL43 | 132/33 kV T/L S/S S/D Khurda_Line | 3000000846 | SS HARDWARE FITTING ACSR PANTHER | HWF.SS.A002 | ZSPR_SH | ZSPR | NOS | 127 | 127 | INR
2000 | Central Zone, Bhubaneswar | 2100 | EHT (O&M) Circle, Bhubaneswar | 2104 | EHT (O&M) Division, Khurda | C243 | 132/33 kV T/L S/S S/D Khurda | 3000000848 | SS H/W Fitting ACSR Moose | HWF.SS.A004 | ZSPR_ACT | ZSPR | NOS | 4 | 235.69 | INR
2000 | Central Zone, Bhubaneswar | 2100 | EHT (O&M) Circle, Bhubaneswar | 2104 | EHT (O&M) Division, Khurda | C245 | 132/33 kV S/S S/D Arugul | 3000000848 | SS H/W Fitting ACSR Moose | HWF.SS.A004 | ZSPR_ACT | ZSPR | NOS | 3 | 176.76 | INR
2000 | Central Zone, Bhubaneswar | 2100 | EHT (O&M) Circle, Bhubaneswar | 2104 | EHT (O&M) Division, Khurda | C245 | 132/33 kV S/S S/D Arugul | 3000000848 | SS H/W Fitting ACSR Moose | HWF.SS.A004 | ZSPR_FREE | ZSPR | NOS | 4 | 0 | INR
2000 | Central Zone, Bhubaneswar | 2100 | EHT (O&M) Circle, Bhubaneswar | 2104 | EHT (O&M) Division, Khurda | CL43 | 132/33 kV T/L S/S S/D Khurda_Line | 3000000850 | SS HARDWARE FITTING ACSR TWIN MOOSE | HWF.SS.A006 | ZSPR_ACT | ZSPR | NOS | 56 | 259184.19 | INR
2000 | Central Zone, Bhubaneswar | 2100 | EHT (O&M) Circle, Bhubaneswar | 2104 | EHT (O&M) Division, Khurda | C242 | 220/132/33 kV S/S S/D Atri | 3000000859 | SS HWF AGS TYPE FOR ACSR MOOSE | HWF.SS.A018 | ZSPR_ACT | ZSPR | SET | 7 | 30733.22 | INR
2000 | Central Zone, Bhubaneswar | 2100 | EHT (O&M) Circle, Bhubaneswar | 2104 | EHT (O&M) Division, Khurda | C242 | 220/132/33 kV S/S S/D Atri | 3000000867 | CLAMP OF SS HWF FOR ACSR MOOSE | HWF.SS.C004 | ZSPR_FREE | ZSPR | NOS | 9 | 0 | INR
2000 | Central Zone, Bhubaneswar | 2100 | EHT (O&M) Circle, Bhubaneswar | 2104 | EHT (O&M) Division, Khurda | C245 | 132/33 kV S/S S/D Arugul | 3000000867 | CLAMP OF SS HWF FOR ACSR MOOSE | HWF.SS.C004 | ZSPR_FREE | ZSPR | NOS | 9 | 0 | INR
2000 | Central Zone, Bhubaneswar | 2100 | EHT (O&M) Circle, Bhubaneswar | 2104 | EHT (O&M) Division, Khurda | CL43 | 132/33 kV T/L S/S S/D Khurda_Line | 3000000875 | SS fittings of HTLS conductor | HWF.SS.HTLS.A001 | ZSPR_ACT | ZSPR | SET | 14 | 196280 | INR
2000 | Central Zone, Bhubaneswar | 2100 | EHT (O&M) Circle, Bhubaneswar | 2104 | EHT (O&M) Division, Khurda | CL42 | 220/132/33 kV S/S S/D Atri_Line | 3000000877 | ST Hard wares fittings 120KN insulator | HWF.ST.A002 | ZSPR_ACT | ZSPR | NOS | 10 | 15280.27 | INR
2000 | Central Zone, Bhubaneswar | 2100 | EHT (O&M) Circle, Bhubaneswar | 2104 | EHT (O&M) Division, Khurda | CL43 | 132/33 kV T/L S/S S/D Khurda_Line | 3000000877 | ST Hard wares fittings 120KN insulator | HWF.ST.A002 | ZSPR_ACT | ZSPR | NOS | 12 | 18336.33 | INR
2000 | Central Zone, Bhubaneswar | 2100 | EHT (O&M) Circle, Bhubaneswar | 2104 | EHT (O&M) Division, Khurda | CL43 | 132/33 kV T/L S/S S/D Khurda_Line | 3000000877 | ST Hard wares fittings 120KN insulator | HWF.ST.A002 | ZSPR_SH | ZSPR | NOS | 19 | 19 | INR
2000 | Central Zone, Bhubaneswar | 2100 | EHT (O&M) Circle, Bhubaneswar | 2104 | EHT (O&M) Division, Khurda | CL42 | 220/132/33 kV S/S S/D Atri_Line | 3000000878 | ST HWF FOR ACSR ZEBRA | HWF.ST.A003 | ZSPR_ACT | ZSPR | NOS | 3 | 10605 | INR
2000 | Central Zone, Bhubaneswar | 2100 | EHT (O&M) Circle, Bhubaneswar | 2104 | EHT (O&M) Division, Khurda | C245 | 132/33 kV S/S S/D Arugul | 3000000879 | Single Tension H/W Fitting ACSR Moose | HWF.ST.A004 | ZSPR_FREE | ZSPR | SET | 4 | 0 | INR
2000 | Central Zone, Bhubaneswar | 2100 | EHT (O&M) Circle, Bhubaneswar | 2104 | EHT (O&M) Division, Khurda | C242 | 220/132/33 kV S/S S/D Atri | 3000000879 | Single Tension H/W Fitting ACSR Moose | HWF.ST.A004 | ZSPR_FREE | ZSPR | SET | 9 | 0 | INR
2000 | Central Zone, Bhubaneswar | 2100 | EHT (O&M) Circle, Bhubaneswar | 2104 | EHT (O&M) Division, Khurda | C244 | 132/33 kV T/L S/S S/D Chandpur | 3000000879 | Single Tension H/W Fitting ACSR Moose | HWF.ST.A004 | ZSPR_ACT | ZSPR | SET | 3 | 12533.25 | INR
2000 | Central Zone, Bhubaneswar | 2100 | EHT (O&M) Circle, Bhubaneswar | 2104 | EHT (O&M) Division, Khurda | C242 | 220/132/33 kV S/S S/D Atri | 3000000879 | Single Tension H/W Fitting ACSR Moose | HWF.ST.A004 | ZSPR_ACT | ZSPR | SET | 1 | 4177.75 | INR
2000 | Central Zone, Bhubaneswar | 2100 | EHT (O&M) Circle, Bhubaneswar | 2104 | EHT (O&M) Division, Khurda | C242 | 220/132/33 kV S/S S/D Atri | 3000000881 | ST HARDWARE FITTING ACSR TWIN MOOSE | HWF.ST.A006 | ZSPR_FREE | ZSPR | NOS | 9 | 0 | INR
2000 | Central Zone, Bhubaneswar | 2100 | EHT (O&M) Circle, Bhubaneswar | 2104 | EHT (O&M) Division, Khurda | C243 | 132/33 kV T/L S/S S/D Khurda | 3000000881 | ST HARDWARE FITTING ACSR TWIN MOOSE | HWF.ST.A006 | ZSPR_ACT | ZSPR | NOS | 1 | 1 | INR
2000 | Central Zone, Bhubaneswar | 2100 | EHT (O&M) Circle, Bhubaneswar | 2104 | EHT (O&M) Division, Khurda | C245 | 132/33 kV S/S S/D Arugul | 3000000882 | ST HWF FOR ACSR PANTHER | HWF.ST.A008 | ZSPR_ACT | ZSPR | NOS | 3 | 7982.58 | INR
2000 | Central Zone, Bhubaneswar | 2100 | EHT (O&M) Circle, Bhubaneswar | 2104 | EHT (O&M) Division, Khurda | C244 | 132/33 kV T/L S/S S/D Chandpur | 3000000882 | ST HWF FOR ACSR PANTHER | HWF.ST.A008 | ZSPR_ACT | ZSPR | NOS | 1 | 2660.86 | INR
2000 | Central Zone, Bhubaneswar | 2100 | EHT (O&M) Circle, Bhubaneswar | 2104 | EHT (O&M) Division, Khurda | C244 | 132/33 kV T/L S/S S/D Chandpur | 3000000887 | ST HWF FOR 90KN INSULATOR | HWF.ST.A015 | ZSPR_ACT | ZSPR | NOS | 9 | 21451.51 | INR
2000 | Central Zone, Bhubaneswar | 2100 | EHT (O&M) Circle, Bhubaneswar | 2104 | EHT (O&M) Division, Khurda | C245 | 132/33 kV S/S S/D Arugul | 3000000887 | ST HWF FOR 90KN INSULATOR | HWF.ST.A015 | ZSPR_ACT | ZSPR | NOS | 8 | 19068.01 | INR
2000 | Central Zone, Bhubaneswar | 2100 | EHT (O&M) Circle, Bhubaneswar | 2104 | EHT (O&M) Division, Khurda | C244 | 132/33 kV T/L S/S S/D Chandpur | 3000000900 | ARCING HORN OF ST HWF FOR ACSR PANTHER | HWF.ST.D002 | ZSPR_ACT | ZSPR | NOS | 11 | 0.11 | INR
2000 | Central Zone, Bhubaneswar | 2100 | EHT (O&M) Circle, Bhubaneswar | 2104 | EHT (O&M) Division, Khurda | CL43 | 132/33 kV T/L S/S S/D Khurda_Line | 3000000904 | ST HWF for HTLS Conductor | HWF.ST.HTLS.A001 | ZSPR_ACT | ZSPR | SET | 9 | 175500 | INR
2000 | Central Zone, Bhubaneswar | 2100 | EHT (O&M) Circle, Bhubaneswar | 2104 | EHT (O&M) Division, Khurda | C245 | 132/33 kV S/S S/D Arugul | 3000000905 | TENSION CLAMP FOR 7/2.79 MM EARTH WIRE | HWF.TC.EW.A001 | ZSPR_FREE | ZSPR | NOS | 11 | 0 | INR
2000 | Central Zone, Bhubaneswar | 2100 | EHT (O&M) Circle, Bhubaneswar | 2104 | EHT (O&M) Division, Khurda | CL43 | 132/33 kV T/L S/S S/D Khurda_Line | 3000000906 | TENSION CLAMP FOR EARTHWIRE | HWF.TC.EW.A002 | ZSPR_ACT | ZSPR | NOS | 11 | 4870.8 | INR
2000 | Central Zone, Bhubaneswar | 2100 | EHT (O&M) Circle, Bhubaneswar | 2104 | EHT (O&M) Division, Khurda | C245 | 132/33 kV S/S S/D Arugul | 3000000921 | Push Buttons with Indication | ILWR.SWITCH.A002 | ZSPR_ACT | ZSPR | NOS | 12 | 13 | INR
2000 | Central Zone, Bhubaneswar | 2100 | EHT (O&M) Circle, Bhubaneswar | 2104 | EHT (O&M) Division, Khurda | C242 | 220/132/33 kV S/S S/D Atri | 3000000923 | SWITCH | ILWR.SWITCH.C001 | ZSPR_FREE | ZSPR | NOS | 7 | 0 | INR
2000 | Central Zone, Bhubaneswar | 2100 | EHT (O&M) Circle, Bhubaneswar | 2104 | EHT (O&M) Division, Khurda | C245 | 132/33 kV S/S S/D Arugul | 3000000924 | OPEN/CLOSE PUSH BOTTON SWITCH | ILWR.SWITCH.F001 | ZSPR_ACT | ZSPR | NOS | 23 | 11.04 | INR
2000 | Central Zone, Bhubaneswar | 2100 | EHT (O&M) Circle, Bhubaneswar | 2104 | EHT (O&M) Division, Khurda | C245 | 132/33 kV S/S S/D Arugul | 3000000925 | ROTARY SWITCH | ILWR.SWITCH.G001 | ZSPR_FREE | ZSPR | NOS | 6 | 0 | INR
2000 | Central Zone, Bhubaneswar | 2100 | EHT (O&M) Circle, Bhubaneswar | 2104 | EHT (O&M) Division, Khurda | C246 | 132/33 kV S/S S/D Banki | 3000000932 | 120KN ANTIFOG DISC INSULATOR | INS.AF.DISC.B003 | ZSPR_FREE | ZSPR | NOS | 84 | 0 | INR
2000 | Central Zone, Bhubaneswar | 2100 | EHT (O&M) Circle, Bhubaneswar | 2104 | EHT (O&M) Division, Khurda | C245 | 132/33 kV S/S S/D Arugul | 3000000934 | 90KN 132KV ANTIFOG LONG ROD | INS.AF.LR.D002 | ZSPR_ACT | ZSPR | NOS | 8 | 148530.96 | INR
2000 | Central Zone, Bhubaneswar | 2100 | EHT (O&M) Circle, Bhubaneswar | 2104 | EHT (O&M) Division, Khurda | C244 | 132/33 kV T/L S/S S/D Chandpur | 3000000943 | 33 KV Bus Post Insulator | INS.POR.BPI.C001 | ZSPR_ACT | ZSPR | NOS | 3 | 5452.59 | INR
2000 | Central Zone, Bhubaneswar | 2100 | EHT (O&M) Circle, Bhubaneswar | 2104 | EHT (O&M) Division, Khurda | C245 | 132/33 kV S/S S/D Arugul | 3000000943 | 33 KV Bus Post Insulator | INS.POR.BPI.C001 | ZSPR_FREE | ZSPR | NOS | 2 | 0 | INR
2000 | Central Zone, Bhubaneswar | 2100 | EHT (O&M) Circle, Bhubaneswar | 2104 | EHT (O&M) Division, Khurda | C243 | 132/33 kV T/L S/S S/D Khurda | 3000000944 | 132 KV BUS POST INSULATORS | INS.POR.BPI.D001 | ZSPR_ACT | ZSPR | NOS | 5 | 50517.7 | INR
2000 | Central Zone, Bhubaneswar | 2100 | EHT (O&M) Circle, Bhubaneswar | 2104 | EHT (O&M) Division, Khurda | C244 | 132/33 kV T/L S/S S/D Chandpur | 3000000944 | 132 KV BUS POST INSULATORS | INS.POR.BPI.D001 | ZSPR_SH | ZSPR | NOS | 4 | 0.04 | INR
2000 | Central Zone, Bhubaneswar | 2100 | EHT (O&M) Circle, Bhubaneswar | 2104 | EHT (O&M) Division, Khurda | C242 | 220/132/33 kV S/S S/D Atri | 3000000944 | 132 KV BUS POST INSULATORS | INS.POR.BPI.D001 | ZSPR_FREE | ZSPR | NOS | 3 | 0 | INR
2000 | Central Zone, Bhubaneswar | 2100 | EHT (O&M) Circle, Bhubaneswar | 2104 | EHT (O&M) Division, Khurda | C246 | 132/33 kV S/S S/D Banki | 3000000944 | 132 KV BUS POST INSULATORS | INS.POR.BPI.D001 | ZSPR_FREE | ZSPR | NOS | 2 | 0 | INR
2000 | Central Zone, Bhubaneswar | 2100 | EHT (O&M) Circle, Bhubaneswar | 2104 | EHT (O&M) Division, Khurda | C247 | 220/33 kV T/L S/S S/D Nayagarh | 3000000945 | 220KV Bus Post Insulator | INS.POR.BPI.E001 | ZSPR_ACT | ZSPR | NOS | 9 | 92265.61 | INR
2000 | Central Zone, Bhubaneswar | 2100 | EHT (O&M) Circle, Bhubaneswar | 2104 | EHT (O&M) Division, Khurda | C242 | 220/132/33 kV S/S S/D Atri | 3000000945 | 220KV Bus Post Insulator | INS.POR.BPI.E001 | ZSPR_ACT | ZSPR | NOS | 1 | 10251.74 | INR
2000 | Central Zone, Bhubaneswar | 2100 | EHT (O&M) Circle, Bhubaneswar | 2104 | EHT (O&M) Division, Khurda | C242 | 220/132/33 kV S/S S/D Atri | 3000000945 | 220KV Bus Post Insulator | INS.POR.BPI.E001 | ZSPR_FREE | ZSPR | NOS | 2 | 0 | INR
2000 | Central Zone, Bhubaneswar | 2100 | EHT (O&M) Circle, Bhubaneswar | 2104 | EHT (O&M) Division, Khurda | CL43 | 132/33 kV T/L S/S S/D Khurda_Line | 3000000946 | 70KN PORCELAIN DISC INSULATOR | INS.POR.DISC.B001 | ZSPR_ACT | ZSPR | NOS | 289 | 26212.3 | INR
2000 | Central Zone, Bhubaneswar | 2100 | EHT (O&M) Circle, Bhubaneswar | 2104 | EHT (O&M) Division, Khurda | C243 | 132/33 kV T/L S/S S/D Khurda | 3000000946 | 70KN PORCELAIN DISC INSULATOR | INS.POR.DISC.B001 | ZSPR_SH | ZSPR | NOS | 18 | 17.95 | INR
2000 | Central Zone, Bhubaneswar | 2100 | EHT (O&M) Circle, Bhubaneswar | 2104 | EHT (O&M) Division, Khurda | CL43 | 132/33 kV T/L S/S S/D Khurda_Line | 3000000946 | 70KN PORCELAIN DISC INSULATOR | INS.POR.DISC.B001 | ZSPR_SH | ZSPR | NOS | 112 | 111.69 | INR
2000 | Central Zone, Bhubaneswar | 2100 | EHT (O&M) Circle, Bhubaneswar | 2104 | EHT (O&M) Division, Khurda | C245 | 132/33 kV S/S S/D Arugul | 3000000946 | 70KN PORCELAIN DISC INSULATOR | INS.POR.DISC.B001 | ZSPR_SH | ZSPR | NOS | 6 | 5.98 | INR
2000 | Central Zone, Bhubaneswar | 2100 | EHT (O&M) Circle, Bhubaneswar | 2104 | EHT (O&M) Division, Khurda | C247 | 220/33 kV T/L S/S S/D Nayagarh | 3000000946 | 70KN PORCELAIN DISC INSULATOR | INS.POR.DISC.B001 | ZSPR_SH | ZSPR | NOS | 2000 | 1994.44 | INR
2000 | Central Zone, Bhubaneswar | 2100 | EHT (O&M) Circle, Bhubaneswar | 2104 | EHT (O&M) Division, Khurda | C243 | 132/33 kV T/L S/S S/D Khurda | 3000000947 | 90KN PORCELAIN DISC INSULATOR | INS.POR.DISC.B002 | ZSPR_ACT | ZSPR | NOS | 48 | 7927.95 | INR
2000 | Central Zone, Bhubaneswar | 2100 | EHT (O&M) Circle, Bhubaneswar | 2104 | EHT (O&M) Division, Khurda | C244 | 132/33 kV T/L S/S S/D Chandpur | 3000000947 | 90KN PORCELAIN DISC INSULATOR | INS.POR.DISC.B002 | ZSPR_ACT | ZSPR | NOS | 61 | 10075.1 | INR
2000 | Central Zone, Bhubaneswar | 2100 | EHT (O&M) Circle, Bhubaneswar | 2104 | EHT (O&M) Division, Khurda | C245 | 132/33 kV S/S S/D Arugul | 3000000947 | 90KN PORCELAIN DISC INSULATOR | INS.POR.DISC.B002 | ZSPR_ACT | ZSPR | NOS | 234 | 38648.74 | INR
2000 | Central Zone, Bhubaneswar | 2100 | EHT (O&M) Circle, Bhubaneswar | 2104 | EHT (O&M) Division, Khurda | C247 | 220/33 kV T/L S/S S/D Nayagarh | 3000000947 | 90KN PORCELAIN DISC INSULATOR | INS.POR.DISC.B002 | ZSPR_ACT | ZSPR | NOS | 2 | 330.33 | INR
2000 | Central Zone, Bhubaneswar | 2100 | EHT (O&M) Circle, Bhubaneswar | 2104 | EHT (O&M) Division, Khurda | CL42 | 220/132/33 kV S/S S/D Atri_Line | 3000000947 | 90KN PORCELAIN DISC INSULATOR | INS.POR.DISC.B002 | ZSPR_ACT | ZSPR | NOS | 30 | 4954.97 | INR
2000 | Central Zone, Bhubaneswar | 2100 | EHT (O&M) Circle, Bhubaneswar | 2104 | EHT (O&M) Division, Khurda | C245 | 132/33 kV S/S S/D Arugul | 3000000947 | 90KN PORCELAIN DISC INSULATOR | INS.POR.DISC.B002 | ZSPR_FREE | ZSPR | NOS | 70 | 0 | INR
2000 | Central Zone, Bhubaneswar | 2100 | EHT (O&M) Circle, Bhubaneswar | 2104 | EHT (O&M) Division, Khurda | C245 | 132/33 kV S/S S/D Arugul | 3000000947 | 90KN PORCELAIN DISC INSULATOR | INS.POR.DISC.B002 | ZSPR_SH | ZSPR | NOS | 6 | 0.06 | INR
2000 | Central Zone, Bhubaneswar | 2100 | EHT (O&M) Circle, Bhubaneswar | 2104 | EHT (O&M) Division, Khurda | C245 | 132/33 kV S/S S/D Arugul | 3000000948 | 120KN PORCELAIN DISC INSULATOR | INS.POR.DISC.B003 | ZSPR_ACT | ZSPR | NOS | 5 | 968.96 | INR
2000 | Central Zone, Bhubaneswar | 2100 | EHT (O&M) Circle, Bhubaneswar | 2104 | EHT (O&M) Division, Khurda | CL43 | 132/33 kV T/L S/S S/D Khurda_Line | 3000000948 | 120KN PORCELAIN DISC INSULATOR | INS.POR.DISC.B003 | ZSPR_SH | ZSPR | NOS | 861 | 861 | INR
2000 | Central Zone, Bhubaneswar | 2100 | EHT (O&M) Circle, Bhubaneswar | 2104 | EHT (O&M) Division, Khurda | C242 | 220/132/33 kV S/S S/D Atri | 3000000948 | 120KN PORCELAIN DISC INSULATOR | INS.POR.DISC.B003 | ZSPR_ACT | ZSPR | NOS | 26 | 5038.57 | INR
2000 | Central Zone, Bhubaneswar | 2100 | EHT (O&M) Circle, Bhubaneswar | 2104 | EHT (O&M) Division, Khurda | C243 | 132/33 kV T/L S/S S/D Khurda | 3000000948 | 120KN PORCELAIN DISC INSULATOR | INS.POR.DISC.B003 | ZSPR_ACT | ZSPR | NOS | 40 | 7751.64 | INR
2000 | Central Zone, Bhubaneswar | 2100 | EHT (O&M) Circle, Bhubaneswar | 2104 | EHT (O&M) Division, Khurda | C244 | 132/33 kV T/L S/S S/D Chandpur | 3000000948 | 120KN PORCELAIN DISC INSULATOR | INS.POR.DISC.B003 | ZSPR_ACT | ZSPR | NOS | 47 | 9108.17 | INR
2000 | Central Zone, Bhubaneswar | 2100 | EHT (O&M) Circle, Bhubaneswar | 2104 | EHT (O&M) Division, Khurda | C247 | 220/33 kV T/L S/S S/D Nayagarh | 3000000949 | 160KN PORCELAIN DISC INSULATOR | INS.POR.DISC.B004 | ZSPR_ACT | ZSPR | NOS | 18 | 12580.72 | INR
2000 | Central Zone, Bhubaneswar | 2100 | EHT (O&M) Circle, Bhubaneswar | 2104 | EHT (O&M) Division, Khurda | CL42 | 220/132/33 kV S/S S/D Atri_Line | 3000000949 | 160KN PORCELAIN DISC INSULATOR | INS.POR.DISC.B004 | ZSPR_ACT | ZSPR | NOS | 30 | 20967.86 | INR
2000 | Central Zone, Bhubaneswar | 2100 | EHT (O&M) Circle, Bhubaneswar | 2104 | EHT (O&M) Division, Khurda | C247 | 220/33 kV T/L S/S S/D Nayagarh | 3000000950 | 160KN 220 KV PORCELAIN LONG ROD INSULATO | INS.POR.LR.B004 | ZSPR_ACT | ZSPR | NOS | 14 | 138320 | INR
2000 | Central Zone, Bhubaneswar | 2100 | EHT (O&M) Circle, Bhubaneswar | 2104 | EHT (O&M) Division, Khurda | C242 | 220/132/33 kV S/S S/D Atri | 3000000953 | 90KN 220KV PORCELAIN LONG ROD | INS.POR.LR.B001 | ZSPR_FREE | ZSPR | NOS | 2 | 0 | INR
2000 | Central Zone, Bhubaneswar | 2100 | EHT (O&M) Circle, Bhubaneswar | 2104 | EHT (O&M) Division, Khurda | CL43 | 132/33 kV T/L S/S S/D Khurda_Line | 3000000954 | 132KV LR 90KN PORCELAIN INSULATOR | INS.POR.LR.D002 | ZSPR_ACT | ZSPR | NOS | 70 | 459921 | INR
2000 | Central Zone, Bhubaneswar | 2100 | EHT (O&M) Circle, Bhubaneswar | 2104 | EHT (O&M) Division, Khurda | C242 | 220/132/33 kV S/S S/D Atri | 3000000954 | 132KV LR 90KN PORCELAIN INSULATOR | INS.POR.LR.D002 | ZSPR_FREE | ZSPR | NOS | 4 | 0 | INR
2000 | Central Zone, Bhubaneswar | 2100 | EHT (O&M) Circle, Bhubaneswar | 2104 | EHT (O&M) Division, Khurda | CL43 | 132/33 kV T/L S/S S/D Khurda_Line | 3000000955 | 120KN 132 KV PORCELAIN LONG ROD | INS.POR.LR.D003 | ZSPR_ACT | ZSPR | NOS | 81 | 727961.24 | INR
2000 | Central Zone, Bhubaneswar | 2100 | EHT (O&M) Circle, Bhubaneswar | 2104 | EHT (O&M) Division, Khurda | C242 | 220/132/33 kV S/S S/D Atri | 3000000955 | 120KN 132 KV PORCELAIN LONG ROD | INS.POR.LR.D003 | ZSPR_FREE | ZSPR | NOS | 8 | 0 | INR
2000 | Central Zone, Bhubaneswar | 2100 | EHT (O&M) Circle, Bhubaneswar | 2104 | EHT (O&M) Division, Khurda | CL42 | 220/132/33 kV S/S S/D Atri_Line | 3000000956 | 120KN 220 KV PORCELAIN LONG ROD | INS.POR.LR.E003 | ZSPR_ACT | ZSPR | NOS | 46 | 568586.96 | INR
2000 | Central Zone, Bhubaneswar | 2100 | EHT (O&M) Circle, Bhubaneswar | 2104 | EHT (O&M) Division, Khurda | C243 | 132/33 kV T/L S/S S/D Khurda | 3000000956 | 120KN 220 KV PORCELAIN LONG ROD | INS.POR.LR.E003 | ZSPR_ACT | ZSPR | NOS | 4 | 49442.34 | INR
2000 | Central Zone, Bhubaneswar | 2100 | EHT (O&M) Circle, Bhubaneswar | 2104 | EHT (O&M) Division, Khurda | C242 | 220/132/33 kV S/S S/D Atri | 3000000957 | 160KN 132 KV PORCELAIN LONG ROD | INS.POR.LR.E004 | ZSPR_FREE | ZSPR | NOS | 4 | 0 | INR
2000 | Central Zone, Bhubaneswar | 2100 | EHT (O&M) Circle, Bhubaneswar | 2104 | EHT (O&M) Division, Khurda | CL42 | 220/132/33 kV S/S S/D Atri_Line | 3000000957 | 160KN 132 KV PORCELAIN LONG ROD | INS.POR.LR.E004 | ZSPR_ACT | ZSPR | NOS | 67 | 1042083.41 | INR
2000 | Central Zone, Bhubaneswar | 2100 | EHT (O&M) Circle, Bhubaneswar | 2104 | EHT (O&M) Division, Khurda | CL43 | 132/33 kV T/L S/S S/D Khurda_Line | 3000000960 | 90KN 132KV SILICON RUBBER LR INSULATOR | INS.S.RUBBERLR.D001 | ZSPR_ACT | ZSPR | NOS | 8 | 14067.76 | INR
2000 | Central Zone, Bhubaneswar | 2100 | EHT (O&M) Circle, Bhubaneswar | 2104 | EHT (O&M) Division, Khurda | CL43 | 132/33 kV T/L S/S S/D Khurda_Line | 3000000961 | 120KN 132 KV SILICON RUBBER LR INSULATOR | INS.S.RUBBERLR.D002 | ZSPR_ACT | ZSPR | NOS | 3 | 5605.92 | INR
2000 | Central Zone, Bhubaneswar | 2100 | EHT (O&M) Circle, Bhubaneswar | 2104 | EHT (O&M) Division, Khurda | C247 | 220/33 kV T/L S/S S/D Nayagarh | 3000000963 | 220KV 160KN Silicon Rubber LR Insulator. | INS.S.RUBBERLR.E002 | ZSPR_ACT | ZSPR | NOS | 6 | 148848.42 | INR
2000 | Central Zone, Bhubaneswar | 2100 | EHT (O&M) Circle, Bhubaneswar | 2104 | EHT (O&M) Division, Khurda | C247 | 220/33 kV T/L S/S S/D Nayagarh | 3000000963 | 220KV 160KN Silicon Rubber LR Insulator. | INS.S.RUBBERLR.E002 | ZSPR_SH | ZSPR | NOS | 2 | 49616.14 | INR
2000 | Central Zone, Bhubaneswar | 2100 | EHT (O&M) Circle, Bhubaneswar | 2104 | EHT (O&M) Division, Khurda | C243 | 132/33 kV T/L S/S S/D Khurda | 3000000975 | Console Box for StreetLight | MISC.AC.CONSOLE.A003 | ZSPR_ACT | ZSPR | NOS | 1 | 54729 | INR
2000 | Central Zone, Bhubaneswar | 2100 | EHT (O&M) Circle, Bhubaneswar | 2104 | EHT (O&M) Division, Khurda | C243 | 132/33 kV T/L S/S S/D Khurda | 3000000976 | ACDB for Yard Kiosk | MISC.ACDB.A001 | ZSPR_ACT | ZSPR | NOS | 1 | 28622.8 | INR
2000 | Central Zone, Bhubaneswar | 2100 | EHT (O&M) Circle, Bhubaneswar | 2104 | EHT (O&M) Division, Khurda | C247 | 220/33 kV T/L S/S S/D Nayagarh | 3000000976 | ACDB for Yard Kiosk | MISC.ACDB.A001 | ZSPR_SH | ZSPR | NOS | 1 | 1 | INR
2000 | Central Zone, Bhubaneswar | 2100 | EHT (O&M) Circle, Bhubaneswar | 2104 | EHT (O&M) Division, Khurda | C242 | 220/132/33 kV S/S S/D Atri | 3000000982 | ALLUMINIUM BINDING TAPE | MISC.ALBINDTAPE.A001 | ZSPR_ACT | ZSPR | KG | 16 | 16064 | INR
2000 | Central Zone, Bhubaneswar | 2100 | EHT (O&M) Circle, Bhubaneswar | 2104 | EHT (O&M) Division, Khurda | CL43 | 132/33 kV T/L S/S S/D Khurda_Line | 3000000986 | GLOW SIGN BOARD | MISC.CAUTN.BORD.A001 | ZSPR_ACT | ZSPR | NOS | 4 | 6404 | INR
2000 | Central Zone, Bhubaneswar | 2100 | EHT (O&M) Circle, Bhubaneswar | 2104 | EHT (O&M) Division, Khurda | C245 | 132/33 kV S/S S/D Arugul | 3000000992 | PT/IVT/CVT CONSOLE BOX | MISC.CONSOLE.A001 | ZSPR_ACT | ZSPR | NOS | 1 | 6068.5 | INR
2000 | Central Zone, Bhubaneswar | 2100 | EHT (O&M) Circle, Bhubaneswar | 2104 | EHT (O&M) Division, Khurda | C245 | 132/33 kV S/S S/D Arugul | 3000000995 | CRC CONTAINING 200ML IN ONE BOTTLE | MISC.CRC.A001 | ZSPR_ACT | ZSPR | NOS | 5 | 2280.42 | INR
2000 | Central Zone, Bhubaneswar | 2100 | EHT (O&M) Circle, Bhubaneswar | 2104 | EHT (O&M) Division, Khurda | C247 | 220/33 kV T/L S/S S/D Nayagarh | 3000000996 | CT CONSOLE BOX | MISC.CT.CONSOLE.A001 | ZSPR_ACT | ZSPR | NOS | 1 | 5 | INR
2000 | Central Zone, Bhubaneswar | 2100 | EHT (O&M) Circle, Bhubaneswar | 2104 | EHT (O&M) Division, Khurda | C243 | 132/33 kV T/L S/S S/D Khurda | 3000000997 | D.C DISTRIBUTION BOARD | MISC.DCDB.A001 | ZSPR_SH | ZSPR | NOS | 1 | 1 | INR
2000 | Central Zone, Bhubaneswar | 2100 | EHT (O&M) Circle, Bhubaneswar | 2104 | EHT (O&M) Division, Khurda | C247 | 220/33 kV T/L S/S S/D Nayagarh | 3000000997 | D.C DISTRIBUTION BOARD | MISC.DCDB.A001 | ZSPR_SH | ZSPR | NOS | 5 | 5 | INR
2000 | Central Zone, Bhubaneswar | 2100 | EHT (O&M) Circle, Bhubaneswar | 2104 | EHT (O&M) Division, Khurda | C247 | 220/33 kV T/L S/S S/D Nayagarh | 3000001002 | EMPTY Tfr OIL BARREL | MISC.EMPTYBRL.A001 | ZSPR_SH | ZSPR | NOS | 12 | 152.04 | INR
2000 | Central Zone, Bhubaneswar | 2100 | EHT (O&M) Circle, Bhubaneswar | 2104 | EHT (O&M) Division, Khurda | C245 | 132/33 kV S/S S/D Arugul | 3000001002 | EMPTY Tfr OIL BARREL | MISC.EMPTYBRL.A001 | ZSPR_SH | ZSPR | NOS | 145 | 1837.12 | INR
2000 | Central Zone, Bhubaneswar | 2100 | EHT (O&M) Circle, Bhubaneswar | 2104 | EHT (O&M) Division, Khurda | C244 | 132/33 kV T/L S/S S/D Chandpur | 3000001002 | EMPTY Tfr OIL BARREL | MISC.EMPTYBRL.A001 | ZSPR_SH | ZSPR | NOS | 10 | 126.7 | INR
2000 | Central Zone, Bhubaneswar | 2100 | EHT (O&M) Circle, Bhubaneswar | 2104 | EHT (O&M) Division, Khurda | C243 | 132/33 kV T/L S/S S/D Khurda | 3000001002 | EMPTY Tfr OIL BARREL | MISC.EMPTYBRL.A001 | ZSPR_SH | ZSPR | NOS | 40 | 506.79 | INR
2000 | Central Zone, Bhubaneswar | 2100 | EHT (O&M) Circle, Bhubaneswar | 2104 | EHT (O&M) Division, Khurda | C242 | 220/132/33 kV S/S S/D Atri | 3000001002 | EMPTY Tfr OIL BARREL | MISC.EMPTYBRL.A001 | ZSPR_SH | ZSPR | NOS | 595 | 7538.51 | INR
2000 | Central Zone, Bhubaneswar | 2100 | EHT (O&M) Circle, Bhubaneswar | 2104 | EHT (O&M) Division, Khurda | C246 | 132/33 kV S/S S/D Banki | 3000001002 | EMPTY Tfr OIL BARREL | MISC.EMPTYBRL.A001 | ZSPR_FREE | ZSPR | NOS | 28 | 0 | INR
2000 | Central Zone, Bhubaneswar | 2100 | EHT (O&M) Circle, Bhubaneswar | 2104 | EHT (O&M) Division, Khurda | C245 | 132/33 kV S/S S/D Arugul | 3000001002 | EMPTY Tfr OIL BARREL | MISC.EMPTYBRL.A001 | ZSPR_ACT | ZSPR | NOS | 5 | 0.65 | INR
2000 | Central Zone, Bhubaneswar | 2100 | EHT (O&M) Circle, Bhubaneswar | 2104 | EHT (O&M) Division, Khurda | C244 | 132/33 kV T/L S/S S/D Chandpur | 3000001002 | EMPTY Tfr OIL BARREL | MISC.EMPTYBRL.A001 | ZSPR_ACT | ZSPR | NOS | 53 | 6.88 | INR
2000 | Central Zone, Bhubaneswar | 2100 | EHT (O&M) Circle, Bhubaneswar | 2104 | EHT (O&M) Division, Khurda | C243 | 132/33 kV T/L S/S S/D Khurda | 3000001007 | FLEXIBLE COPPER EARTH BOND | MISC.FL.CU.BOND.A001 | ZSPR_ACT | ZSPR | NOS | 28 | 17876.57 | INR
2000 | Central Zone, Bhubaneswar | 2100 | EHT (O&M) Circle, Bhubaneswar | 2104 | EHT (O&M) Division, Khurda | C244 | 132/33 kV T/L S/S S/D Chandpur | 3000001007 | FLEXIBLE COPPER EARTH BOND | MISC.FL.CU.BOND.A001 | ZSPR_ACT | ZSPR | NOS | 4 | 2553.8 | INR
2000 | Central Zone, Bhubaneswar | 2100 | EHT (O&M) Circle, Bhubaneswar | 2104 | EHT (O&M) Division, Khurda | CL42 | 220/132/33 kV S/S S/D Atri_Line | 3000001007 | FLEXIBLE COPPER EARTH BOND | MISC.FL.CU.BOND.A001 | ZSPR_ACT | ZSPR | NOS | 17 | 10853.63 | INR
2000 | Central Zone, Bhubaneswar | 2100 | EHT (O&M) Circle, Bhubaneswar | 2104 | EHT (O&M) Division, Khurda | C246 | 132/33 kV S/S S/D Banki | 3000001007 | FLEXIBLE COPPER EARTH BOND | MISC.FL.CU.BOND.A001 | ZSPR_SH | ZSPR | NOS | 84 | 0.01 | INR
2000 | Central Zone, Bhubaneswar | 2100 | EHT (O&M) Circle, Bhubaneswar | 2104 | EHT (O&M) Division, Khurda | C244 | 132/33 kV T/L S/S S/D Chandpur | 3000001008 | FLEXIBLE EARTH BOND | MISC.FL.E.BOND.A001 | ZSPR_SH | ZSPR | NOS | 11 | 11 | INR
2000 | Central Zone, Bhubaneswar | 2100 | EHT (O&M) Circle, Bhubaneswar | 2104 | EHT (O&M) Division, Khurda | C247 | 220/33 kV T/L S/S S/D Nayagarh | 3000001015 | 100X116MM R S JOIST | MISC.JOIST.A001 | ZSPR_ACT | ZSPR | MT | 0.16 | 140657.52 | INR
2000 | Central Zone, Bhubaneswar | 2100 | EHT (O&M) Circle, Bhubaneswar | 2104 | EHT (O&M) Division, Khurda | C247 | 220/33 kV T/L S/S S/D Nayagarh | 3000001018 | 7.5 HP motor of cooling tower AC machine | MISC.MOTOR.A001 | ZSPR_SH | ZSPR | NOS | 3 | 3 | INR
2000 | Central Zone, Bhubaneswar | 2100 | EHT (O&M) Circle, Bhubaneswar | 2104 | EHT (O&M) Division, Khurda | C245 | 132/33 kV S/S S/D Arugul | 3000001020 | submersible pump | MISC.MOTOR.B003 | ZSPR_FREE | ZSPR | NOS | 2 | 0 | INR
2000 | Central Zone, Bhubaneswar | 2100 | EHT (O&M) Circle, Bhubaneswar | 2104 | EHT (O&M) Division, Khurda | C242 | 220/132/33 kV S/S S/D Atri | 3000001036 | ISOLATOR PAD PLATE | MISC.PADPLATE.A001 | ZSPR_FREE | ZSPR | NOS | 3 | 0 | INR
2000 | Central Zone, Bhubaneswar | 2100 | EHT (O&M) Circle, Bhubaneswar | 2104 | EHT (O&M) Division, Khurda | CL43 | 132/33 kV T/L S/S S/D Khurda_Line | 3000001038 | 90 LB RAIL POLE | MISC.RAILPOLE.A002 | ZSPR_ACT | ZSPR | MT | 0.416 | 104413.7 | INR
2000 | Central Zone, Bhubaneswar | 2100 | EHT (O&M) Circle, Bhubaneswar | 2104 | EHT (O&M) Division, Khurda | C244 | 132/33 kV T/L S/S S/D Chandpur | 3000001038 | 90 LB RAIL POLE | MISC.RAILPOLE.A002 | ZSPR_ACT | ZSPR | MT | 0.272 | 68270.5 | INR
2000 | Central Zone, Bhubaneswar | 2100 | EHT (O&M) Circle, Bhubaneswar | 2104 | EHT (O&M) Division, Khurda | C247 | 220/33 kV T/L S/S S/D Nayagarh | 3000001038 | 90 LB RAIL POLE | MISC.RAILPOLE.A002 | ZSPR_ACT | ZSPR | MT | 3.698 | 928177.6 | INR
2000 | Central Zone, Bhubaneswar | 2100 | EHT (O&M) Circle, Bhubaneswar | 2104 | EHT (O&M) Division, Khurda | C247 | 220/33 kV T/L S/S S/D Nayagarh | 3000001041 | RAIL POLE 52 KG | MISC.RAILPOLE.A006 | ZSPR_ACT | ZSPR | MT | 0.125 | 24000 | INR
2000 | Central Zone, Bhubaneswar | 2100 | EHT (O&M) Circle, Bhubaneswar | 2104 | EHT (O&M) Division, Khurda | CL42 | 220/132/33 kV S/S S/D Atri_Line | 3000001053 | 18 MM POLYPROPELENE ROPE | MISC.ROPE.B003 | ZSPR_ACT | ZSPR | KG | 30 | 8232 | INR
2000 | Central Zone, Bhubaneswar | 2100 | EHT (O&M) Circle, Bhubaneswar | 2104 | EHT (O&M) Division, Khurda | CL42 | 220/132/33 kV S/S S/D Atri_Line | 3000001054 | 20 /22 MM POLYPROPELENE ROPE | MISC.ROPE.B004 | ZSPR_ACT | ZSPR | KG | 46 | 12622.4 | INR
2000 | Central Zone, Bhubaneswar | 2100 | EHT (O&M) Circle, Bhubaneswar | 2104 | EHT (O&M) Division, Khurda | CL43 | 132/33 kV T/L S/S S/D Khurda_Line | 3000001060 | STEEL ROPE 12 MM | MISC.ROPE.C002 | ZSPR_ACT | ZSPR | KM | 0.245 | 25783.8 | INR
2000 | Central Zone, Bhubaneswar | 2100 | EHT (O&M) Circle, Bhubaneswar | 2104 | EHT (O&M) Division, Khurda | CL43 | 132/33 kV T/L S/S S/D Khurda_Line | 3000001061 | STEEL ROPE 16 MM | MISC.ROPE.C003 | ZSPR_ACT | ZSPR | KM | 0.04 | 6222.8 | INR
2000 | Central Zone, Bhubaneswar | 2100 | EHT (O&M) Circle, Bhubaneswar | 2104 | EHT (O&M) Division, Khurda | C242 | 220/132/33 kV S/S S/D Atri | 3000001065 | SPACE HEATER | MISC.S.HEATER.A001 | ZSPR_FREE | ZSPR | NOS | 2 | 0 | INR
2000 | Central Zone, Bhubaneswar | 2100 | EHT (O&M) Circle, Bhubaneswar | 2104 | EHT (O&M) Division, Khurda | C245 | 132/33 kV S/S S/D Arugul | 3000001067 | 50 Kg SF6 gas Cylinder | MISC.SF6CYLNDR.A002 | ZSPR_FREE | ZSPR | NOS | 1 | 0 | INR
2000 | Central Zone, Bhubaneswar | 2100 | EHT (O&M) Circle, Bhubaneswar | 2104 | EHT (O&M) Division, Khurda | C245 | 132/33 kV S/S S/D Arugul | 3000001071 | 50KG SF6 EMPTY GAS CYLINDER | MISC.SF6CYLNDR.B002 | ZSPR_FREE | ZSPR | NOS | 1 | 0 | INR
2000 | Central Zone, Bhubaneswar | 2100 | EHT (O&M) Circle, Bhubaneswar | 2104 | EHT (O&M) Division, Khurda | C247 | 220/33 kV T/L S/S S/D Nayagarh | 3000001076 | ASSORTED SIZE SF6 EMPTY GAS CYLINDER | MISC.SF6CYLNDR.C001 | ZSPR_SH | ZSPR | NOS | 5 | 5 | INR
2000 | Central Zone, Bhubaneswar | 2100 | EHT (O&M) Circle, Bhubaneswar | 2104 | EHT (O&M) Division, Khurda | C247 | 220/33 kV T/L S/S S/D Nayagarh | 3000001078 | SILICAGEL USEFUL FOR Tfr | MISC.SILICAGEL.A001 | ZSPR_ACT | ZSPR | KG | 32 | 7880.23 | INR
2000 | Central Zone, Bhubaneswar | 2100 | EHT (O&M) Circle, Bhubaneswar | 2104 | EHT (O&M) Division, Khurda | C245 | 132/33 kV S/S S/D Arugul | 3000001086 | 3-Phase 4Wire TEST TERMINAL BLOCK / TTB | MISC.TBLOCK.A001 | ZSPR_ACT | ZSPR | NOS | 5 | 500.5 | INR
2000 | Central Zone, Bhubaneswar | 2100 | EHT (O&M) Circle, Bhubaneswar | 2104 | EHT (O&M) Division, Khurda | C247 | 220/33 kV T/L S/S S/D Nayagarh | 3000001086 | 3-Phase 4Wire TEST TERMINAL BLOCK / TTB | MISC.TBLOCK.A001 | ZSPR_ACT | ZSPR | NOS | 5 | 500.5 | INR
2000 | Central Zone, Bhubaneswar | 2100 | EHT (O&M) Circle, Bhubaneswar | 2104 | EHT (O&M) Division, Khurda | C242 | 220/132/33 kV S/S S/D Atri | 3000001086 | 3-Phase 4Wire TEST TERMINAL BLOCK / TTB | MISC.TBLOCK.A001 | ZSPR_FREE | ZSPR | NOS | 2 | 0 | INR
2000 | Central Zone, Bhubaneswar | 2100 | EHT (O&M) Circle, Bhubaneswar | 2104 | EHT (O&M) Division, Khurda | C246 | 132/33 kV S/S S/D Banki | 3000001086 | 3-Phase 4Wire TEST TERMINAL BLOCK / TTB | MISC.TBLOCK.A001 | ZSPR_FREE | ZSPR | NOS | 4 | 0 | INR
2000 | Central Zone, Bhubaneswar | 2100 | EHT (O&M) Circle, Bhubaneswar | 2104 | EHT (O&M) Division, Khurda | C244 | 132/33 kV T/L S/S S/D Chandpur | 3000001087 | Terminal Block of 2.5 Sq. mm size | MISC.TBLOCK.A002 | ZSPR_ACT | ZSPR | NOS | 100 | 5723.73 | INR
2000 | Central Zone, Bhubaneswar | 2100 | EHT (O&M) Circle, Bhubaneswar | 2104 | EHT (O&M) Division, Khurda | C244 | 132/33 kV T/L S/S S/D Chandpur | 3000001088 | Disconnected type Terminal block | MISC.TBLOCK.A003 | ZSPR_ACT | ZSPR | NOS | 30 | 1717.12 | INR
2000 | Central Zone, Bhubaneswar | 2100 | EHT (O&M) Circle, Bhubaneswar | 2104 | EHT (O&M) Division, Khurda | C243 | 132/33 kV T/L S/S S/D Khurda | 3000001088 | Disconnected type Terminal block | MISC.TBLOCK.A003 | ZSPR_ACT | ZSPR | NOS | 600 | 34342.37 | INR
2000 | Central Zone, Bhubaneswar | 2100 | EHT (O&M) Circle, Bhubaneswar | 2104 | EHT (O&M) Division, Khurda | C246 | 132/33 kV S/S S/D Banki | 3000001094 | NEW EHV GRADE Napthelin based Tfr OIL | MISC.TFROIL.A001 | ZSPR_FREE | ZSPR | L | 10 | 0 | INR
2000 | Central Zone, Bhubaneswar | 2100 | EHT (O&M) Circle, Bhubaneswar | 2104 | EHT (O&M) Division, Khurda | C247 | 220/33 kV T/L S/S S/D Nayagarh | 3000001094 | NEW EHV GRADE Napthelin based Tfr OIL | MISC.TFROIL.A001 | ZSPR_ACT | ZSPR | L | 1500 | 49828.37 | INR
2000 | Central Zone, Bhubaneswar | 2100 | EHT (O&M) Circle, Bhubaneswar | 2104 | EHT (O&M) Division, Khurda | C244 | 132/33 kV T/L S/S S/D Chandpur | 3000001094 | NEW EHV GRADE Napthelin based Tfr OIL | MISC.TFROIL.A001 | ZSPR_ACT | ZSPR | L | 2090 | 69427.53 | INR
2000 | Central Zone, Bhubaneswar | 2100 | EHT (O&M) Circle, Bhubaneswar | 2104 | EHT (O&M) Division, Khurda | C247 | 220/33 kV T/L S/S S/D Nayagarh | 3000001095 | USED/ OLD Tfr OIL | MISC.TFROIL.A002 | ZSPR_SH | ZSPR | L | 50 | 1804.76 | INR
2000 | Central Zone, Bhubaneswar | 2100 | EHT (O&M) Circle, Bhubaneswar | 2104 | EHT (O&M) Division, Khurda | C242 | 220/132/33 kV S/S S/D Atri | 3000001095 | USED/ OLD Tfr OIL | MISC.TFROIL.A002 | ZSPR_FREE | ZSPR | L | 3600 | 0 | INR
2000 | Central Zone, Bhubaneswar | 2100 | EHT (O&M) Circle, Bhubaneswar | 2104 | EHT (O&M) Division, Khurda | C243 | 132/33 kV T/L S/S S/D Khurda | 3000001095 | USED/ OLD Tfr OIL | MISC.TFROIL.A002 | ZSPR_SH | ZSPR | L | 6626 | 239166.6 | INR
2000 | Central Zone, Bhubaneswar | 2100 | EHT (O&M) Circle, Bhubaneswar | 2104 | EHT (O&M) Division, Khurda | C244 | 132/33 kV T/L S/S S/D Chandpur | 3000001097 | FILTERED Tfr OIL | MISC.TFROIL.A004 | ZSPR_ACT | ZSPR | L | 572 | 44044 | INR
2000 | Central Zone, Bhubaneswar | 2100 | EHT (O&M) Circle, Bhubaneswar | 2104 | EHT (O&M) Division, Khurda | C247 | 220/33 kV T/L S/S S/D Nayagarh | 3000001098 | 10% extra Tfr oil supplied free of cost | MISC.TFROIL.A005 | ZSPR_ACT | ZSPR | L | 3000 | 15 | INR
2000 | Central Zone, Bhubaneswar | 2100 | EHT (O&M) Circle, Bhubaneswar | 2104 | EHT (O&M) Division, Khurda | C243 | 132/33 kV T/L S/S S/D Khurda | 3000001102 | WATER PUMP | MISC.WATERPUMP.A001 | ZSPR_SH | ZSPR | NOS | 2 | 2001 | INR
2000 | Central Zone, Bhubaneswar | 2100 | EHT (O&M) Circle, Bhubaneswar | 2104 | EHT (O&M) Division, Khurda | C243 | 132/33 kV T/L S/S S/D Khurda | 3000001107 | DIGITAL AMPER-HOUR METER | MTR.AHMETER.D.A001 | ZSPR_ACT | ZSPR | NOS | 1 | 1 | INR
2000 | Central Zone, Bhubaneswar | 2100 | EHT (O&M) Circle, Bhubaneswar | 2104 | EHT (O&M) Division, Khurda | C244 | 132/33 kV T/L S/S S/D Chandpur | 3000001115 | Digital AC Ammeter | MTR.AMMETER.D.A003 | ZSPR_ACT | ZSPR | NOS | 1 | 0.88 | INR
2000 | Central Zone, Bhubaneswar | 2100 | EHT (O&M) Circle, Bhubaneswar | 2104 | EHT (O&M) Division, Khurda | C245 | 132/33 kV S/S S/D Arugul | 3000001115 | Digital AC Ammeter | MTR.AMMETER.D.A003 | ZSPR_ACT | ZSPR | NOS | 15 | 13.13 | INR
2000 | Central Zone, Bhubaneswar | 2100 | EHT (O&M) Circle, Bhubaneswar | 2104 | EHT (O&M) Division, Khurda | C245 | 132/33 kV S/S S/D Arugul | 3000001116 | 3 PHASE 3 WIRE 110VOLT 1AMP APEX METER | MTR.APEX.A001 | ZSPR_SH | ZSPR | NOS | 11 | 0.11 | INR
2000 | Central Zone, Bhubaneswar | 2100 | EHT (O&M) Circle, Bhubaneswar | 2104 | EHT (O&M) Division, Khurda | C245 | 132/33 kV S/S S/D Arugul | 3000001124 | Digital Kilovolt meter | MTR.KVM.D.A001 | ZSPR_ACT | ZSPR | NOS | 5 | 5 | INR
2000 | Central Zone, Bhubaneswar | 2100 | EHT (O&M) Circle, Bhubaneswar | 2104 | EHT (O&M) Division, Khurda | C247 | 220/33 kV T/L S/S S/D Nayagarh | 3000001125 | 3-PHASE ANALOG KILO WATT HOUR METER | MTR.KWHMETER.A.A003 | ZSPR_ACT | ZSPR | NOS | 1 | 1 | INR
2000 | Central Zone, Bhubaneswar | 2100 | EHT (O&M) Circle, Bhubaneswar | 2104 | EHT (O&M) Division, Khurda | C245 | 132/33 kV S/S S/D Arugul | 3000001128 | 3P DIGITAL KILO WATT HOUR METER | MTR.KWHMETER.D.A003 | ZSPR_ACT | ZSPR | NOS | 5 | 5 | INR
2000 | Central Zone, Bhubaneswar | 2100 | EHT (O&M) Circle, Bhubaneswar | 2104 | EHT (O&M) Division, Khurda | C246 | 132/33 kV S/S S/D Banki | 3000001131 | MVAR Meter along with Transducer | MTR.MVAR.TDCR.A001 | ZSPR_FREE | ZSPR | NOS | 12 | 0 | INR
2000 | Central Zone, Bhubaneswar | 2100 | EHT (O&M) Circle, Bhubaneswar | 2104 | EHT (O&M) Division, Khurda | C242 | 220/132/33 kV S/S S/D Atri | 3000001131 | MVAR Meter along with Transducer | MTR.MVAR.TDCR.A001 | ZSPR_FREE | ZSPR | NOS | 3 | 0 | INR
2000 | Central Zone, Bhubaneswar | 2100 | EHT (O&M) Circle, Bhubaneswar | 2104 | EHT (O&M) Division, Khurda | C245 | 132/33 kV S/S S/D Arugul | 3000001131 | MVAR Meter along with Transducer | MTR.MVAR.TDCR.A001 | ZSPR_FREE | ZSPR | NOS | 2 | 0 | INR
2000 | Central Zone, Bhubaneswar | 2100 | EHT (O&M) Circle, Bhubaneswar | 2104 | EHT (O&M) Division, Khurda | C243 | 132/33 kV T/L S/S S/D Khurda | 3000001132 | THREE PHASE ANALOG MVAR METER | MTR.MVARMETER.A.A003 | ZSPR_SH | ZSPR | NOS | 1 | 1500 | INR
2000 | Central Zone, Bhubaneswar | 2100 | EHT (O&M) Circle, Bhubaneswar | 2104 | EHT (O&M) Division, Khurda | C245 | 132/33 kV S/S S/D Arugul | 3000001133 | 132kV MVAR METER ALONG WITH TRANSDUCER | MTR.MVARMETER.D.A004 | ZSPR_ACT | ZSPR | NOS | 5 | 7 | INR
2000 | Central Zone, Bhubaneswar | 2100 | EHT (O&M) Circle, Bhubaneswar | 2104 | EHT (O&M) Division, Khurda | C245 | 132/33 kV S/S S/D Arugul | 3000001134 | Digital MW Meter with externalTransducer | MTR.MW.TDCR.A001 | ZSPR_FREE | ZSPR | NOS | 2 | 0 | INR
2000 | Central Zone, Bhubaneswar | 2100 | EHT (O&M) Circle, Bhubaneswar | 2104 | EHT (O&M) Division, Khurda | C246 | 132/33 kV S/S S/D Banki | 3000001134 | Digital MW Meter with externalTransducer | MTR.MW.TDCR.A001 | ZSPR_FREE | ZSPR | NOS | 12 | 0 | INR
2000 | Central Zone, Bhubaneswar | 2100 | EHT (O&M) Circle, Bhubaneswar | 2104 | EHT (O&M) Division, Khurda | C242 | 220/132/33 kV S/S S/D Atri | 3000001134 | Digital MW Meter with externalTransducer | MTR.MW.TDCR.A001 | ZSPR_FREE | ZSPR | NOS | 2 | 0 | INR
2000 | Central Zone, Bhubaneswar | 2100 | EHT (O&M) Circle, Bhubaneswar | 2104 | EHT (O&M) Division, Khurda | C245 | 132/33 kV S/S S/D Arugul | 3000001136 | 33KV Mega watt meter (Digital) | MTR.MWMETER.D.A001 | ZSPR_ACT | ZSPR | NOS | 9 | 5 | INR
2000 | Central Zone, Bhubaneswar | 2100 | EHT (O&M) Circle, Bhubaneswar | 2104 | EHT (O&M) Division, Khurda | C245 | 132/33 kV S/S S/D Arugul | 3000001137 | 132KV Mega watt meter (Digital) | MTR.MWMETER.D.A002 | ZSPR_ACT | ZSPR | NOS | 6 | 9 | INR
2000 | Central Zone, Bhubaneswar | 2100 | EHT (O&M) Circle, Bhubaneswar | 2104 | EHT (O&M) Division, Khurda | C243 | 132/33 kV T/L S/S S/D Khurda | 3000001139 | THREE PHASE POWER FACTOR METER ANALOG | MTR.PFMETER.A.A003 | ZSPR_SH | ZSPR | NOS | 1 | 925 | INR
2000 | Central Zone, Bhubaneswar | 2100 | EHT (O&M) Circle, Bhubaneswar | 2104 | EHT (O&M) Division, Khurda | C244 | 132/33 kV T/L S/S S/D Chandpur | 3000001141 | APEX-100 ENERGY METER | MTR.SECURE.A003 | ZSPR_SH | ZSPR | NOS | 7 | 7 | INR
2000 | Central Zone, Bhubaneswar | 2100 | EHT (O&M) Circle, Bhubaneswar | 2104 | EHT (O&M) Division, Khurda | C245 | 132/33 kV S/S S/D Arugul | 3000001149 | 33KV Digital AC Voltmeter | MTR.VOLTMETER.D.A003 | ZSPR_ACT | ZSPR | NOS | 5 | 6 | INR
2000 | Central Zone, Bhubaneswar | 2100 | EHT (O&M) Circle, Bhubaneswar | 2104 | EHT (O&M) Division, Khurda | C246 | 132/33 kV S/S S/D Banki | 3000001150 | DIGITAL VOLTMETER | MTR.VOLTMETER.D.B001 | ZSPR_FREE | ZSPR | NOS | 1 | 0 | INR
2000 | Central Zone, Bhubaneswar | 2100 | EHT (O&M) Circle, Bhubaneswar | 2104 | EHT (O&M) Division, Khurda | C244 | 132/33 kV T/L S/S S/D Chandpur | 3000001150 | DIGITAL VOLTMETER | MTR.VOLTMETER.D.B001 | ZSPR_ACT | ZSPR | NOS | 2 | 0.02 | INR
2000 | Central Zone, Bhubaneswar | 2100 | EHT (O&M) Circle, Bhubaneswar | 2104 | EHT (O&M) Division, Khurda | C245 | 132/33 kV S/S S/D Arugul | 3000001151 | 33kV MVAR METER ALONG WITH TRANSDUCER | MTR.WHMETER.D.B002 | ZSPR_ACT | ZSPR | NOS | 7 | 1 | INR
2000 | Central Zone, Bhubaneswar | 2100 | EHT (O&M) Circle, Bhubaneswar | 2104 | EHT (O&M) Division, Khurda | CL43 | 132/33 kV T/L S/S S/D Khurda_Line | 3000001154 | NUTS AND BOLTS | NBW.ASRT.GINB.A001 | ZSPR_ACT | ZSPR | KG | 8 | 848.4 | INR
2000 | Central Zone, Bhubaneswar | 2100 | EHT (O&M) Circle, Bhubaneswar | 2104 | EHT (O&M) Division, Khurda | CL42 | 220/132/33 kV S/S S/D Atri_Line | 3000001154 | NUTS AND BOLTS | NBW.ASRT.GINB.A001 | ZSPR_ACT | ZSPR | KG | 5095 | 540324.04 | INR
2000 | Central Zone, Bhubaneswar | 2100 | EHT (O&M) Circle, Bhubaneswar | 2104 | EHT (O&M) Division, Khurda | C247 | 220/33 kV T/L S/S S/D Nayagarh | 3000001154 | NUTS AND BOLTS | NBW.ASRT.GINB.A001 | ZSPR_ACT | ZSPR | KG | 15.5 | 1643.77 | INR
2000 | Central Zone, Bhubaneswar | 2100 | EHT (O&M) Circle, Bhubaneswar | 2104 | EHT (O&M) Division, Khurda | C245 | 132/33 kV S/S S/D Arugul | 3000001160 | 20 X 600 BOTHEND THREAD FNB | NBW.FDN.NB.A014 | ZSPR_ACT | ZSPR | NOS | 16 | 2683.04 | INR
2000 | Central Zone, Bhubaneswar | 2100 | EHT (O&M) Circle, Bhubaneswar | 2104 | EHT (O&M) Division, Khurda | C244 | 132/33 kV T/L S/S S/D Chandpur | 3000001169 | 20X600mm Foundation Bolt with nuts | NBW.FDN.NB.A030 | ZSPR_ACT | ZSPR | NOS | 24 | 4144.8 | INR
2000 | Central Zone, Bhubaneswar | 2100 | EHT (O&M) Circle, Bhubaneswar | 2104 | EHT (O&M) Division, Khurda | C244 | 132/33 kV T/L S/S S/D Chandpur | 3000001171 | 25 X 1040 FOUNDATION NUT & BOLT | NBW.FDN.NB.B011 | ZSPR_ACT | ZSPR | NOS | 20 | 5511.8 | INR
2000 | Central Zone, Bhubaneswar | 2100 | EHT (O&M) Circle, Bhubaneswar | 2104 | EHT (O&M) Division, Khurda | C247 | 220/33 kV T/L S/S S/D Nayagarh | 3000001182 | 16 X 35 MM GI HALF THREAD NUT & BOLT | NBW.GINB.A006 | ZSPR_ACT | ZSPR | KG | 4.5 | 965.5 | INR
2000 | Central Zone, Bhubaneswar | 2100 | EHT (O&M) Circle, Bhubaneswar | 2104 | EHT (O&M) Division, Khurda | CL43 | 132/33 kV T/L S/S S/D Khurda_Line | 3000001182 | 16 X 35 MM GI HALF THREAD NUT & BOLT | NBW.GINB.A006 | ZSPR_ACT | ZSPR | KG | 55 | 11800.55 | INR
2000 | Central Zone, Bhubaneswar | 2100 | EHT (O&M) Circle, Bhubaneswar | 2104 | EHT (O&M) Division, Khurda | C244 | 132/33 kV T/L S/S S/D Chandpur | 3000001183 | 16 X 40 MM GI HALF THREAD NUT & BOLT | NBW.GINB.A007 | ZSPR_ACT | ZSPR | KG | 51.4 | 8478.16 | INR
2000 | Central Zone, Bhubaneswar | 2100 | EHT (O&M) Circle, Bhubaneswar | 2104 | EHT (O&M) Division, Khurda | CL43 | 132/33 kV T/L S/S S/D Khurda_Line | 3000001183 | 16 X 40 MM GI HALF THREAD NUT & BOLT | NBW.GINB.A007 | ZSPR_ACT | ZSPR | KG | 55 | 9071.97 | INR
2000 | Central Zone, Bhubaneswar | 2100 | EHT (O&M) Circle, Bhubaneswar | 2104 | EHT (O&M) Division, Khurda | C247 | 220/33 kV T/L S/S S/D Nayagarh | 3000001183 | 16 X 40 MM GI HALF THREAD NUT & BOLT | NBW.GINB.A007 | ZSPR_ACT | ZSPR | KG | 4 | 659.78 | INR
2000 | Central Zone, Bhubaneswar | 2100 | EHT (O&M) Circle, Bhubaneswar | 2104 | EHT (O&M) Division, Khurda | C244 | 132/33 kV T/L S/S S/D Chandpur | 3000001184 | 16 X 45 MM GI HALF THREAD NUT & BOLT | NBW.GINB.A008 | ZSPR_ACT | ZSPR | KG | 50.25 | 4971.23 | INR
2000 | Central Zone, Bhubaneswar | 2100 | EHT (O&M) Circle, Bhubaneswar | 2104 | EHT (O&M) Division, Khurda | CL43 | 132/33 kV T/L S/S S/D Khurda_Line | 3000001187 | 16X60MM GI HALF THREAD NUT & BOLT | NBW.GINB.A011 | ZSPR_ACT | ZSPR | KG | 14 | 1383.06 | INR
2000 | Central Zone, Bhubaneswar | 2100 | EHT (O&M) Circle, Bhubaneswar | 2104 | EHT (O&M) Division, Khurda | C243 | 132/33 kV T/L S/S S/D Khurda | 3000001275 | 132KV DUPLEX FEEDER C&R PANEL | PNL.132.D.A001 | ZSPR_ACT | ZSPR | NOS | 1 | 672947.5 | INR
2000 | Central Zone, Bhubaneswar | 2100 | EHT (O&M) Circle, Bhubaneswar | 2104 | EHT (O&M) Division, Khurda | C244 | 132/33 kV T/L S/S S/D Chandpur | 3000001278 | 132KV SIMPLEX FEEDER PANEL | PNL.132.S.A001 | ZSPR_SH | ZSPR | NOS | 2 | 0.02 | INR
2000 | Central Zone, Bhubaneswar | 2100 | EHT (O&M) Circle, Bhubaneswar | 2104 | EHT (O&M) Division, Khurda | C247 | 220/33 kV T/L S/S S/D Nayagarh | 3000001287 | 220KV DUPLEX FEEDER PANEL | PNL.220.D.A001 | ZSPR_SH | ZSPR | NOS | 6 | 6 | INR
2000 | Central Zone, Bhubaneswar | 2100 | EHT (O&M) Circle, Bhubaneswar | 2104 | EHT (O&M) Division, Khurda | C247 | 220/33 kV T/L S/S S/D Nayagarh | 3000001303 | 220 V DC DISTRIBUTION BOARD-63A | PNL.DCDB.A002 | ZSPR_SH | ZSPR | NOS | 1 | 1 | INR
2000 | Central Zone, Bhubaneswar | 2100 | EHT (O&M) Circle, Bhubaneswar | 2104 | EHT (O&M) Division, Khurda | C247 | 220/33 kV T/L S/S S/D Nayagarh | 3000001307 | Apex meter Panel | PNL.MTR.A001 | ZSPR_SH | ZSPR | NOS | 1 | 1 | INR
2000 | Central Zone, Bhubaneswar | 2100 | EHT (O&M) Circle, Bhubaneswar | 2104 | EHT (O&M) Division, Khurda | C244 | 132/33 kV T/L S/S S/D Chandpur | 3000001311 | Recovered 132KV used CT | RCVR.132CT.A001 | ZSPR_SH | ZSPR | NOS | 6 | 6 | INR
2000 | Central Zone, Bhubaneswar | 2100 | EHT (O&M) Circle, Bhubaneswar | 2104 | EHT (O&M) Division, Khurda | C244 | 132/33 kV T/L S/S S/D Chandpur | 3000001314 | 33KV used CTof ratio 400-200-100/1-1-1A | RCVR.33CT.A001 | ZSPR_SH | ZSPR | NOS | 1 | 1 | INR
2000 | Central Zone, Bhubaneswar | 2100 | EHT (O&M) Circle, Bhubaneswar | 2104 | EHT (O&M) Division, Khurda | C243 | 132/33 kV T/L S/S S/D Khurda | 3000001317 | Recovered / used Battery Charger | RCVR.BAT.CHRG.A001 | ZSPR_SH | ZSPR | NOS | 1 | 1 | INR
2000 | Central Zone, Bhubaneswar | 2100 | EHT (O&M) Circle, Bhubaneswar | 2104 | EHT (O&M) Division, Khurda | C245 | 132/33 kV S/S S/D Arugul | 3000001319 | Recovered / used copper earth bond | RCVR.CU.EBOND.A001 | ZSPR_FREE | ZSPR | NOS | 13 | 0 | INR
2000 | Central Zone, Bhubaneswar | 2100 | EHT (O&M) Circle, Bhubaneswar | 2104 | EHT (O&M) Division, Khurda | C246 | 132/33 kV S/S S/D Banki | 3000001325 | 8 WINDOW FACIA ANNUNCIATOR RELAY | RLAY.ANCITOR.A001 | ZSPR_FREE | ZSPR | NOS | 3 | 0 | INR
2000 | Central Zone, Bhubaneswar | 2100 | EHT (O&M) Circle, Bhubaneswar | 2104 | EHT (O&M) Division, Khurda | C246 | 132/33 kV S/S S/D Banki | 3000001326 | 24 WINDOW FACIA ANNUNCIATOR RELAY | RLAY.ANCITOR.A002 | ZSPR_FREE | ZSPR | NOS | 1 | 0 | INR
2000 | Central Zone, Bhubaneswar | 2100 | EHT (O&M) Circle, Bhubaneswar | 2104 | EHT (O&M) Division, Khurda | C242 | 220/132/33 kV S/S S/D Atri | 3000001326 | 24 WINDOW FACIA ANNUNCIATOR RELAY | RLAY.ANCITOR.A002 | ZSPR_FREE | ZSPR | NOS | 2 | 0 | INR
2000 | Central Zone, Bhubaneswar | 2100 | EHT (O&M) Circle, Bhubaneswar | 2104 | EHT (O&M) Division, Khurda | C243 | 132/33 kV T/L S/S S/D Khurda | 3000001326 | 24 WINDOW FACIA ANNUNCIATOR RELAY | RLAY.ANCITOR.A002 | ZSPR_ACT | ZSPR | NOS | 10 | 1800.01 | INR
2000 | Central Zone, Bhubaneswar | 2100 | EHT (O&M) Circle, Bhubaneswar | 2104 | EHT (O&M) Division, Khurda | C246 | 132/33 kV S/S S/D Banki | 3000001327 | 12/16 WINDOW FACIA ANNUNCIATOR RELAY | RLAY.ANCITOR.A003 | ZSPR_FREE | ZSPR | NOS | 2 | 0 | INR
2000 | Central Zone, Bhubaneswar | 2100 | EHT (O&M) Circle, Bhubaneswar | 2104 | EHT (O&M) Division, Khurda | C245 | 132/33 kV S/S S/D Arugul | 3000001327 | 12/16 WINDOW FACIA ANNUNCIATOR RELAY | RLAY.ANCITOR.A003 | ZSPR_ACT | ZSPR | NOS | 7 | 8 | INR
2000 | Central Zone, Bhubaneswar | 2100 | EHT (O&M) Circle, Bhubaneswar | 2104 | EHT (O&M) Division, Khurda | C242 | 220/132/33 kV S/S S/D Atri | 3000001327 | 12/16 WINDOW FACIA ANNUNCIATOR RELAY | RLAY.ANCITOR.A003 | ZSPR_FREE | ZSPR | NOS | 1 | 0 | INR
2000 | Central Zone, Bhubaneswar | 2100 | EHT (O&M) Circle, Bhubaneswar | 2104 | EHT (O&M) Division, Khurda | C246 | 132/33 kV S/S S/D Banki | 3000001328 | 16 Window Annunciation fascia | RLAY.ANCITOR.A004 | ZSPR_FREE | ZSPR | NOS | 10 | 0 | INR
2000 | Central Zone, Bhubaneswar | 2100 | EHT (O&M) Circle, Bhubaneswar | 2104 | EHT (O&M) Division, Khurda | C243 | 132/33 kV T/L S/S S/D Khurda | 3000001333 | Auxiliary relay | RLAY.AUX.A023 | ZSPR_SH | ZSPR | NOS | 1 | 2037.88 | INR
2000 | Central Zone, Bhubaneswar | 2100 | EHT (O&M) Circle, Bhubaneswar | 2104 | EHT (O&M) Division, Khurda | C242 | 220/132/33 kV S/S S/D Atri | 3000001333 | Auxiliary relay | RLAY.AUX.A023 | ZSPR_SH | ZSPR | NOS | 1 | 2037.88 | INR
2000 | Central Zone, Bhubaneswar | 2100 | EHT (O&M) Circle, Bhubaneswar | 2104 | EHT (O&M) Division, Khurda | C245 | 132/33 kV S/S S/D Arugul | 3000001333 | Auxiliary relay | RLAY.AUX.A023 | ZSPR_FREE | ZSPR | NOS | 2 | 0 | INR
2000 | Central Zone, Bhubaneswar | 2100 | EHT (O&M) Circle, Bhubaneswar | 2104 | EHT (O&M) Division, Khurda | C242 | 220/132/33 kV S/S S/D Atri | 3000001333 | Auxiliary relay | RLAY.AUX.A023 | ZSPR_FREE | ZSPR | NOS | 8 | 0 | INR
2000 | Central Zone, Bhubaneswar | 2100 | EHT (O&M) Circle, Bhubaneswar | 2104 | EHT (O&M) Division, Khurda | C244 | 132/33 kV T/L S/S S/D Chandpur | 3000001333 | Auxiliary relay | RLAY.AUX.A023 | ZSPR_ACT | ZSPR | NOS | 12 | 106200 | INR
2000 | Central Zone, Bhubaneswar | 2100 | EHT (O&M) Circle, Bhubaneswar | 2104 | EHT (O&M) Division, Khurda | C244 | 132/33 kV T/L S/S S/D Chandpur | 3000001335 | Fuse Failure Relay (FFR Aux.Relay) | RLAY.AUX.A029 | ZSPR_ACT | ZSPR | NOS | 2 | 0.02 | INR
2000 | Central Zone, Bhubaneswar | 2100 | EHT (O&M) Circle, Bhubaneswar | 2104 | EHT (O&M) Division, Khurda | C245 | 132/33 kV S/S S/D Arugul | 3000001336 | Busbar Trip Relay | RLAY.BBTRIP.A001 | ZSPR_ACT | ZSPR | NOS | 1 | 25 | INR
2000 | Central Zone, Bhubaneswar | 2100 | EHT (O&M) Circle, Bhubaneswar | 2104 | EHT (O&M) Division, Khurda | C244 | 132/33 kV T/L S/S S/D Chandpur | 3000001344 | CONTACTMULTIPLIER RELAY | RLAY.CMR.A001 | ZSPR_ACT | ZSPR | NOS | 2 | 0.02 | INR
2000 | Central Zone, Bhubaneswar | 2100 | EHT (O&M) Circle, Bhubaneswar | 2104 | EHT (O&M) Division, Khurda | C244 | 132/33 kV T/L S/S S/D Chandpur | 3000001345 | DC/BUSBAR SUPERVISION RELAY | RLAY.DC.SVN.A001 | ZSPR_ACT | ZSPR | NOS | 2 | 0.02 | INR
2000 | Central Zone, Bhubaneswar | 2100 | EHT (O&M) Circle, Bhubaneswar | 2104 | EHT (O&M) Division, Khurda | C242 | 220/132/33 kV S/S S/D Atri | 3000001347 | NUMERIC DIFFERENTIAL RELAY | RLAY.DIFFTIAL.C001 | ZSPR_FREE | ZSPR | NOS | 2 | 0 | INR
2000 | Central Zone, Bhubaneswar | 2100 | EHT (O&M) Circle, Bhubaneswar | 2104 | EHT (O&M) Division, Khurda | C247 | 220/33 kV T/L S/S S/D Nayagarh | 3000001347 | NUMERIC DIFFERENTIAL RELAY | RLAY.DIFFTIAL.C001 | ZSPR_SH | ZSPR | NOS | 3 | 30 | INR
2000 | Central Zone, Bhubaneswar | 2100 | EHT (O&M) Circle, Bhubaneswar | 2104 | EHT (O&M) Division, Khurda | C243 | 132/33 kV T/L S/S S/D Khurda | 3000001347 | NUMERIC DIFFERENTIAL RELAY | RLAY.DIFFTIAL.C001 | ZSPR_ACT | ZSPR | NOS | 1 | 90316 | INR
2000 | Central Zone, Bhubaneswar | 2100 | EHT (O&M) Circle, Bhubaneswar | 2104 | EHT (O&M) Division, Khurda | C245 | 132/33 kV S/S S/D Arugul | 3000001350 | Distance Protection Relay | RLAY.DP.B003 | ZSPR_FREE | ZSPR | NOS | 1 | 0 | INR
2000 | Central Zone, Bhubaneswar | 2100 | EHT (O&M) Circle, Bhubaneswar | 2104 | EHT (O&M) Division, Khurda | C244 | 132/33 kV T/L S/S S/D Chandpur | 3000001350 | Distance Protection Relay | RLAY.DP.B003 | ZSPR_ACT | ZSPR | NOS | 1 | 0.01 | INR
2000 | Central Zone, Bhubaneswar | 2100 | EHT (O&M) Circle, Bhubaneswar | 2104 | EHT (O&M) Division, Khurda | C246 | 132/33 kV S/S S/D Banki | 3000001350 | Distance Protection Relay | RLAY.DP.B003 | ZSPR_FREE | ZSPR | NOS | 1 | 0 | INR
2000 | Central Zone, Bhubaneswar | 2100 | EHT (O&M) Circle, Bhubaneswar | 2104 | EHT (O&M) Division, Khurda | C242 | 220/132/33 kV S/S S/D Atri | 3000001351 | Numerical Feeder Management Relay | RLAY.DP.C001 | ZSPR_FREE | ZSPR | NOS | 2 | 0 | INR
2000 | Central Zone, Bhubaneswar | 2100 | EHT (O&M) Circle, Bhubaneswar | 2104 | EHT (O&M) Division, Khurda | C243 | 132/33 kV T/L S/S S/D Khurda | 3000001360 | OVER CURRENT DIRECTIONAL BACK UP RELAY | RLAY.EMBACKUP.D001 | ZSPR_SH | ZSPR | NOS | 1 | 1 | INR
2000 | Central Zone, Bhubaneswar | 2100 | EHT (O&M) Circle, Bhubaneswar | 2104 | EHT (O&M) Division, Khurda | C243 | 132/33 kV T/L S/S S/D Khurda | 3000001368 | CDG31 EARTH FAULT NON DIR BACKUP RELAY | RLAY.EMBACKUP.E002 | ZSPR_SH | ZSPR | NOS | 1 | 1 | INR
2000 | Central Zone, Bhubaneswar | 2100 | EHT (O&M) Circle, Bhubaneswar | 2104 | EHT (O&M) Division, Khurda | C247 | 220/33 kV T/L S/S S/D Nayagarh | 3000001372 | 2 TJM 12 EARTH FAULT DIR BACK UP RELAY | RLAY.EMBACKUP.F004 | ZSPR_ACT | ZSPR | NOS | 1 | 1000 | INR
2000 | Central Zone, Bhubaneswar | 2100 | EHT (O&M) Circle, Bhubaneswar | 2104 | EHT (O&M) Division, Khurda | C244 | 132/33 kV T/L S/S S/D Chandpur | 3000001385 | ELECTROMAGNETIC MASTER TRIP RELAY | RLAY.MTRIP.A001 | ZSPR_ACT | ZSPR | NOS | 1 | 4586.85 | INR
2000 | Central Zone, Bhubaneswar | 2100 | EHT (O&M) Circle, Bhubaneswar | 2104 | EHT (O&M) Division, Khurda | C246 | 132/33 kV S/S S/D Banki | 3000001385 | ELECTROMAGNETIC MASTER TRIP RELAY | RLAY.MTRIP.A001 | ZSPR_FREE | ZSPR | NOS | 3 | 0 | INR
2000 | Central Zone, Bhubaneswar | 2100 | EHT (O&M) Circle, Bhubaneswar | 2104 | EHT (O&M) Division, Khurda | C242 | 220/132/33 kV S/S S/D Atri | 3000001386 | Master Trip Relay | RLAY.MTRIP.A002 | ZSPR_FREE | ZSPR | NOS | 2 | 0 | INR
2000 | Central Zone, Bhubaneswar | 2100 | EHT (O&M) Circle, Bhubaneswar | 2104 | EHT (O&M) Division, Khurda | C244 | 132/33 kV T/L S/S S/D Chandpur | 3000001389 | Master trip relay Numerical | RLAY.MTRIP.A006 | ZSPR_ACT | ZSPR | NOS | 4 | 0.04 | INR
2000 | Central Zone, Bhubaneswar | 2100 | EHT (O&M) Circle, Bhubaneswar | 2104 | EHT (O&M) Division, Khurda | C245 | 132/33 kV S/S S/D Arugul | 3000001389 | Master trip relay Numerical | RLAY.MTRIP.A006 | ZSPR_FREE | ZSPR | NOS | 3 | 0 | INR
2000 | Central Zone, Bhubaneswar | 2100 | EHT (O&M) Circle, Bhubaneswar | 2104 | EHT (O&M) Division, Khurda | C242 | 220/132/33 kV S/S S/D Atri | 3000001389 | Master trip relay Numerical | RLAY.MTRIP.A006 | ZSPR_FREE | ZSPR | NOS | 2 | 0 | INR
2000 | Central Zone, Bhubaneswar | 2100 | EHT (O&M) Circle, Bhubaneswar | 2104 | EHT (O&M) Division, Khurda | C243 | 132/33 kV T/L S/S S/D Khurda | 3000001390 | High Burden Master Trip Relay | RLAY.MTRIP.A007 | ZSPR_ACT | ZSPR | NOS | 8 | 33040 | INR
2000 | Central Zone, Bhubaneswar | 2100 | EHT (O&M) Circle, Bhubaneswar | 2104 | EHT (O&M) Division, Khurda | C242 | 220/132/33 kV S/S S/D Atri | 3000001391 | High Speed Tripping Relay | RLAY.MTRIP.A010 | ZSPR_ACT | ZSPR | NOS | 1 | 11682 | INR
2000 | Central Zone, Bhubaneswar | 2100 | EHT (O&M) Circle, Bhubaneswar | 2104 | EHT (O&M) Division, Khurda | C247 | 220/33 kV T/L S/S S/D Nayagarh | 3000001392 | ELECTROMAGNETIC MASTER TRIP RELAY | RLAY.MTRIP.A011 | ZSPR_ACT | ZSPR | NOS | 1 | 8782 | INR
2000 | Central Zone, Bhubaneswar | 2100 | EHT (O&M) Circle, Bhubaneswar | 2104 | EHT (O&M) Division, Khurda | C246 | 132/33 kV S/S S/D Banki | 3000001392 | ELECTROMAGNETIC MASTER TRIP RELAY | RLAY.MTRIP.A011 | ZSPR_FREE | ZSPR | NOS | 4 | 0 | INR
2000 | Central Zone, Bhubaneswar | 2100 | EHT (O&M) Circle, Bhubaneswar | 2104 | EHT (O&M) Division, Khurda | C243 | 132/33 kV T/L S/S S/D Khurda | 3000001398 | UNDER/OVER FREQUENCY RELAY | RLAY.NU.UFOF.A001 | ZSPR_SH | ZSPR | NOS | 1 | 25000 | INR
2000 | Central Zone, Bhubaneswar | 2100 | EHT (O&M) Circle, Bhubaneswar | 2104 | EHT (O&M) Division, Khurda | C245 | 132/33 kV S/S S/D Arugul | 3000001400 | OC E/F NON DIR NUMERIC BACK UP RELAY | RLAY.NUMBACKUP.A001 | ZSPR_FREE | ZSPR | NOS | 2 | 0 | INR
2000 | Central Zone, Bhubaneswar | 2100 | EHT (O&M) Circle, Bhubaneswar | 2104 | EHT (O&M) Division, Khurda | C247 | 220/33 kV T/L S/S S/D Nayagarh | 3000001401 | Num Backup Relay | RLAY.NUMBACKUP.A002 | ZSPR_SH | ZSPR | NOS | 4 | 40 | INR
2000 | Central Zone, Bhubaneswar | 2100 | EHT (O&M) Circle, Bhubaneswar | 2104 | EHT (O&M) Division, Khurda | C246 | 132/33 kV S/S S/D Banki | 3000001403 | OC E/F DIR NUMERIC BACKUP RELAY | RLAY.NUMBACKUP.B001 | ZSPR_FREE | ZSPR | NOS | 1 | 0 | INR
2000 | Central Zone, Bhubaneswar | 2100 | EHT (O&M) Circle, Bhubaneswar | 2104 | EHT (O&M) Division, Khurda | C245 | 132/33 kV S/S S/D Arugul | 3000001405 | OC E/F DIR NUMERIC EF BACK UP RELAY | RLAY.NUMBACKUP.B006 | ZSPR_FREE | ZSPR | NOS | 1 | 0 | INR
2000 | Central Zone, Bhubaneswar | 2100 | EHT (O&M) Circle, Bhubaneswar | 2104 | EHT (O&M) Division, Khurda | C243 | 132/33 kV T/L S/S S/D Khurda | 3000001407 | OC E/F NON-DIR NUMERIC BACK UP RELAY | RLAY.NUMBACKUP.B011 | ZSPR_SH | ZSPR | NOS | 1 | 1 | INR
2000 | Central Zone, Bhubaneswar | 2100 | EHT (O&M) Circle, Bhubaneswar | 2104 | EHT (O&M) Division, Khurda | C242 | 220/132/33 kV S/S S/D Atri | 3000001408 | OC E/F DIR NUMERIC BACK UP RELAY | RLAY.NUMBACKUP.B012 | ZSPR_FREE | ZSPR | NOS | 3 | 0 | INR
2000 | Central Zone, Bhubaneswar | 2100 | EHT (O&M) Circle, Bhubaneswar | 2104 | EHT (O&M) Division, Khurda | C242 | 220/132/33 kV S/S S/D Atri | 3000001412 | DEFINITE TIME OVER CURRENT RELAY | RLAY.OVRCURNT.A001 | ZSPR_FREE | ZSPR | NOS | 1 | 0 | INR
2000 | Central Zone, Bhubaneswar | 2100 | EHT (O&M) Circle, Bhubaneswar | 2104 | EHT (O&M) Division, Khurda | C243 | 132/33 kV T/L S/S S/D Khurda | 3000001418 | RESTRICTED EARTH FAULT RELAY | RLAY.REF.A005 | ZSPR_ACT | ZSPR | NOS | 2 | 22420 | INR
2000 | Central Zone, Bhubaneswar | 2100 | EHT (O&M) Circle, Bhubaneswar | 2104 | EHT (O&M) Division, Khurda | C242 | 220/132/33 kV S/S S/D Atri | 3000001420 | DC Supervision Relay | RLAY.SUPERVISION.A001 | ZSPR_ACT | ZSPR | NOS | 9 | 55224 | INR
2000 | Central Zone, Bhubaneswar | 2100 | EHT (O&M) Circle, Bhubaneswar | 2104 | EHT (O&M) Division, Khurda | C244 | 132/33 kV T/L S/S S/D Chandpur | 3000001421 | TC Supervision Relay | RLAY.SUPERVISION.A002 | ZSPR_ACT | ZSPR | NOS | 1 | 1 | INR
2000 | Central Zone, Bhubaneswar | 2100 | EHT (O&M) Circle, Bhubaneswar | 2104 | EHT (O&M) Division, Khurda | C242 | 220/132/33 kV S/S S/D Atri | 3000001421 | TC Supervision Relay | RLAY.SUPERVISION.A002 | ZSPR_FREE | ZSPR | NOS | 9 | 0 | INR
2000 | Central Zone, Bhubaneswar | 2100 | EHT (O&M) Circle, Bhubaneswar | 2104 | EHT (O&M) Division, Khurda | C246 | 132/33 kV S/S S/D Banki | 3000001421 | TC Supervision Relay | RLAY.SUPERVISION.A002 | ZSPR_FREE | ZSPR | NOS | 3 | 0 | INR
2000 | Central Zone, Bhubaneswar | 2100 | EHT (O&M) Circle, Bhubaneswar | 2104 | EHT (O&M) Division, Khurda | C242 | 220/132/33 kV S/S S/D Atri | 3000001422 | THERMAL OVERLOAD RELAY | RLAY.THOVERLOAD.A001 | ZSPR_FREE | ZSPR | NOS | 3 | 0 | INR
2000 | Central Zone, Bhubaneswar | 2100 | EHT (O&M) Circle, Bhubaneswar | 2104 | EHT (O&M) Division, Khurda | C242 | 220/132/33 kV S/S S/D Atri | 3000001422 | THERMAL OVERLOAD RELAY | RLAY.THOVERLOAD.A001 | ZSPR_ACT | ZSPR | NOS | 4 | 6800 | INR
2000 | Central Zone, Bhubaneswar | 2100 | EHT (O&M) Circle, Bhubaneswar | 2104 | EHT (O&M) Division, Khurda | C242 | 220/132/33 kV S/S S/D Atri | 3000001427 | Bus VT Selection Relay | RLAY.VT.A001 | ZSPR_ACT | ZSPR | NOS | 1 | 13806 | INR
2000 | Central Zone, Bhubaneswar | 2100 | EHT (O&M) Circle, Bhubaneswar | 2104 | EHT (O&M) Division, Khurda | C246 | 132/33 kV S/S S/D Banki | 3000001450 | HIGH SPEED TRIP RELAY-86A,86B&96 | SAS.BAY.HSTR.A001 | ZSPR_ACT | ZSPR | NOS | 9 | 79650 | INR
2000 | Central Zone, Bhubaneswar | 2100 | EHT (O&M) Circle, Bhubaneswar | 2104 | EHT (O&M) Division, Khurda | C246 | 132/33 kV S/S S/D Banki | 3000001456 | MPG - TEST BLOCK | SAS.BAY.TB.A001 | ZSPR_FREE | ZSPR | NOS | 7 | 0 | INR
2000 | Central Zone, Bhubaneswar | 2100 | EHT (O&M) Circle, Bhubaneswar | 2104 | EHT (O&M) Division, Khurda | C247 | 220/33 kV T/L S/S S/D Nayagarh | 3000001462 | Color Laser jet Printer | SAS.STN.PRNTR.A001 | ZSPR_SH | ZSPR | NOS | 1 | 1 | INR
2000 | Central Zone, Bhubaneswar | 2100 | EHT (O&M) Circle, Bhubaneswar | 2104 | EHT (O&M) Division, Khurda | C242 | 220/132/33 kV S/S S/D Atri | 3000001472 | T" CONNECTOR FOR TWIN MOOSE | SPR.AAAC.A002 | ZSPR_FREE | ZSPR | NOS | 9 | 0 | INR
2000 | Central Zone, Bhubaneswar | 2100 | EHT (O&M) Circle, Bhubaneswar | 2104 | EHT (O&M) Division, Khurda | C243 | 132/33 kV T/L S/S S/D Khurda | 3000001475 | DIODE FOR BATTERY CHARGER | SPR.BAT.CHRG.A001 | ZSPR_FREE | ZSPR | NOS | 2 | 0 | INR
2000 | Central Zone, Bhubaneswar | 2100 | EHT (O&M) Circle, Bhubaneswar | 2104 | EHT (O&M) Division, Khurda | C244 | 132/33 kV T/L S/S S/D Chandpur | 3000001479 | BATTERY JUNCTION BOX | SPR.BAT.CLDN.A001 | ZSPR_ACT | ZSPR | NOS | 3 | 106.52 | INR
2000 | Central Zone, Bhubaneswar | 2100 | EHT (O&M) Circle, Bhubaneswar | 2104 | EHT (O&M) Division, Khurda | C247 | 220/33 kV T/L S/S S/D Nayagarh | 3000001479 | BATTERY JUNCTION BOX | SPR.BAT.CLDN.A001 | ZSPR_ACT | ZSPR | NOS | 1 | 35.51 | INR
2000 | Central Zone, Bhubaneswar | 2100 | EHT (O&M) Circle, Bhubaneswar | 2104 | EHT (O&M) Division, Khurda | C243 | 132/33 kV T/L S/S S/D Khurda | 3000001480 | Accessories of Plante Battery & Charger | SPR.BAT.CLDN.A003 | ZSPR_FREE | ZSPR | NOS | 6 | 0 | INR
2000 | Central Zone, Bhubaneswar | 2100 | EHT (O&M) Circle, Bhubaneswar | 2104 | EHT (O&M) Division, Khurda | C247 | 220/33 kV T/L S/S S/D Nayagarh | 3000001492 | ELECTROLYTE FOR EXIDE BATTERY 350AH | SPR.BAT.EXDE.A007 | ZSPR_SH | ZSPR | NOS | 28 | 280 | INR
2000 | Central Zone, Bhubaneswar | 2100 | EHT (O&M) Circle, Bhubaneswar | 2104 | EHT (O&M) Division, Khurda | C243 | 132/33 kV T/L S/S S/D Khurda | 3000001494 | Container Exide Battery,YKP-25,300 AH | SPR.BAT.EXDE.A020 | ZSPR_SH | ZSPR | NOS | 4 | 742.84 | INR
2000 | Central Zone, Bhubaneswar | 2100 | EHT (O&M) Circle, Bhubaneswar | 2104 | EHT (O&M) Division, Khurda | C242 | 220/132/33 kV S/S S/D Atri | 3000001502 | Discrepancy Control switch Circuit (CB) | SPR.BKR.MISC.A001 | ZSPR_FREE | ZSPR | NOS | 5 | 0 | INR
2000 | Central Zone, Bhubaneswar | 2100 | EHT (O&M) Circle, Bhubaneswar | 2104 | EHT (O&M) Division, Khurda | C245 | 132/33 kV S/S S/D Arugul | 3000001502 | Discrepancy Control switch Circuit (CB) | SPR.BKR.MISC.A001 | ZSPR_FREE | ZSPR | NOS | 2 | 0 | INR
2000 | Central Zone, Bhubaneswar | 2100 | EHT (O&M) Circle, Bhubaneswar | 2104 | EHT (O&M) Division, Khurda | C246 | 132/33 kV S/S S/D Banki | 3000001502 | Discrepancy Control switch Circuit (CB) | SPR.BKR.MISC.A001 | ZSPR_FREE | ZSPR | NOS | 4 | 0 | INR
2000 | Central Zone, Bhubaneswar | 2100 | EHT (O&M) Circle, Bhubaneswar | 2104 | EHT (O&M) Division, Khurda | C243 | 132/33 kV T/L S/S S/D Khurda | 3000001503 | CLOSING COIL of 145kV SF6 CB | SPR.BKR132.C001 | ZSPR_ACT | ZSPR | NOS | 11 | 10072.44 | INR
2000 | Central Zone, Bhubaneswar | 2100 | EHT (O&M) Circle, Bhubaneswar | 2104 | EHT (O&M) Division, Khurda | C245 | 132/33 kV S/S S/D Arugul | 3000001503 | CLOSING COIL of 145kV SF6 CB | SPR.BKR132.C001 | ZSPR_ACT | ZSPR | NOS | 4 | 3662.71 | INR
2000 | Central Zone, Bhubaneswar | 2100 | EHT (O&M) Circle, Bhubaneswar | 2104 | EHT (O&M) Division, Khurda | C246 | 132/33 kV S/S S/D Banki | 3000001503 | CLOSING COIL of 145kV SF6 CB | SPR.BKR132.C001 | ZSPR_ACT | ZSPR | NOS | 2 | 1831.35 | INR
2000 | Central Zone, Bhubaneswar | 2100 | EHT (O&M) Circle, Bhubaneswar | 2104 | EHT (O&M) Division, Khurda | C242 | 220/132/33 kV S/S S/D Atri | 3000001503 | CLOSING COIL of 145kV SF6 CB | SPR.BKR132.C001 | ZSPR_FREE | ZSPR | NOS | 2 | 0 | INR
2000 | Central Zone, Bhubaneswar | 2100 | EHT (O&M) Circle, Bhubaneswar | 2104 | EHT (O&M) Division, Khurda | C242 | 220/132/33 kV S/S S/D Atri | 3000001504 | Tripping coil of 145kV SF6 CB | SPR.BKR132.C002 | ZSPR_FREE | ZSPR | NOS | 4 | 0 | INR
2000 | Central Zone, Bhubaneswar | 2100 | EHT (O&M) Circle, Bhubaneswar | 2104 | EHT (O&M) Division, Khurda | C242 | 220/132/33 kV S/S S/D Atri | 3000001505 | Density Monitor of 145kV SF6 CB | SPR.BKR132.C003 | ZSPR_FREE | ZSPR | NOS | 1 | 0 | INR
2000 | Central Zone, Bhubaneswar | 2100 | EHT (O&M) Circle, Bhubaneswar | 2104 | EHT (O&M) Division, Khurda | C243 | 132/33 kV T/L S/S S/D Khurda | 3000001567 | CLOSING COIL FOR 132KV CGL MAKE SF6 CB | SPR.BKR132CGL.D005 | ZSPR_ACT | ZSPR | NOS | 3 | 6208.92 | INR
2000 | Central Zone, Bhubaneswar | 2100 | EHT (O&M) Circle, Bhubaneswar | 2104 | EHT (O&M) Division, Khurda | C244 | 132/33 kV T/L S/S S/D Chandpur | 3000001567 | CLOSING COIL FOR 132KV CGL MAKE SF6 CB | SPR.BKR132CGL.D005 | ZSPR_ACT | ZSPR | NOS | 1 | 2069.64 | INR
2000 | Central Zone, Bhubaneswar | 2100 | EHT (O&M) Circle, Bhubaneswar | 2104 | EHT (O&M) Division, Khurda | C244 | 132/33 kV T/L S/S S/D Chandpur | 3000001568 | TRIPPING/CLOSING COIL 132KV CGL SF6 CB | SPR.BKR132CGL.D006 | ZSPR_ACT | ZSPR | NOS | 5 | 5266.95 | INR
2000 | Central Zone, Bhubaneswar | 2100 | EHT (O&M) Circle, Bhubaneswar | 2104 | EHT (O&M) Division, Khurda | C242 | 220/132/33 kV S/S S/D Atri | 3000001572 | ONE POLE ASSEMBLE 132KV CGL MAKE SF6 CB | SPR.BKR132CGL.D010 | ZSPR_FREE | ZSPR | NOS | 1 | 0 | INR
2000 | Central Zone, Bhubaneswar | 2100 | EHT (O&M) Circle, Bhubaneswar | 2104 | EHT (O&M) Division, Khurda | C242 | 220/132/33 kV S/S S/D Atri | 3000001582 | GAS CONNECTING PIPE 132KV CGL SF6 CB | SPR.BKR132CGL.D021 | ZSPR_FREE | ZSPR | NOS | 2 | 0 | INR
2000 | Central Zone, Bhubaneswar | 2100 | EHT (O&M) Circle, Bhubaneswar | 2104 | EHT (O&M) Division, Khurda | C242 | 220/132/33 kV S/S S/D Atri | 3000001589 | MOTOR CONTACTOR 3P 132KV CGL SF6 CB | SPR.BKR132CGL.D028 | ZSPR_FREE | ZSPR | NOS | 1 | 0 | INR
2000 | Central Zone, Bhubaneswar | 2100 | EHT (O&M) Circle, Bhubaneswar | 2104 | EHT (O&M) Division, Khurda | C242 | 220/132/33 kV S/S S/D Atri | 3000001595 | Auxiliary ContaCT132KV CGL SF6 CB | SPR.BKR132CGL.D036 | ZSPR_FREE | ZSPR | NOS | 1 | 0 | INR
2000 | Central Zone, Bhubaneswar | 2100 | EHT (O&M) Circle, Bhubaneswar | 2104 | EHT (O&M) Division, Khurda | C242 | 220/132/33 kV S/S S/D Atri | 3000001599 | GAS DENSITY SWITCH 132KV CGL SF6 | SPR.BKR132CGL.D041 | ZSPR_FREE | ZSPR | NOS | 1 | 0 | INR
2000 | Central Zone, Bhubaneswar | 2100 | EHT (O&M) Circle, Bhubaneswar | 2104 | EHT (O&M) Division, Khurda | C243 | 132/33 kV T/L S/S S/D Khurda | 3000001601 | TRIP COIL OF 132KV SF6 CGL | SPR.BKR132CGL.D044 | ZSPR_ACT | ZSPR | NOS | 3 | 4961.4 | INR
2000 | Central Zone, Bhubaneswar | 2100 | EHT (O&M) Circle, Bhubaneswar | 2104 | EHT (O&M) Division, Khurda | C242 | 220/132/33 kV S/S S/D Atri | 3000001618 | VALVE SHEET O RING 132KV CGL SF6 CB | SPR.BKR132CGL.D068 | ZSPR_FREE | ZSPR | NOS | 1 | 0 | INR
2000 | Central Zone, Bhubaneswar | 2100 | EHT (O&M) Circle, Bhubaneswar | 2104 | EHT (O&M) Division, Khurda | C243 | 132/33 kV T/L S/S S/D Khurda | 3000001624 | GAS FILLING DEVICE 132KV CGL SF6 CB | SPR.BKR132CGL.D087 | ZSPR_FREE | ZSPR | NOS | 1 | 0 | INR
2000 | Central Zone, Bhubaneswar | 2100 | EHT (O&M) Circle, Bhubaneswar | 2104 | EHT (O&M) Division, Khurda | C242 | 220/132/33 kV S/S S/D Atri | 3000001627 | Spring charging Motor 132KV SF6 CGL | SPR.BKR132CGL.D090 | ZSPR_FREE | ZSPR | NOS | 1 | 0 | INR
2000 | Central Zone, Bhubaneswar | 2100 | EHT (O&M) Circle, Bhubaneswar | 2104 | EHT (O&M) Division, Khurda | C242 | 220/132/33 kV S/S S/D Atri | 3000001638 | LIMIT SWITCH FOR 132KV CGL MAKE SF6 CB | SPR.BKR132CGL.D106 | ZSPR_ACT | ZSPR | NOS | 9 | 23364 | INR
2000 | Central Zone, Bhubaneswar | 2100 | EHT (O&M) Circle, Bhubaneswar | 2104 | EHT (O&M) Division, Khurda | C242 | 220/132/33 kV S/S S/D Atri | 3000001638 | LIMIT SWITCH FOR 132KV CGL MAKE SF6 CB | SPR.BKR132CGL.D106 | ZSPR_FREE | ZSPR | NOS | 1 | 0 | INR
2000 | Central Zone, Bhubaneswar | 2100 | EHT (O&M) Circle, Bhubaneswar | 2104 | EHT (O&M) Division, Khurda | C242 | 220/132/33 kV S/S S/D Atri | 3000001641 | LIMIT&AUXILARY SWITCH 132KV CGL SF6 CB | SPR.BKR132CGL.D109 | ZSPR_FREE | ZSPR | NOS | 1 | 0 | INR
2000 | Central Zone, Bhubaneswar | 2100 | EHT (O&M) Circle, Bhubaneswar | 2104 | EHT (O&M) Division, Khurda | C246 | 132/33 kV S/S S/D Banki | 3000001650 | AUXILIARY CONTACT132KV SIEMENS SF6 CB | SPR.BKR132SMNS.B001 | ZSPR_FREE | ZSPR | NOS | 1 | 0 | INR
2000 | Central Zone, Bhubaneswar | 2100 | EHT (O&M) Circle, Bhubaneswar | 2104 | EHT (O&M) Division, Khurda | C246 | 132/33 kV S/S S/D Banki | 3000001651 | Trip/Close coil 132KV SF6 Seimens Brker | SPR.BKR132SMNS.B008 | ZSPR_FREE | ZSPR | NOS | 8 | 0 | INR
2000 | Central Zone, Bhubaneswar | 2100 | EHT (O&M) Circle, Bhubaneswar | 2104 | EHT (O&M) Division, Khurda | C244 | 132/33 kV T/L S/S S/D Chandpur | 3000001651 | Trip/Close coil 132KV SF6 Seimens Brker | SPR.BKR132SMNS.B008 | ZSPR_ACT | ZSPR | NOS | 4 | 11457.48 | INR
2000 | Central Zone, Bhubaneswar | 2100 | EHT (O&M) Circle, Bhubaneswar | 2104 | EHT (O&M) Division, Khurda | C242 | 220/132/33 kV S/S S/D Atri | 3000001651 | Trip/Close coil 132KV SF6 Seimens Brker | SPR.BKR132SMNS.B008 | ZSPR_ACT | ZSPR | NOS | 3 | 8593.11 | INR
2000 | Central Zone, Bhubaneswar | 2100 | EHT (O&M) Circle, Bhubaneswar | 2104 | EHT (O&M) Division, Khurda | C246 | 132/33 kV S/S S/D Banki | 3000001660 | Relay PC for 132KV SMNS Bkr | SPR.BKR132SMNS.D009 | ZSPR_FREE | ZSPR | NOS | 1 | 0 | INR
2000 | Central Zone, Bhubaneswar | 2100 | EHT (O&M) Circle, Bhubaneswar | 2104 | EHT (O&M) Division, Khurda | C246 | 132/33 kV S/S S/D Banki | 3000001661 | ONE POLE ASSEMBLE 132KV SIEMENS SF6 CB | SPR.BKR132SMNS.D011 | ZSPR_FREE | ZSPR | NOS | 1 | 0 | INR
2000 | Central Zone, Bhubaneswar | 2100 | EHT (O&M) Circle, Bhubaneswar | 2104 | EHT (O&M) Division, Khurda | C246 | 132/33 kV S/S S/D Banki | 3000001665 | SC MOTOR FOR 132KV SMENS SF6 CB | SPR.BKR132SMNS.D015 | ZSPR_FREE | ZSPR | NOS | 1 | 0 | INR
2000 | Central Zone, Bhubaneswar | 2100 | EHT (O&M) Circle, Bhubaneswar | 2104 | EHT (O&M) Division, Khurda | C243 | 132/33 kV T/L S/S S/D Khurda | 3000001666 | SF6 GAS LEAKAGE DETECTOR | SPR.BKR132SMNS.D016 | ZSPR_ACT | ZSPR | NOS | 1 | 13884.8 | INR
2000 | Central Zone, Bhubaneswar | 2100 | EHT (O&M) Circle, Bhubaneswar | 2104 | EHT (O&M) Division, Khurda | C243 | 132/33 kV T/L S/S S/D Khurda | 3000001667 | GAS FILLING DEVICE 132KV SIEMENS SF6 CB | SPR.BKR132SMNS.D017 | ZSPR_ACT | ZSPR | NOS | 1 | 85906.51 | INR
2000 | Central Zone, Bhubaneswar | 2100 | EHT (O&M) Circle, Bhubaneswar | 2104 | EHT (O&M) Division, Khurda | C244 | 132/33 kV T/L S/S S/D Chandpur | 3000001667 | GAS FILLING DEVICE 132KV SIEMENS SF6 CB | SPR.BKR132SMNS.D017 | ZSPR_ACT | ZSPR | NOS | 1 | 85906.5 | INR
2000 | Central Zone, Bhubaneswar | 2100 | EHT (O&M) Circle, Bhubaneswar | 2104 | EHT (O&M) Division, Khurda | C246 | 132/33 kV S/S S/D Banki | 3000001667 | GAS FILLING DEVICE 132KV SIEMENS SF6 CB | SPR.BKR132SMNS.D017 | ZSPR_FREE | ZSPR | NOS | 1 | 0 | INR
2000 | Central Zone, Bhubaneswar | 2100 | EHT (O&M) Circle, Bhubaneswar | 2104 | EHT (O&M) Division, Khurda | C246 | 132/33 kV S/S S/D Banki | 3000001671 | GASKETS,O-RINGS,SEALS 132KV SMNS SF6 CB | SPR.BKR132SMNS.D021 | ZSPR_FREE | ZSPR | NOS | 1 | 0 | INR
2000 | Central Zone, Bhubaneswar | 2100 | EHT (O&M) Circle, Bhubaneswar | 2104 | EHT (O&M) Division, Khurda | C245 | 132/33 kV S/S S/D Arugul | 3000001672 | ONE POLE FOR 132KV SIEMENS MAKE SF6 CB | SPR.BKR132SMNS.D023 | ZSPR_FREE | ZSPR | NOS | 1 | 0 | INR
2000 | Central Zone, Bhubaneswar | 2100 | EHT (O&M) Circle, Bhubaneswar | 2104 | EHT (O&M) Division, Khurda | C244 | 132/33 kV T/L S/S S/D Chandpur | 3000001673 | LIMB FOR 132KV SIEMENS MAKE SF6 CB | SPR.BKR132SMNS.D027 | ZSPR_ACT | ZSPR | NOS | 1 | 0.01 | INR
2000 | Central Zone, Bhubaneswar | 2100 | EHT (O&M) Circle, Bhubaneswar | 2104 | EHT (O&M) Division, Khurda | C242 | 220/132/33 kV S/S S/D Atri | 3000001676 | CLOSING COIL of 245kV SF6 CB | SPR.BKR220.C001 | ZSPR_FREE | ZSPR | NOS | 4 | 0 | INR
2000 | Central Zone, Bhubaneswar | 2100 | EHT (O&M) Circle, Bhubaneswar | 2104 | EHT (O&M) Division, Khurda | C242 | 220/132/33 kV S/S S/D Atri | 3000001677 | Tripping coil of 245kV SF6 CB | SPR.BKR220.C002 | ZSPR_FREE | ZSPR | NOS | 4 | 0 | INR
2000 | Central Zone, Bhubaneswar | 2100 | EHT (O&M) Circle, Bhubaneswar | 2104 | EHT (O&M) Division, Khurda | C247 | 220/33 kV T/L S/S S/D Nayagarh | 3000001682 | OVER HAULING KIT 220KV ABB SF6 CB | SPR.BKR220ABB.D005 | ZSPR_ACT | ZSPR | NOS | 1 | 1 | INR
2000 | Central Zone, Bhubaneswar | 2100 | EHT (O&M) Circle, Bhubaneswar | 2104 | EHT (O&M) Division, Khurda | C242 | 220/132/33 kV S/S S/D Atri | 3000001683 | SPRING CHARGING MOTOR 220KV ABB SF6 CB | SPR.BKR220ABB.D006 | ZSPR_FREE | ZSPR | NOS | 1 | 0 | INR
2000 | Central Zone, Bhubaneswar | 2100 | EHT (O&M) Circle, Bhubaneswar | 2104 | EHT (O&M) Division, Khurda | C242 | 220/132/33 kV S/S S/D Atri | 3000001697 | RESISTOR 220KV ABB SF6 CB | SPR.BKR220ABB.D020 | ZSPR_FREE | ZSPR | NOS | 1 | 0 | INR
2000 | Central Zone, Bhubaneswar | 2100 | EHT (O&M) Circle, Bhubaneswar | 2104 | EHT (O&M) Division, Khurda | C242 | 220/132/33 kV S/S S/D Atri | 3000001705 | Motor limit switch 220KV SF6 ABB CB | SPR.BKR220ABB.D029 | ZSPR_FREE | ZSPR | NOS | 1 | 0 | INR
2000 | Central Zone, Bhubaneswar | 2100 | EHT (O&M) Circle, Bhubaneswar | 2104 | EHT (O&M) Division, Khurda | C242 | 220/132/33 kV S/S S/D Atri | 3000001719 | THERMOSTAT | SPR.BKR220ABB.D045 | ZSPR_FREE | ZSPR | NOS | 4 | 0 | INR
2000 | Central Zone, Bhubaneswar | 2100 | EHT (O&M) Circle, Bhubaneswar | 2104 | EHT (O&M) Division, Khurda | C242 | 220/132/33 kV S/S S/D Atri | 3000001737 | ONE POLE ASSEMBLY 220KV SF6 ABB CB | SPR.BKR220ABB.D064 | ZSPR_FREE | ZSPR | NOS | 1 | 0 | INR
2000 | Central Zone, Bhubaneswar | 2100 | EHT (O&M) Circle, Bhubaneswar | 2104 | EHT (O&M) Division, Khurda | C242 | 220/132/33 kV S/S S/D Atri | 3000001812 | TRIPPING&CLOSING COIL 220KV AREVA SF6 CB | SPR.BKR220ARVA.D001 | ZSPR_ACT | ZSPR | NOS | 4 | 22000 | INR
2000 | Central Zone, Bhubaneswar | 2100 | EHT (O&M) Circle, Bhubaneswar | 2104 | EHT (O&M) Division, Khurda | C242 | 220/132/33 kV S/S S/D Atri | 3000001814 | AUXILIARY CONTACT220KV AREVA SF6 CB | SPR.BKR220ARVA.D004 | ZSPR_FREE | ZSPR | NOS | 1 | 0 | INR
2000 | Central Zone, Bhubaneswar | 2100 | EHT (O&M) Circle, Bhubaneswar | 2104 | EHT (O&M) Division, Khurda | C242 | 220/132/33 kV S/S S/D Atri | 3000001819 | SET OF GASKET 220KV AREVA MAKE SF6 CB | SPR.BKR220ARVA.D009 | ZSPR_FREE | ZSPR | NOS | 1 | 0 | INR
2000 | Central Zone, Bhubaneswar | 2100 | EHT (O&M) Circle, Bhubaneswar | 2104 | EHT (O&M) Division, Khurda | C242 | 220/132/33 kV S/S S/D Atri | 3000001822 | DENSITY MONITOR 220KV AREVA SF6 CB | SPR.BKR220ARVA.D012 | ZSPR_FREE | ZSPR | NOS | 1 | 0 | INR
2000 | Central Zone, Bhubaneswar | 2100 | EHT (O&M) Circle, Bhubaneswar | 2104 | EHT (O&M) Division, Khurda | C247 | 220/33 kV T/L S/S S/D Nayagarh | 3000001855 | TRIP/CLOSE COIL 220KV SIEMENS SF6 CB | SPR.BKR220SMNS.D010 | ZSPR_ACT | ZSPR | NOS | 8 | 15006.56 | INR
2000 | Central Zone, Bhubaneswar | 2100 | EHT (O&M) Circle, Bhubaneswar | 2104 | EHT (O&M) Division, Khurda | C243 | 132/33 kV T/L S/S S/D Khurda | 3000001869 | Tripping / Closing Coil of 36KV, 1250A,2 | SPR.BKR36.E001 | ZSPR_ACT | ZSPR | NOS | 1 | 2764.66 | INR
2000 | Central Zone, Bhubaneswar | 2100 | EHT (O&M) Circle, Bhubaneswar | 2104 | EHT (O&M) Division, Khurda | C242 | 220/132/33 kV S/S S/D Atri | 3000001869 | Tripping / Closing Coil of 36KV, 1250A,2 | SPR.BKR36.E001 | ZSPR_ACT | ZSPR | NOS | 2 | 5529.33 | INR
2000 | Central Zone, Bhubaneswar | 2100 | EHT (O&M) Circle, Bhubaneswar | 2104 | EHT (O&M) Division, Khurda | C247 | 220/33 kV T/L S/S S/D Nayagarh | 3000001869 | Tripping / Closing Coil of 36KV, 1250A,2 | SPR.BKR36.E001 | ZSPR_ACT | ZSPR | NOS | 5 | 13823.32 | INR
2000 | Central Zone, Bhubaneswar | 2100 | EHT (O&M) Circle, Bhubaneswar | 2104 | EHT (O&M) Division, Khurda | C244 | 132/33 kV T/L S/S S/D Chandpur | 3000001869 | Tripping / Closing Coil of 36KV, 1250A,2 | SPR.BKR36.E001 | ZSPR_ACT | ZSPR | NOS | 3 | 8293.99 | INR
2000 | Central Zone, Bhubaneswar | 2100 | EHT (O&M) Circle, Bhubaneswar | 2104 | EHT (O&M) Division, Khurda | C245 | 132/33 kV S/S S/D Arugul | 3000001871 | CLOSING COIL FOR 36KV VCB | SPR.BKR36.E003 | ZSPR_FREE | ZSPR | NOS | 1 | 0 | INR
2000 | Central Zone, Bhubaneswar | 2100 | EHT (O&M) Circle, Bhubaneswar | 2104 | EHT (O&M) Division, Khurda | C247 | 220/33 kV T/L S/S S/D Nayagarh | 3000001871 | CLOSING COIL FOR 36KV VCB | SPR.BKR36.E003 | ZSPR_ACT | ZSPR | NOS | 2 | 4997.94 | INR
2000 | Central Zone, Bhubaneswar | 2100 | EHT (O&M) Circle, Bhubaneswar | 2104 | EHT (O&M) Division, Khurda | C247 | 220/33 kV T/L S/S S/D Nayagarh | 3000001916 | TRIPPING&CLOSING COIL OF 36KV BHEL VCB | SPR.BKR36BHEL.E002 | ZSPR_ACT | ZSPR | NOS | 2 | 3005.2 | INR
2000 | Central Zone, Bhubaneswar | 2100 | EHT (O&M) Circle, Bhubaneswar | 2104 | EHT (O&M) Division, Khurda | C247 | 220/33 kV T/L S/S S/D Nayagarh | 3000001918 | OPERATING ROD FOR 36KV BHEL VCB | SPR.BKR36BHEL.E004 | ZSPR_ACT | ZSPR | NOS | 1 | 500 | INR
2000 | Central Zone, Bhubaneswar | 2100 | EHT (O&M) Circle, Bhubaneswar | 2104 | EHT (O&M) Division, Khurda | C247 | 220/33 kV T/L S/S S/D Nayagarh | 3000001929 | TRIPPING / CLOSING COIL 36KV CGL VCB | SPR.BKR36CGL.E001 | ZSPR_ACT | ZSPR | NOS | 2 | 8300 | INR
2000 | Central Zone, Bhubaneswar | 2100 | EHT (O&M) Circle, Bhubaneswar | 2104 | EHT (O&M) Division, Khurda | C242 | 220/132/33 kV S/S S/D Atri | 3000001955 | Single pole limb for 36KV VCB SEIL | SPR.BKR36SEIL.E001 | ZSPR_FREE | ZSPR | NOS | 1 | 0 | INR
2000 | Central Zone, Bhubaneswar | 2100 | EHT (O&M) Circle, Bhubaneswar | 2104 | EHT (O&M) Division, Khurda | C242 | 220/132/33 kV S/S S/D Atri | 3000001956 | Tripping coil for 36KV VCB SEIL | SPR.BKR36SEIL.E002 | ZSPR_FREE | ZSPR | NOS | 2 | 0 | INR
2000 | Central Zone, Bhubaneswar | 2100 | EHT (O&M) Circle, Bhubaneswar | 2104 | EHT (O&M) Division, Khurda | C245 | 132/33 kV S/S S/D Arugul | 3000001956 | Tripping coil for 36KV VCB SEIL | SPR.BKR36SEIL.E002 | ZSPR_ACT | ZSPR | NOS | 4 | 9983.92 | INR
2000 | Central Zone, Bhubaneswar | 2100 | EHT (O&M) Circle, Bhubaneswar | 2104 | EHT (O&M) Division, Khurda | C242 | 220/132/33 kV S/S S/D Atri | 3000001957 | Closing coil for 36KV VCB SEIL | SPR.BKR36SEIL.E003 | ZSPR_FREE | ZSPR | NOS | 3 | 0 | INR
2000 | Central Zone, Bhubaneswar | 2100 | EHT (O&M) Circle, Bhubaneswar | 2104 | EHT (O&M) Division, Khurda | C245 | 132/33 kV S/S S/D Arugul | 3000001957 | Closing coil for 36KV VCB SEIL | SPR.BKR36SEIL.E003 | ZSPR_ACT | ZSPR | NOS | 2 | 7473 | INR
2000 | Central Zone, Bhubaneswar | 2100 | EHT (O&M) Circle, Bhubaneswar | 2104 | EHT (O&M) Division, Khurda | C244 | 132/33 kV T/L S/S S/D Chandpur | 3000001957 | Closing coil for 36KV VCB SEIL | SPR.BKR36SEIL.E003 | ZSPR_ACT | ZSPR | NOS | 1 | 3736.5 | INR
2000 | Central Zone, Bhubaneswar | 2100 | EHT (O&M) Circle, Bhubaneswar | 2104 | EHT (O&M) Division, Khurda | C242 | 220/132/33 kV S/S S/D Atri | 3000001959 | Spring charging motor for 36KV VCB SEIL | SPR.BKR36SEIL.E005 | ZSPR_FREE | ZSPR | NOS | 1 | 0 | INR
2000 | Central Zone, Bhubaneswar | 2100 | EHT (O&M) Circle, Bhubaneswar | 2104 | EHT (O&M) Division, Khurda | C243 | 132/33 kV T/L S/S S/D Khurda | 3000001960 | GASKET, O-RINGBKR for 36KV VCB SEIL | SPR.BKR36SEIL.E006 | ZSPR_SH | ZSPR | NOS | 2 | 2 | INR
2000 | Central Zone, Bhubaneswar | 2100 | EHT (O&M) Circle, Bhubaneswar | 2104 | EHT (O&M) Division, Khurda | C242 | 220/132/33 kV S/S S/D Atri | 3000001960 | GASKET, O-RINGBKR for 36KV VCB SEIL | SPR.BKR36SEIL.E006 | ZSPR_FREE | ZSPR | NOS | 1 | 0 | INR
2000 | Central Zone, Bhubaneswar | 2100 | EHT (O&M) Circle, Bhubaneswar | 2104 | EHT (O&M) Division, Khurda | C242 | 220/132/33 kV S/S S/D Atri | 3000001961 | Aux Switch C. Assembly for 36KV VCB SEIL | SPR.BKR36SEIL.E007 | ZSPR_FREE | ZSPR | NOS | 1 | 0 | INR
2000 | Central Zone, Bhubaneswar | 2100 | EHT (O&M) Circle, Bhubaneswar | 2104 | EHT (O&M) Division, Khurda | C247 | 220/33 kV T/L S/S S/D Nayagarh | 3000001965 | Tripping coil for 36KV Stelmec make VCB. | SPR.BKR36SL.E004 | ZSPR_ACT | ZSPR | NOS | 6 | 9529.71 | INR
2000 | Central Zone, Bhubaneswar | 2100 | EHT (O&M) Circle, Bhubaneswar | 2104 | EHT (O&M) Division, Khurda | C243 | 132/33 kV T/L S/S S/D Khurda | 3000001965 | Tripping coil for 36KV Stelmec make VCB. | SPR.BKR36SL.E004 | ZSPR_ACT | ZSPR | NOS | 2 | 3176.57 | INR
2000 | Central Zone, Bhubaneswar | 2100 | EHT (O&M) Circle, Bhubaneswar | 2104 | EHT (O&M) Division, Khurda | C243 | 132/33 kV T/L S/S S/D Khurda | 3000001966 | Closing coil for 36KV Stelmec make VCB. | SPR.BKR36SL.E005 | ZSPR_ACT | ZSPR | NOS | 2 | 2 | INR
2000 | Central Zone, Bhubaneswar | 2100 | EHT (O&M) Circle, Bhubaneswar | 2104 | EHT (O&M) Division, Khurda | C247 | 220/33 kV T/L S/S S/D Nayagarh | 3000001969 | TRIPPING COIL OF MEGAWIN 36KV VCB | SPR.BKR36SMGWN.E003 | ZSPR_ACT | ZSPR | NOS | 3 | 10575 | INR
2000 | Central Zone, Bhubaneswar | 2100 | EHT (O&M) Circle, Bhubaneswar | 2104 | EHT (O&M) Division, Khurda | C246 | 132/33 kV S/S S/D Banki | 3000001971 | ONE POLE ASSEMBLY OF 36KV SIEMENS VCB | SPR.BKR36SMNS.E001 | ZSPR_FREE | ZSPR | NOS | 1 | 0 | INR
2000 | Central Zone, Bhubaneswar | 2100 | EHT (O&M) Circle, Bhubaneswar | 2104 | EHT (O&M) Division, Khurda | C245 | 132/33 kV S/S S/D Arugul | 3000001971 | ONE POLE ASSEMBLY OF 36KV SIEMENS VCB | SPR.BKR36SMNS.E001 | ZSPR_FREE | ZSPR | NOS | 1 | 0 | INR
2000 | Central Zone, Bhubaneswar | 2100 | EHT (O&M) Circle, Bhubaneswar | 2104 | EHT (O&M) Division, Khurda | C246 | 132/33 kV S/S S/D Banki | 3000001972 | CLOSING COIL OF 36KV SIEMENS VCB | SPR.BKR36SMNS.E002 | ZSPR_FREE | ZSPR | NOS | 4 | 0 | INR
2000 | Central Zone, Bhubaneswar | 2100 | EHT (O&M) Circle, Bhubaneswar | 2104 | EHT (O&M) Division, Khurda | C246 | 132/33 kV S/S S/D Banki | 3000001973 | TRIPPING COIL OF 36KV SIEMENS VCB | SPR.BKR36SMNS.E003 | ZSPR_FREE | ZSPR | NOS | 4 | 0 | INR
2000 | Central Zone, Bhubaneswar | 2100 | EHT (O&M) Circle, Bhubaneswar | 2104 | EHT (O&M) Division, Khurda | C244 | 132/33 kV T/L S/S S/D Chandpur | 3000001973 | TRIPPING COIL OF 36KV SIEMENS VCB | SPR.BKR36SMNS.E003 | ZSPR_ACT | ZSPR | NOS | 4 | 19222.2 | INR
2000 | Central Zone, Bhubaneswar | 2100 | EHT (O&M) Circle, Bhubaneswar | 2104 | EHT (O&M) Division, Khurda | C244 | 132/33 kV T/L S/S S/D Chandpur | 3000001974 | LIMB FOR 36KV SIEMENS MAKE VCB | SPR.BKR36SMNS.E004 | ZSPR_ACT | ZSPR | NOS | 1 | 0.01 | INR
2000 | Central Zone, Bhubaneswar | 2100 | EHT (O&M) Circle, Bhubaneswar | 2104 | EHT (O&M) Division, Khurda | C244 | 132/33 kV T/L S/S S/D Chandpur | 3000001975 | SC MOTOR FOR 36KV,1250A,25KA, SIEMENS | SPR.BKR36SMNS.E005 | ZSPR_ACT | ZSPR | NOS | 1 | 0.01 | INR
2000 | Central Zone, Bhubaneswar | 2100 | EHT (O&M) Circle, Bhubaneswar | 2104 | EHT (O&M) Division, Khurda | C245 | 132/33 kV S/S S/D Arugul | 3000001975 | SC MOTOR FOR 36KV,1250A,25KA, SIEMENS | SPR.BKR36SMNS.E005 | ZSPR_FREE | ZSPR | NOS | 1 | 0 | INR
2000 | Central Zone, Bhubaneswar | 2100 | EHT (O&M) Circle, Bhubaneswar | 2104 | EHT (O&M) Division, Khurda | C246 | 132/33 kV S/S S/D Banki | 3000001975 | SC MOTOR FOR 36KV,1250A,25KA, SIEMENS | SPR.BKR36SMNS.E005 | ZSPR_FREE | ZSPR | NOS | 1 | 0 | INR
2000 | Central Zone, Bhubaneswar | 2100 | EHT (O&M) Circle, Bhubaneswar | 2104 | EHT (O&M) Division, Khurda | C245 | 132/33 kV S/S S/D Arugul | 3000001976 | Aux Switch C. Assembly for 36KV VCB SMNS | SPR.BKR36SMNS.E006 | ZSPR_FREE | ZSPR | NOS | 1 | 0 | INR
2000 | Central Zone, Bhubaneswar | 2100 | EHT (O&M) Circle, Bhubaneswar | 2104 | EHT (O&M) Division, Khurda | C246 | 132/33 kV S/S S/D Banki | 3000001976 | Aux Switch C. Assembly for 36KV VCB SMNS | SPR.BKR36SMNS.E006 | ZSPR_FREE | ZSPR | NOS | 1 | 0 | INR
2000 | Central Zone, Bhubaneswar | 2100 | EHT (O&M) Circle, Bhubaneswar | 2104 | EHT (O&M) Division, Khurda | C245 | 132/33 kV S/S S/D Arugul | 3000001977 | GASKET,O-RING for 36KV VCB SMNS | SPR.BKR36SMNS.E007 | ZSPR_FREE | ZSPR | NOS | 1 | 0 | INR
2000 | Central Zone, Bhubaneswar | 2100 | EHT (O&M) Circle, Bhubaneswar | 2104 | EHT (O&M) Division, Khurda | C246 | 132/33 kV S/S S/D Banki | 3000001977 | GASKET,O-RING for 36KV VCB SMNS | SPR.BKR36SMNS.E007 | ZSPR_FREE | ZSPR | NOS | 1 | 0 | INR
2000 | Central Zone, Bhubaneswar | 2100 | EHT (O&M) Circle, Bhubaneswar | 2104 | EHT (O&M) Division, Khurda | C246 | 132/33 kV S/S S/D Banki | 3000001978 | PC RELAY MCB OF 36KV, 1250A,25KA, SMNS | SPR.BKR36SMNS.E008 | ZSPR_FREE | ZSPR | SET | 1 | 0 | INR
2000 | Central Zone, Bhubaneswar | 2100 | EHT (O&M) Circle, Bhubaneswar | 2104 | EHT (O&M) Division, Khurda | C243 | 132/33 kV T/L S/S S/D Khurda | 3000002107 | Control Card for 220 Volt DC Charger | SPR.CHRG.AMAR.A001 | ZSPR_FREE | ZSPR | NOS | 2 | 0 | INR
2000 | Central Zone, Bhubaneswar | 2100 | EHT (O&M) Circle, Bhubaneswar | 2104 | EHT (O&M) Division, Khurda | C243 | 132/33 kV T/L S/S S/D Khurda | 3000002108 | SERIES INDICATOR FOR AMAR MAKE CHARGER | SPR.CHRG.AMAR.A004 | ZSPR_FREE | ZSPR | NOS | 10 | 0 | INR
2000 | Central Zone, Bhubaneswar | 2100 | EHT (O&M) Circle, Bhubaneswar | 2104 | EHT (O&M) Division, Khurda | C243 | 132/33 kV T/L S/S S/D Khurda | 3000002109 | FILTER CAPACITOR FOR AMAR CHARGER | SPR.CHRG.AMAR.A006 | ZSPR_FREE | ZSPR | NOS | 2 | 0 | INR
2000 | Central Zone, Bhubaneswar | 2100 | EHT (O&M) Circle, Bhubaneswar | 2104 | EHT (O&M) Division, Khurda | C243 | 132/33 kV T/L S/S S/D Khurda | 3000002110 | ALL TYPES OF SWITCHES AMAR CHARGER | SPR.CHRG.AMAR.A008 | ZSPR_FREE | ZSPR | NOS | 2 | 0 | INR
2000 | Central Zone, Bhubaneswar | 2100 | EHT (O&M) Circle, Bhubaneswar | 2104 | EHT (O&M) Division, Khurda | C243 | 132/33 kV T/L S/S S/D Khurda | 3000002111 | FUSES OFTHYSRISTOR INDICATOR AMARCHARGER | SPR.CHRG.AMAR.A011 | ZSPR_FREE | ZSPR | NOS | 8 | 0 | INR
2000 | Central Zone, Bhubaneswar | 2100 | EHT (O&M) Circle, Bhubaneswar | 2104 | EHT (O&M) Division, Khurda | C247 | 220/33 kV T/L S/S S/D Nayagarh | 3000002112 | VOLTAGE REGULATOR CARD-CHARGER | SPR.CHRG.CLDN.A001 | ZSPR_ACT | ZSPR | NOS | 1 | 1 | INR
2000 | Central Zone, Bhubaneswar | 2100 | EHT (O&M) Circle, Bhubaneswar | 2104 | EHT (O&M) Division, Khurda | C243 | 132/33 kV T/L S/S S/D Khurda | 3000002112 | VOLTAGE REGULATOR CARD-CHARGER | SPR.CHRG.CLDN.A001 | ZSPR_SH | ZSPR | NOS | 1 | 1 | INR
2000 | Central Zone, Bhubaneswar | 2100 | EHT (O&M) Circle, Bhubaneswar | 2104 | EHT (O&M) Division, Khurda | C243 | 132/33 kV T/L S/S S/D Khurda | 3000002113 | PROTECTION CARD BAT CHARGER | SPR.CHRG.CLDN.A002 | ZSPR_SH | ZSPR | NOS | 1 | 1 | INR
2000 | Central Zone, Bhubaneswar | 2100 | EHT (O&M) Circle, Bhubaneswar | 2104 | EHT (O&M) Division, Khurda | C247 | 220/33 kV T/L S/S S/D Nayagarh | 3000002113 | PROTECTION CARD BAT CHARGER | SPR.CHRG.CLDN.A002 | ZSPR_ACT | ZSPR | NOS | 1 | 1 | INR
2000 | Central Zone, Bhubaneswar | 2100 | EHT (O&M) Circle, Bhubaneswar | 2104 | EHT (O&M) Division, Khurda | C247 | 220/33 kV T/L S/S S/D Nayagarh | 3000002114 | THYRISTER(SCR) BATTERY CHARGER | SPR.CHRG.CLDN.A003 | ZSPR_ACT | ZSPR | NOS | 4 | 4 | INR
2000 | Central Zone, Bhubaneswar | 2100 | EHT (O&M) Circle, Bhubaneswar | 2104 | EHT (O&M) Division, Khurda | C243 | 132/33 kV T/L S/S S/D Khurda | 3000002117 | FILTER CAPACITOR OF BAT CHARGER | SPR.CHRG.CLDN.A006 | ZSPR_SH | ZSPR | NOS | 1 | 1 | INR
2000 | Central Zone, Bhubaneswar | 2100 | EHT (O&M) Circle, Bhubaneswar | 2104 | EHT (O&M) Division, Khurda | C247 | 220/33 kV T/L S/S S/D Nayagarh | 3000002117 | FILTER CAPACITOR OF BAT CHARGER | SPR.CHRG.CLDN.A006 | ZSPR_ACT | ZSPR | NOS | 1 | 1 | INR
2000 | Central Zone, Bhubaneswar | 2100 | EHT (O&M) Circle, Bhubaneswar | 2104 | EHT (O&M) Division, Khurda | C247 | 220/33 kV T/L S/S S/D Nayagarh | 3000002118 | AUTO MANUAL SELECTORSWITCH-CHARGER | SPR.CHRG.CLDN.A007 | ZSPR_ACT | ZSPR | NOS | 2 | 2 | INR
2000 | Central Zone, Bhubaneswar | 2100 | EHT (O&M) Circle, Bhubaneswar | 2104 | EHT (O&M) Division, Khurda | C247 | 220/33 kV T/L S/S S/D Nayagarh | 3000002119 | INDICATING LED OF BATTERY CHARGER | SPR.CHRG.CLDN.A008 | ZSPR_ACT | ZSPR | NOS | 3 | 3 | INR
2000 | Central Zone, Bhubaneswar | 2100 | EHT (O&M) Circle, Bhubaneswar | 2104 | EHT (O&M) Division, Khurda | C243 | 132/33 kV T/L S/S S/D Khurda | 3000002119 | INDICATING LED OF BATTERY CHARGER | SPR.CHRG.CLDN.A008 | ZSPR_SH | ZSPR | NOS | 10 | 90 | INR
2000 | Central Zone, Bhubaneswar | 2100 | EHT (O&M) Circle, Bhubaneswar | 2104 | EHT (O&M) Division, Khurda | C243 | 132/33 kV T/L S/S S/D Khurda | 3000002120 | INDICATING FUSE OF BAT CHARGER | SPR.CHRG.CLDN.A009 | ZSPR_SH | ZSPR | NOS | 10 | 363.6 | INR
2000 | Central Zone, Bhubaneswar | 2100 | EHT (O&M) Circle, Bhubaneswar | 2104 | EHT (O&M) Division, Khurda | C244 | 132/33 kV T/L S/S S/D Chandpur | 3000002121 | AC CONTACTOR FOR BATTERY CHARGER | SPR.CHRG.CLDN.A010 | ZSPR_ACT | ZSPR | NOS | 2 | 5892.8 | INR
2000 | Central Zone, Bhubaneswar | 2100 | EHT (O&M) Circle, Bhubaneswar | 2104 | EHT (O&M) Division, Khurda | C247 | 220/33 kV T/L S/S S/D Nayagarh | 3000002121 | AC CONTACTOR FOR BATTERY CHARGER | SPR.CHRG.CLDN.A010 | ZSPR_ACT | ZSPR | NOS | 1 | 2946.4 | INR
2000 | Central Zone, Bhubaneswar | 2100 | EHT (O&M) Circle, Bhubaneswar | 2104 | EHT (O&M) Division, Khurda | C247 | 220/33 kV T/L S/S S/D Nayagarh | 3000002122 | RECTIFIER FUSE | SPR.CHRG.CLDN.A011 | ZSPR_ACT | ZSPR | NOS | 3 | 3 | INR
2000 | Central Zone, Bhubaneswar | 2100 | EHT (O&M) Circle, Bhubaneswar | 2104 | EHT (O&M) Division, Khurda | C243 | 132/33 kV T/L S/S S/D Khurda | 3000002136 | THYRISTER(SCR) FLOAT BAT CHARGER CLDN | SPR.CHRG.CLDN.A028 | ZSPR_SH | ZSPR | NOS | 2 | 2 | INR
2000 | Central Zone, Bhubaneswar | 2100 | EHT (O&M) Circle, Bhubaneswar | 2104 | EHT (O&M) Division, Khurda | C243 | 132/33 kV T/L S/S S/D Khurda | 3000002137 | THYRISTER(SCR) BOOST BAT CHARGER CLDN | SPR.CHRG.CLDN.A029 | ZSPR_SH | ZSPR | NOS | 2 | 588890 | INR
2000 | Central Zone, Bhubaneswar | 2100 | EHT (O&M) Circle, Bhubaneswar | 2104 | EHT (O&M) Division, Khurda | C243 | 132/33 kV T/L S/S S/D Khurda | 3000002139 | BLOCKING DIODE B.C. BAT CHARGER CALDYNE | SPR.CHRG.CLDN.A031 | ZSPR_SH | ZSPR | NOS | 2 | 294446.18 | INR
2000 | Central Zone, Bhubaneswar | 2100 | EHT (O&M) Circle, Bhubaneswar | 2104 | EHT (O&M) Division, Khurda | C243 | 132/33 kV T/L S/S S/D Khurda | 3000002142 | RECTIFIER HRC FUSE BAT CHARGER CALDYNE | SPR.CHRG.CLDN.A034 | ZSPR_SH | ZSPR | NOS | 8 | 1600 | INR
2000 | Central Zone, Bhubaneswar | 2100 | EHT (O&M) Circle, Bhubaneswar | 2104 | EHT (O&M) Division, Khurda | C243 | 132/33 kV T/L S/S S/D Khurda | 3000002143 | AUTO-MANUAL FLOAT&BOOST BAT CHARGER CLDN | SPR.CHRG.CLDN.A035 | ZSPR_SH | ZSPR | NOS | 2 | 294446.28 | INR
2000 | Central Zone, Bhubaneswar | 2100 | EHT (O&M) Circle, Bhubaneswar | 2104 | EHT (O&M) Division, Khurda | C243 | 132/33 kV T/L S/S S/D Khurda | 3000002144 | INPUT AC CONTACTOR BAT CHARGER CLDN | SPR.CHRG.CLDN.A036 | ZSPR_SH | ZSPR | NOS | 2 | 588890.56 | INR
2000 | Central Zone, Bhubaneswar | 2100 | EHT (O&M) Circle, Bhubaneswar | 2104 | EHT (O&M) Division, Khurda | C244 | 132/33 kV T/L S/S S/D Chandpur | 3000002156 | AVR/ACR Card-220V,350AH CLRD Bat charger | SPR.CHRG.CLRD.A005 | ZSPR_ACT | ZSPR | NOS | 2 | 0.02 | INR
2000 | Central Zone, Bhubaneswar | 2100 | EHT (O&M) Circle, Bhubaneswar | 2104 | EHT (O&M) Division, Khurda | C242 | 220/132/33 kV S/S S/D Atri | 3000002193 | AMMETER WITH TRANSDUCER 132KV CR PANEL | SPR.CRPNL132AE.A001 | ZSPR_FREE | ZSPR | NOS | 2 | 0 | INR
2000 | Central Zone, Bhubaneswar | 2100 | EHT (O&M) Circle, Bhubaneswar | 2104 | EHT (O&M) Division, Khurda | C246 | 132/33 kV S/S S/D Banki | 3000002193 | AMMETER WITH TRANSDUCER 132KV CR PANEL | SPR.CRPNL132AE.A001 | ZSPR_FREE | ZSPR | NOS | 11 | 0 | INR
2000 | Central Zone, Bhubaneswar | 2100 | EHT (O&M) Circle, Bhubaneswar | 2104 | EHT (O&M) Division, Khurda | C246 | 132/33 kV S/S S/D Banki | 3000002194 | VOLTMETER WITH TRANSDUCER-132KV CRP AE | SPR.CRPNL132AE.A002 | ZSPR_FREE | ZSPR | NOS | 7 | 0 | INR
2000 | Central Zone, Bhubaneswar | 2100 | EHT (O&M) Circle, Bhubaneswar | 2104 | EHT (O&M) Division, Khurda | C246 | 132/33 kV S/S S/D Banki | 3000002195 | WATTMETER WITH TRANSDUCER-132KV CRP AE | SPR.CRPNL132AE.A003 | ZSPR_FREE | ZSPR | NOS | 2 | 0 | INR
2000 | Central Zone, Bhubaneswar | 2100 | EHT (O&M) Circle, Bhubaneswar | 2104 | EHT (O&M) Division, Khurda | C246 | 132/33 kV S/S S/D Banki | 3000002196 | VAR METER WITH TRANSDUCER-132KV CRP AE | SPR.CRPNL132AE.A004 | ZSPR_FREE | ZSPR | NOS | 2 | 0 | INR
2000 | Central Zone, Bhubaneswar | 2100 | EHT (O&M) Circle, Bhubaneswar | 2104 | EHT (O&M) Division, Khurda | C246 | 132/33 kV S/S S/D Banki | 3000002200 | Voltmeter selector switch-132KV CRP AE | SPR.CRPNL132AE.A008 | ZSPR_FREE | ZSPR | NOS | 2 | 0 | INR
2000 | Central Zone, Bhubaneswar | 2100 | EHT (O&M) Circle, Bhubaneswar | 2104 | EHT (O&M) Division, Khurda | C244 | 132/33 kV T/L S/S S/D Chandpur | 3000002206 | MW Transducer (+ 40 MW) for 132 CR Panel | SPR.CRPNL132CS.A002 | ZSPR_ACT | ZSPR | NOS | 2 | 0.02 | INR
2000 | Central Zone, Bhubaneswar | 2100 | EHT (O&M) Circle, Bhubaneswar | 2104 | EHT (O&M) Division, Khurda | C246 | 132/33 kV S/S S/D Banki | 3000002221 | AMMETER SELECTOR SWITCH 33KV CR PANEL | SPR.CRPNL33BHEL.A006 | ZSPR_FREE | ZSPR | NOS | 2 | 0 | INR
2000 | Central Zone, Bhubaneswar | 2100 | EHT (O&M) Circle, Bhubaneswar | 2104 | EHT (O&M) Division, Khurda | C247 | 220/33 kV T/L S/S S/D Nayagarh | 3000002222 | TNC SWITCH FOR 33KV CR PANEL | SPR.CRPNL33BHEL.A008 | ZSPR_ACT | ZSPR | NOS | 6 | 6 | INR
2000 | Central Zone, Bhubaneswar | 2100 | EHT (O&M) Circle, Bhubaneswar | 2104 | EHT (O&M) Division, Khurda | C242 | 220/132/33 kV S/S S/D Atri | 3000002232 | TERMINAL CONNECTOR FOR 220KV CVT / IVT S | SPR.CVT220.A001 | ZSPR_FREE | ZSPR | NOS | 6 | 0 | INR
2000 | Central Zone, Bhubaneswar | 2100 | EHT (O&M) Circle, Bhubaneswar | 2104 | EHT (O&M) Division, Khurda | C244 | 132/33 kV T/L S/S S/D Chandpur | 3000002243 | Spare Card FCBC (F-C-B Charger) | SPR.FCBC.A001 | ZSPR_SH | ZSPR | SET | 2 | 2 | INR
2000 | Central Zone, Bhubaneswar | 2100 | EHT (O&M) Circle, Bhubaneswar | 2104 | EHT (O&M) Division, Khurda | C244 | 132/33 kV T/L S/S S/D Chandpur | 3000002272 | Pressure Control / sensor of DG set | SPR.GEN.GC.A004 | ZSPR_SH | ZSPR | NOS | 1 | 1 | INR
2000 | Central Zone, Bhubaneswar | 2100 | EHT (O&M) Circle, Bhubaneswar | 2104 | EHT (O&M) Division, Khurda | C244 | 132/33 kV T/L S/S S/D Chandpur | 3000002275 | AVR CARD of DG set | SPR.GEN.GC.A007 | ZSPR_SH | ZSPR | NOS | 1 | 1 | INR
2000 | Central Zone, Bhubaneswar | 2100 | EHT (O&M) Circle, Bhubaneswar | 2104 | EHT (O&M) Division, Khurda | C244 | 132/33 kV T/L S/S S/D Chandpur | 3000002281 | Terminal Pad | SPR.ISO.33SS.A006 | ZSPR_ACT | ZSPR | NOS | 2 | 0.02 | INR
2000 | Central Zone, Bhubaneswar | 2100 | EHT (O&M) Circle, Bhubaneswar | 2104 | EHT (O&M) Division, Khurda | C242 | 220/132/33 kV S/S S/D Atri | 3000002282 | Earthing Rod & Blade Contactor | SPR.ISO.33SS.A007 | ZSPR_FREE | ZSPR | NOS | 1 | 0 | INR
2000 | Central Zone, Bhubaneswar | 2100 | EHT (O&M) Circle, Bhubaneswar | 2104 | EHT (O&M) Division, Khurda | C242 | 220/132/33 kV S/S S/D Atri | 3000002284 | Auxillary Switch Assy | SPR.ISO.33SS.A010 | ZSPR_ACT | ZSPR | NOS | 4 | 960 | INR
2000 | Central Zone, Bhubaneswar | 2100 | EHT (O&M) Circle, Bhubaneswar | 2104 | EHT (O&M) Division, Khurda | C245 | 132/33 kV S/S S/D Arugul | 3000002285 | Limit switch of Isolator M. box | SPR.ISO.33SS.A011 | ZSPR_FREE | ZSPR | NOS | 10 | 0 | INR
2000 | Central Zone, Bhubaneswar | 2100 | EHT (O&M) Circle, Bhubaneswar | 2104 | EHT (O&M) Division, Khurda | C246 | 132/33 kV S/S S/D Banki | 3000002286 | Discrepancy Control switch for Isolator | SPR.ISO.MISC.A001 | ZSPR_FREE | ZSPR | NOS | 4 | 0 | INR
2000 | Central Zone, Bhubaneswar | 2100 | EHT (O&M) Circle, Bhubaneswar | 2104 | EHT (O&M) Division, Khurda | C245 | 132/33 kV S/S S/D Arugul | 3000002286 | Discrepancy Control switch for Isolator | SPR.ISO.MISC.A001 | ZSPR_FREE | ZSPR | NOS | 2 | 0 | INR
2000 | Central Zone, Bhubaneswar | 2100 | EHT (O&M) Circle, Bhubaneswar | 2104 | EHT (O&M) Division, Khurda | C242 | 220/132/33 kV S/S S/D Atri | 3000002342 | POWER CONTACTOR RELAY 132 KV ISOLATOR | SPR.ISO132SLS.A001 | ZSPR_ACT | ZSPR | NOS | 8 | 12560 | INR
2000 | Central Zone, Bhubaneswar | 2100 | EHT (O&M) Circle, Bhubaneswar | 2104 | EHT (O&M) Division, Khurda | C245 | 132/33 kV S/S S/D Arugul | 3000002347 | LIMIT SWITCH FOR 132 KV ISOLATOR | SPR.ISO132SMNS.A001 | ZSPR_FREE | ZSPR | NOS | 2 | 0 | INR
2000 | Central Zone, Bhubaneswar | 2100 | EHT (O&M) Circle, Bhubaneswar | 2104 | EHT (O&M) Division, Khurda | C244 | 132/33 kV T/L S/S S/D Chandpur | 3000002347 | LIMIT SWITCH FOR 132 KV ISOLATOR | SPR.ISO132SMNS.A001 | ZSPR_ACT | ZSPR | NOS | 8 | 0.08 | INR
2000 | Central Zone, Bhubaneswar | 2100 | EHT (O&M) Circle, Bhubaneswar | 2104 | EHT (O&M) Division, Khurda | C246 | 132/33 kV S/S S/D Banki | 3000002347 | LIMIT SWITCH FOR 132 KV ISOLATOR | SPR.ISO132SMNS.A001 | ZSPR_FREE | ZSPR | NOS | 2 | 0 | INR
2000 | Central Zone, Bhubaneswar | 2100 | EHT (O&M) Circle, Bhubaneswar | 2104 | EHT (O&M) Division, Khurda | C246 | 132/33 kV S/S S/D Banki | 3000002348 | MOTOR&GEAR A&BG A FOR132KV SMNS ISOLATOR | SPR.ISO132SMNS.A002 | ZSPR_FREE | ZSPR | NOS | 1 | 0 | INR
2000 | Central Zone, Bhubaneswar | 2100 | EHT (O&M) Circle, Bhubaneswar | 2104 | EHT (O&M) Division, Khurda | C244 | 132/33 kV T/L S/S S/D Chandpur | 3000002348 | MOTOR&GEAR A&BG A FOR132KV SMNS ISOLATOR | SPR.ISO132SMNS.A002 | ZSPR_ACT | ZSPR | NOS | 2 | 0.02 | INR
2000 | Central Zone, Bhubaneswar | 2100 | EHT (O&M) Circle, Bhubaneswar | 2104 | EHT (O&M) Division, Khurda | C246 | 132/33 kV S/S S/D Banki | 3000002349 | E Rod&Blade contact-132KV SMNS ISOLATOR | SPR.ISO132SMNS.A004 | ZSPR_FREE | ZSPR | NOS | 1 | 0 | INR
2000 | Central Zone, Bhubaneswar | 2100 | EHT (O&M) Circle, Bhubaneswar | 2104 | EHT (O&M) Division, Khurda | C245 | 132/33 kV S/S S/D Arugul | 3000002349 | E Rod&Blade contact-132KV SMNS ISOLATOR | SPR.ISO132SMNS.A004 | ZSPR_FREE | ZSPR | NOS | 1 | 0 | INR
2000 | Central Zone, Bhubaneswar | 2100 | EHT (O&M) Circle, Bhubaneswar | 2104 | EHT (O&M) Division, Khurda | C245 | 132/33 kV S/S S/D Arugul | 3000002350 | MALE&FEMALE CONTACT OF ISOLATOR | SPR.ISO132SMNS.A005 | ZSPR_FREE | ZSPR | NOS | 12 | 0 | INR
2000 | Central Zone, Bhubaneswar | 2100 | EHT (O&M) Circle, Bhubaneswar | 2104 | EHT (O&M) Division, Khurda | C246 | 132/33 kV S/S S/D Banki | 3000002353 | PI SUPPORT 132 KV SIEMENS MAKE ISOLATOR | SPR.ISO132SMNS.A009 | ZSPR_FREE | ZSPR | NOS | 3 | 0 | INR
2000 | Central Zone, Bhubaneswar | 2100 | EHT (O&M) Circle, Bhubaneswar | 2104 | EHT (O&M) Division, Khurda | C242 | 220/132/33 kV S/S S/D Atri | 3000002354 | FEMALE CONTACT(FXD) 132KV SS ISOLATOR | SPR.ISO132SS.A001 | ZSPR_FREE | ZSPR | NOS | 1 | 0 | INR
2000 | Central Zone, Bhubaneswar | 2100 | EHT (O&M) Circle, Bhubaneswar | 2104 | EHT (O&M) Division, Khurda | C242 | 220/132/33 kV S/S S/D Atri | 3000002368 | LIMIT SWITCH FOR 132KV SS MAKE ISOLATOR | SPR.ISO132SS.A016 | ZSPR_FREE | ZSPR | NOS | 2 | 0 | INR
2000 | Central Zone, Bhubaneswar | 2100 | EHT (O&M) Circle, Bhubaneswar | 2104 | EHT (O&M) Division, Khurda | C242 | 220/132/33 kV S/S S/D Atri | 3000002371 | MALE CONTACTFOR 132 KV SS MAKE ISOLATOR | SPR.ISO132SS.A019 | ZSPR_FREE | ZSPR | NOS | 1 | 0 | INR
2000 | Central Zone, Bhubaneswar | 2100 | EHT (O&M) Circle, Bhubaneswar | 2104 | EHT (O&M) Division, Khurda | C242 | 220/132/33 kV S/S S/D Atri | 3000002375 | OVER LOAD RELAY 132KV SS MAKE ISOLATOR | SPR.ISO132SS.A023 | ZSPR_FREE | ZSPR | NOS | 1 | 0 | INR
2000 | Central Zone, Bhubaneswar | 2100 | EHT (O&M) Circle, Bhubaneswar | 2104 | EHT (O&M) Division, Khurda | C242 | 220/132/33 kV S/S S/D Atri | 3000002377 | EARTHING ROD & BLADE 132KV ISOLATOR | SPR.ISO132SS.A027 | ZSPR_FREE | ZSPR | NOS | 2 | 0 | INR
2000 | Central Zone, Bhubaneswar | 2100 | EHT (O&M) Circle, Bhubaneswar | 2104 | EHT (O&M) Division, Khurda | C245 | 132/33 kV S/S S/D Arugul | 3000002378 | MOTOR WITH GEAR ASSEMBLY 132KV ISOLATOR | SPR.ISO132SS.A029 | ZSPR_FREE | ZSPR | NOS | 1 | 0 | INR
2000 | Central Zone, Bhubaneswar | 2100 | EHT (O&M) Circle, Bhubaneswar | 2104 | EHT (O&M) Division, Khurda | C245 | 132/33 kV S/S S/D Arugul | 3000002380 | AUX SWITCH ASSEMBLY OF 132KV ISOLATOR | SPR.ISO132SS.A031 | ZSPR_FREE | ZSPR | NOS | 1 | 0 | INR
2000 | Central Zone, Bhubaneswar | 2100 | EHT (O&M) Circle, Bhubaneswar | 2104 | EHT (O&M) Division, Khurda | C242 | 220/132/33 kV S/S S/D Atri | 3000002381 | AUX ASSEMBLY 4NO+4NC 132KV SS ISOLATOR | SPR.ISO132SS.A032 | ZSPR_FREE | ZSPR | NOS | 1 | 0 | INR
2000 | Central Zone, Bhubaneswar | 2100 | EHT (O&M) Circle, Bhubaneswar | 2104 | EHT (O&M) Division, Khurda | C247 | 220/33 kV T/L S/S S/D Nayagarh | 3000002427 | MECHANISM BOX OF E/S OF 220KV ISOLATOR | SPR.ISO220GRP.A1 | ZSPR_SH | ZSPR | NOS | 22 | 22 | INR
2000 | Central Zone, Bhubaneswar | 2100 | EHT (O&M) Circle, Bhubaneswar | 2104 | EHT (O&M) Division, Khurda | C242 | 220/132/33 kV S/S S/D Atri | 3000002438 | TERMINAL PAD FOR 220KV SS MAKE ISOLATOR | SPR.ISO220SS.A013 | ZSPR_FREE | ZSPR | NOS | 2 | 0 | INR
2000 | Central Zone, Bhubaneswar | 2100 | EHT (O&M) Circle, Bhubaneswar | 2104 | EHT (O&M) Division, Khurda | C242 | 220/132/33 kV S/S S/D Atri | 3000002439 | LIMIT&AUXILIARY SWITCH-220KV SS ISOLATOR | SPR.ISO220SS.A014 | ZSPR_FREE | ZSPR | NOS | 1 | 0 | INR
2000 | Central Zone, Bhubaneswar | 2100 | EHT (O&M) Circle, Bhubaneswar | 2104 | EHT (O&M) Division, Khurda | C242 | 220/132/33 kV S/S S/D Atri | 3000002440 | TERMINAL CONNECTOR 220KV SS ISOLATOR | SPR.ISO220SS.A015 | ZSPR_FREE | ZSPR | NOS | 1 | 0 | INR
2000 | Central Zone, Bhubaneswar | 2100 | EHT (O&M) Circle, Bhubaneswar | 2104 | EHT (O&M) Division, Khurda | C243 | 132/33 kV T/L S/S S/D Khurda | 3000002469 | FIXED CONTACT33KV HIVELM ISOLATOR | SPR.ISO33HVLM.A010 | ZSPR_SH | ZSPR | NOS | 5 | 1250 | INR
2000 | Central Zone, Bhubaneswar | 2100 | EHT (O&M) Circle, Bhubaneswar | 2104 | EHT (O&M) Division, Khurda | C246 | 132/33 kV S/S S/D Banki | 3000002474 | Motor,GA&BGA FOR 33KV SIEMENS ISOLATOR | SPR.ISO33SMNS.A003 | ZSPR_FREE | ZSPR | SET | 1 | 0 | INR
2000 | Central Zone, Bhubaneswar | 2100 | EHT (O&M) Circle, Bhubaneswar | 2104 | EHT (O&M) Division, Khurda | C246 | 132/33 kV S/S S/D Banki | 3000002475 | ER & Blade contaCT33KV SMNS ISOLATOR | SPR.ISO33SMNS.A004 | ZSPR_FREE | ZSPR | SET | 1 | 0 | INR
2000 | Central Zone, Bhubaneswar | 2100 | EHT (O&M) Circle, Bhubaneswar | 2104 | EHT (O&M) Division, Khurda | C245 | 132/33 kV S/S S/D Arugul | 3000002475 | ER & Blade contaCT33KV SMNS ISOLATOR | SPR.ISO33SMNS.A004 | ZSPR_FREE | ZSPR | SET | 1 | 0 | INR
2000 | Central Zone, Bhubaneswar | 2100 | EHT (O&M) Circle, Bhubaneswar | 2104 | EHT (O&M) Division, Khurda | C246 | 132/33 kV S/S S/D Banki | 3000002476 | LIMIT SWITCH | SPR.ISO33SMNS.A007 | ZSPR_FREE | ZSPR | NOS | 2 | 0 | INR
2000 | Central Zone, Bhubaneswar | 2100 | EHT (O&M) Circle, Bhubaneswar | 2104 | EHT (O&M) Division, Khurda | C245 | 132/33 kV S/S S/D Arugul | 3000002476 | LIMIT SWITCH | SPR.ISO33SMNS.A007 | ZSPR_FREE | ZSPR | NOS | 2 | 0 | INR
2000 | Central Zone, Bhubaneswar | 2100 | EHT (O&M) Circle, Bhubaneswar | 2104 | EHT (O&M) Division, Khurda | C242 | 220/132/33 kV S/S S/D Atri | 3000002476 | LIMIT SWITCH | SPR.ISO33SMNS.A007 | ZSPR_FREE | ZSPR | NOS | 4 | 0 | INR
2000 | Central Zone, Bhubaneswar | 2100 | EHT (O&M) Circle, Bhubaneswar | 2104 | EHT (O&M) Division, Khurda | C246 | 132/33 kV S/S S/D Banki | 3000002477 | AUX SW CONTACTASSEMBLY 36KV ISOLATOR | SPR.ISO33SMNS.A008 | ZSPR_FREE | ZSPR | NOS | 1 | 0 | INR
2000 | Central Zone, Bhubaneswar | 2100 | EHT (O&M) Circle, Bhubaneswar | 2104 | EHT (O&M) Division, Khurda | C245 | 132/33 kV S/S S/D Arugul | 3000002477 | AUX SW CONTACTASSEMBLY 36KV ISOLATOR | SPR.ISO33SMNS.A008 | ZSPR_FREE | ZSPR | NOS | 1 | 0 | INR
2000 | Central Zone, Bhubaneswar | 2100 | EHT (O&M) Circle, Bhubaneswar | 2104 | EHT (O&M) Division, Khurda | C244 | 132/33 kV T/L S/S S/D Chandpur | 3000002477 | AUX SW CONTACTASSEMBLY 36KV ISOLATOR | SPR.ISO33SMNS.A008 | ZSPR_ACT | ZSPR | NOS | 2 | 0.02 | INR
2000 | Central Zone, Bhubaneswar | 2100 | EHT (O&M) Circle, Bhubaneswar | 2104 | EHT (O&M) Division, Khurda | C246 | 132/33 kV S/S S/D Banki | 3000002478 | HINGE PINS,TC,TPAD OF 33KV SMNS ISOLATOR | SPR.ISO33SMNS.A009 | ZSPR_FREE | ZSPR | NOS | 1 | 0 | INR
2000 | Central Zone, Bhubaneswar | 2100 | EHT (O&M) Circle, Bhubaneswar | 2104 | EHT (O&M) Division, Khurda | C242 | 220/132/33 kV S/S S/D Atri | 3000002480 | FEMALE CONTACTFOR 33KV SS MAKE ISOLATOR | SPR.ISO33SS.A002 | ZSPR_FREE | ZSPR | NOS | 1 | 0 | INR
2000 | Central Zone, Bhubaneswar | 2100 | EHT (O&M) Circle, Bhubaneswar | 2104 | EHT (O&M) Division, Khurda | C242 | 220/132/33 kV S/S S/D Atri | 3000002481 | MALE CONTACTBLADES 33KV SS ISOLATOR | SPR.ISO33SS.A003 | ZSPR_FREE | ZSPR | NOS | 1 | 0 | INR
2000 | Central Zone, Bhubaneswar | 2100 | EHT (O&M) Circle, Bhubaneswar | 2104 | EHT (O&M) Division, Khurda | C242 | 220/132/33 kV S/S S/D Atri | 3000002484 | HINGE PINS | SPR.ISO33SS.A007 | ZSPR_FREE | ZSPR | NOS | 3 | 0 | INR
2000 | Central Zone, Bhubaneswar | 2100 | EHT (O&M) Circle, Bhubaneswar | 2104 | EHT (O&M) Division, Khurda | C242 | 220/132/33 kV S/S S/D Atri | 3000002486 | Limit &Auxiliary switch-33KV SS Isolator | SPR.ISO33SS.A011 | ZSPR_FREE | ZSPR | NOS | 1 | 0 | INR
2000 | Central Zone, Bhubaneswar | 2100 | EHT (O&M) Circle, Bhubaneswar | 2104 | EHT (O&M) Division, Khurda | C242 | 220/132/33 kV S/S S/D Atri | 3000002487 | TERMINAL PAD 33KV SS ISOLATOR | SPR.ISO33SS.A012 | ZSPR_FREE | ZSPR | NOS | 1 | 0 | INR
2000 | Central Zone, Bhubaneswar | 2100 | EHT (O&M) Circle, Bhubaneswar | 2104 | EHT (O&M) Division, Khurda | C244 | 132/33 kV T/L S/S S/D Chandpur | 3000002490 | Cu. Finger FC for 33KV SS Isolator | SPR.ISO33SS.A016 | ZSPR_ACT | ZSPR | NOS | 8 | 0.08 | INR
2000 | Central Zone, Bhubaneswar | 2100 | EHT (O&M) Circle, Bhubaneswar | 2104 | EHT (O&M) Division, Khurda | C245 | 132/33 kV S/S S/D Arugul | 3000002497 | MOTOR WITH GEAR ASSEMBLY 36KV ISOLATOR | SPR.ISO33SS.A024 | ZSPR_FREE | ZSPR | NOS | 1 | 0 | INR
2000 | Central Zone, Bhubaneswar | 2100 | EHT (O&M) Circle, Bhubaneswar | 2104 | EHT (O&M) Division, Khurda | C242 | 220/132/33 kV S/S S/D Atri | 3000002497 | MOTOR WITH GEAR ASSEMBLY 36KV ISOLATOR | SPR.ISO33SS.A024 | ZSPR_FREE | ZSPR | NOS | 3 | 0 | INR
2000 | Central Zone, Bhubaneswar | 2100 | EHT (O&M) Circle, Bhubaneswar | 2104 | EHT (O&M) Division, Khurda | C246 | 132/33 kV S/S S/D Banki | 3000002503 | POST INSULATOR FOR 33KV SS MAKE ISOLATOR | SPR.ISO33SS.A032 | ZSPR_FREE | ZSPR | NOS | 3 | 0 | INR
2000 | Central Zone, Bhubaneswar | 2100 | EHT (O&M) Circle, Bhubaneswar | 2104 | EHT (O&M) Division, Khurda | C242 | 220/132/33 kV S/S S/D Atri | 3000002504 | TERMINAL CONNECTOR 33KV SS ISOLATOR | SPR.ISO33SS.A033 | ZSPR_FREE | ZSPR | NOS | 1 | 0 | INR
2000 | Central Zone, Bhubaneswar | 2100 | EHT (O&M) Circle, Bhubaneswar | 2104 | EHT (O&M) Division, Khurda | C242 | 220/132/33 kV S/S S/D Atri | 3000002554 | MISCELLANEOUS SPARE ITEMS | SPR.MISC.A001 | ZSPR_ACT | ZSPR | NOS | 20 | 578.29 | INR
2000 | Central Zone, Bhubaneswar | 2100 | EHT (O&M) Circle, Bhubaneswar | 2104 | EHT (O&M) Division, Khurda | C242 | 220/132/33 kV S/S S/D Atri | 3000002554 | MISCELLANEOUS SPARE ITEMS | SPR.MISC.A001 | ZSPR_FREE | ZSPR | NOS | 1 | 0 | INR
2000 | Central Zone, Bhubaneswar | 2100 | EHT (O&M) Circle, Bhubaneswar | 2104 | EHT (O&M) Division, Khurda | C243 | 132/33 kV T/L S/S S/D Khurda | 3000002554 | MISCELLANEOUS SPARE ITEMS | SPR.MISC.A001 | ZSPR_ACT | ZSPR | NOS | 1 | 28.91 | INR
2000 | Central Zone, Bhubaneswar | 2100 | EHT (O&M) Circle, Bhubaneswar | 2104 | EHT (O&M) Division, Khurda | C246 | 132/33 kV S/S S/D Banki | 3000002559 | AUXILIARY SWITCH CONTACTS ASSEMBLY | SPR.MISC.A012 | ZSPR_FREE | ZSPR | NOS | 1 | 0 | INR
2000 | Central Zone, Bhubaneswar | 2100 | EHT (O&M) Circle, Bhubaneswar | 2104 | EHT (O&M) Division, Khurda | C243 | 132/33 kV T/L S/S S/D Khurda | 3000002569 | Contactor of different type | SPR.MISC.A028 | ZSPR_ACT | ZSPR | NOS | 3 | 13130 | INR
2000 | Central Zone, Bhubaneswar | 2100 | EHT (O&M) Circle, Bhubaneswar | 2104 | EHT (O&M) Division, Khurda | C242 | 220/132/33 kV S/S S/D Atri | 3000002571 | Trip Transfer Switch | SPR.MISC.A032 | ZSPR_FREE | ZSPR | NOS | 2 | 0 | INR
2000 | Central Zone, Bhubaneswar | 2100 | EHT (O&M) Circle, Bhubaneswar | 2104 | EHT (O&M) Division, Khurda | C243 | 132/33 kV T/L S/S S/D Khurda | 3000002572 | TNC Switch 25 AMP | SPR.MISC.A035 | ZSPR_ACT | ZSPR | NOS | 2 | 6900 | INR
2000 | Central Zone, Bhubaneswar | 2100 | EHT (O&M) Circle, Bhubaneswar | 2104 | EHT (O&M) Division, Khurda | C242 | 220/132/33 kV S/S S/D Atri | 3000002576 | ISOLATOR CONTROL SWITCH | SPR.MISC.A050 | ZSPR_FREE | ZSPR | NOS | 7 | 0 | INR
2000 | Central Zone, Bhubaneswar | 2100 | EHT (O&M) Circle, Bhubaneswar | 2104 | EHT (O&M) Division, Khurda | C245 | 132/33 kV S/S S/D Arugul | 3000002576 | ISOLATOR CONTROL SWITCH | SPR.MISC.A050 | ZSPR_FREE | ZSPR | NOS | 2 | 0 | INR
2000 | Central Zone, Bhubaneswar | 2100 | EHT (O&M) Circle, Bhubaneswar | 2104 | EHT (O&M) Division, Khurda | C245 | 132/33 kV S/S S/D Arugul | 3000002577 | Silica gel breather for Tfr in Nos | SPR.MISC.A051 | ZSPR_FREE | ZSPR | NOS | 4 | 0 | INR
2000 | Central Zone, Bhubaneswar | 2100 | EHT (O&M) Circle, Bhubaneswar | 2104 | EHT (O&M) Division, Khurda | C244 | 132/33 kV T/L S/S S/D Chandpur | 3000002578 | TRIP CKT SUPERVISION RELAY FOR CR PNL | SPR.MISC.A056 | ZSPR_ACT | ZSPR | NOS | 4 | 0.04 | INR
2000 | Central Zone, Bhubaneswar | 2100 | EHT (O&M) Circle, Bhubaneswar | 2104 | EHT (O&M) Division, Khurda | C245 | 132/33 kV S/S S/D Arugul | 3000002578 | TRIP CKT SUPERVISION RELAY FOR CR PNL | SPR.MISC.A056 | ZSPR_FREE | ZSPR | NOS | 3 | 0 | INR
2000 | Central Zone, Bhubaneswar | 2100 | EHT (O&M) Circle, Bhubaneswar | 2104 | EHT (O&M) Division, Khurda | C242 | 220/132/33 kV S/S S/D Atri | 3000002601 | Actuator with holder | SPR.MISC.A108 | ZSPR_FREE | ZSPR | NOS | 3 | 0 | INR
2000 | Central Zone, Bhubaneswar | 2100 | EHT (O&M) Circle, Bhubaneswar | 2104 | EHT (O&M) Division, Khurda | C243 | 132/33 kV T/L S/S S/D Khurda | 3000002625 | POWER CONTACTOR | SPR.MISC.A193 | ZSPR_ACT | ZSPR | NOS | 1 | 2000 | INR
2000 | Central Zone, Bhubaneswar | 2100 | EHT (O&M) Circle, Bhubaneswar | 2104 | EHT (O&M) Division, Khurda | C242 | 220/132/33 kV S/S S/D Atri | 3000002625 | POWER CONTACTOR | SPR.MISC.A193 | ZSPR_FREE | ZSPR | NOS | 17 | 0 | INR
2000 | Central Zone, Bhubaneswar | 2100 | EHT (O&M) Circle, Bhubaneswar | 2104 | EHT (O&M) Division, Khurda | C244 | 132/33 kV T/L S/S S/D Chandpur | 3000002627 | O RING | SPR.MISC.A196 | ZSPR_ACT | ZSPR | NOS | 1 | 0.86 | INR
2000 | Central Zone, Bhubaneswar | 2100 | EHT (O&M) Circle, Bhubaneswar | 2104 | EHT (O&M) Division, Khurda | C247 | 220/33 kV T/L S/S S/D Nayagarh | 3000002627 | O RING | SPR.MISC.A196 | ZSPR_ACT | ZSPR | NOS | 6 | 5.15 | INR
2000 | Central Zone, Bhubaneswar | 2100 | EHT (O&M) Circle, Bhubaneswar | 2104 | EHT (O&M) Division, Khurda | C242 | 220/132/33 kV S/S S/D Atri | 3000002631 | LOCAL REMOTE SWITCH | SPR.MISC.A200 | ZSPR_FREE | ZSPR | NOS | 2 | 0 | INR
2000 | Central Zone, Bhubaneswar | 2100 | EHT (O&M) Circle, Bhubaneswar | 2104 | EHT (O&M) Division, Khurda | C244 | 132/33 kV T/L S/S S/D Chandpur | 3000002631 | LOCAL REMOTE SWITCH | SPR.MISC.A200 | ZSPR_ACT | ZSPR | NOS | 2 | 591.86 | INR
2000 | Central Zone, Bhubaneswar | 2100 | EHT (O&M) Circle, Bhubaneswar | 2104 | EHT (O&M) Division, Khurda | C247 | 220/33 kV T/L S/S S/D Nayagarh | 3000002631 | LOCAL REMOTE SWITCH | SPR.MISC.A200 | ZSPR_ACT | ZSPR | NOS | 26 | 7694.14 | INR
2000 | Central Zone, Bhubaneswar | 2100 | EHT (O&M) Circle, Bhubaneswar | 2104 | EHT (O&M) Division, Khurda | C242 | 220/132/33 kV S/S S/D Atri | 3000002635 | Terminal connector | SPR.MISC.A208 | ZSPR_FREE | ZSPR | NOS | 3 | 0 | INR
2000 | Central Zone, Bhubaneswar | 2100 | EHT (O&M) Circle, Bhubaneswar | 2104 | EHT (O&M) Division, Khurda | C247 | 220/33 kV T/L S/S S/D Nayagarh | 3000002637 | ELGI Compressor | SPR.MISC.A216 | ZSPR_ACT | ZSPR | NOS | 1 | 2000 | INR
2000 | Central Zone, Bhubaneswar | 2100 | EHT (O&M) Circle, Bhubaneswar | 2104 | EHT (O&M) Division, Khurda | C242 | 220/132/33 kV S/S S/D Atri | 3000002639 | SPARE 16 POLE TNC SWITCH | SPR.MISC.A219 | ZSPR_FREE | ZSPR | NOS | 1 | 0 | INR
2000 | Central Zone, Bhubaneswar | 2100 | EHT (O&M) Circle, Bhubaneswar | 2104 | EHT (O&M) Division, Khurda | C245 | 132/33 kV S/S S/D Arugul | 3000002649 | Breather DTO-2 | SPR.MISC.A229 | ZSPR_SH | ZSPR | NOS | 2 | 0.01 | INR
2000 | Central Zone, Bhubaneswar | 2100 | EHT (O&M) Circle, Bhubaneswar | 2104 | EHT (O&M) Division, Khurda | C244 | 132/33 kV T/L S/S S/D Chandpur | 3000002661 | Old & used different Panel spares | SPR.MISC.A249 | ZSPR_ACT | ZSPR | NOS | 117 | 117 | INR
2000 | Central Zone, Bhubaneswar | 2100 | EHT (O&M) Circle, Bhubaneswar | 2104 | EHT (O&M) Division, Khurda | C244 | 132/33 kV T/L S/S S/D Chandpur | 3000002661 | Old & used different Panel spares | SPR.MISC.A249 | ZSPR_SH | ZSPR | NOS | 4 | 4 | INR
2000 | Central Zone, Bhubaneswar | 2100 | EHT (O&M) Circle, Bhubaneswar | 2104 | EHT (O&M) Division, Khurda | C244 | 132/33 kV T/L S/S S/D Chandpur | 3000002664 | Annunciator | SPR.MISC.A252 | ZSPR_ACT | ZSPR | NOS | 2 | 7.2 | INR
2000 | Central Zone, Bhubaneswar | 2100 | EHT (O&M) Circle, Bhubaneswar | 2104 | EHT (O&M) Division, Khurda | C246 | 132/33 kV S/S S/D Banki | 3000002664 | Annunciator | SPR.MISC.A252 | ZSPR_FREE | ZSPR | NOS | 2 | 0 | INR
2000 | Central Zone, Bhubaneswar | 2100 | EHT (O&M) Circle, Bhubaneswar | 2104 | EHT (O&M) Division, Khurda | C245 | 132/33 kV S/S S/D Arugul | 3000002664 | Annunciator | SPR.MISC.A252 | ZSPR_ACT | ZSPR | NOS | 8 | 28.82 | INR
2000 | Central Zone, Bhubaneswar | 2100 | EHT (O&M) Circle, Bhubaneswar | 2104 | EHT (O&M) Division, Khurda | C246 | 132/33 kV S/S S/D Banki | 3000002688 | AMMETER (0-800/1A) | SPR.MISC.A286 | ZSPR_FREE | ZSPR | NOS | 1 | 0 | INR
2000 | Central Zone, Bhubaneswar | 2100 | EHT (O&M) Circle, Bhubaneswar | 2104 | EHT (O&M) Division, Khurda | C247 | 220/33 kV T/L S/S S/D Nayagarh | 3000002692 | CONTACTTERMINAL BLOCK | SPR.MISC.A291 | ZSPR_ACT | ZSPR | NOS | 830 | 47011.2 | INR
2000 | Central Zone, Bhubaneswar | 2100 | EHT (O&M) Circle, Bhubaneswar | 2104 | EHT (O&M) Division, Khurda | C242 | 220/132/33 kV S/S S/D Atri | 3000002692 | CONTACTTERMINAL BLOCK | SPR.MISC.A291 | ZSPR_FREE | ZSPR | NOS | 11 | 0 | INR
2000 | Central Zone, Bhubaneswar | 2100 | EHT (O&M) Circle, Bhubaneswar | 2104 | EHT (O&M) Division, Khurda | C245 | 132/33 kV S/S S/D Arugul | 3000002710 | Silicagel Breather | SPR.MISC.A338 | ZSPR_FREE | ZSPR | NOS | 1 | 0 | INR
2000 | Central Zone, Bhubaneswar | 2100 | EHT (O&M) Circle, Bhubaneswar | 2104 | EHT (O&M) Division, Khurda | C242 | 220/132/33 kV S/S S/D Atri | 3000002710 | Silicagel Breather | SPR.MISC.A338 | ZSPR_SH | ZSPR | NOS | 7 | 0.01 | INR
2000 | Central Zone, Bhubaneswar | 2100 | EHT (O&M) Circle, Bhubaneswar | 2104 | EHT (O&M) Division, Khurda | C244 | 132/33 kV T/L S/S S/D Chandpur | 3000002720 | LA Clamp | SPR.MISC.A353 | ZSPR_ACT | ZSPR | NOS | 3 | 2725.34 | INR
2000 | Central Zone, Bhubaneswar | 2100 | EHT (O&M) Circle, Bhubaneswar | 2104 | EHT (O&M) Division, Khurda | C245 | 132/33 kV S/S S/D Arugul | 3000002729 | Electronic Hooter | SPR.MISC.A367 | ZSPR_ACT | ZSPR | NOS | 1 | 1 | INR
2000 | Central Zone, Bhubaneswar | 2100 | EHT (O&M) Circle, Bhubaneswar | 2104 | EHT (O&M) Division, Khurda | C242 | 220/132/33 kV S/S S/D Atri | 3000002750 | Push Button | SPR.MISC.A454 | ZSPR_FREE | ZSPR | NOS | 3 | 0 | INR
2000 | Central Zone, Bhubaneswar | 2100 | EHT (O&M) Circle, Bhubaneswar | 2104 | EHT (O&M) Division, Khurda | C245 | 132/33 kV S/S S/D Arugul | 3000002753 | Buzzer cum hooter (AC/DC type) | SPR.MISC.A462 | ZSPR_ACT | ZSPR | NOS | 1 | 1 | INR
2000 | Central Zone, Bhubaneswar | 2100 | EHT (O&M) Circle, Bhubaneswar | 2104 | EHT (O&M) Division, Khurda | C243 | 132/33 kV T/L S/S S/D Khurda | 3000002770 | AC/DC Distribution Board | SPR.MISC.A513 | ZSPR_ACT | ZSPR | NOS | 2 | 92748 | INR
2000 | Central Zone, Bhubaneswar | 2100 | EHT (O&M) Circle, Bhubaneswar | 2104 | EHT (O&M) Division, Khurda | C242 | 220/132/33 kV S/S S/D Atri | 3000002774 | RIGID BUS THROUGH TYPE TC ON BPI | SPR.MISC.A531 | ZSPR_FREE | ZSPR | NOS | 2 | 0 | INR
2000 | Central Zone, Bhubaneswar | 2100 | EHT (O&M) Circle, Bhubaneswar | 2104 | EHT (O&M) Division, Khurda | C244 | 132/33 kV T/L S/S S/D Chandpur | 3000002792 | CONTACTOR | SPR.MISC.A563 | ZSPR_ACT | ZSPR | NOS | 1 | 11210 | INR
2000 | Central Zone, Bhubaneswar | 2100 | EHT (O&M) Circle, Bhubaneswar | 2104 | EHT (O&M) Division, Khurda | C243 | 132/33 kV T/L S/S S/D Khurda | 3000002793 | AMMETER / CURRENT TRANSDUCER | SPR.MISC.A565 | ZSPR_ACT | ZSPR | NOS | 2 | 8012.37 | INR
2000 | Central Zone, Bhubaneswar | 2100 | EHT (O&M) Circle, Bhubaneswar | 2104 | EHT (O&M) Division, Khurda | C244 | 132/33 kV T/L S/S S/D Chandpur | 3000002793 | AMMETER / CURRENT TRANSDUCER | SPR.MISC.A565 | ZSPR_ACT | ZSPR | NOS | 2 | 8012.37 | INR
2000 | Central Zone, Bhubaneswar | 2100 | EHT (O&M) Circle, Bhubaneswar | 2104 | EHT (O&M) Division, Khurda | C247 | 220/33 kV T/L S/S S/D Nayagarh | 3000002793 | AMMETER / CURRENT TRANSDUCER | SPR.MISC.A565 | ZSPR_ACT | ZSPR | NOS | 1 | 4006.18 | INR
2000 | Central Zone, Bhubaneswar | 2100 | EHT (O&M) Circle, Bhubaneswar | 2104 | EHT (O&M) Division, Khurda | C246 | 132/33 kV S/S S/D Banki | 3000002808 | PROTECTION TRANSFER SWITCH | SPR.PNL.A002 | ZSPR_FREE | ZSPR | NOS | 2 | 0 | INR
2000 | Central Zone, Bhubaneswar | 2100 | EHT (O&M) Circle, Bhubaneswar | 2104 | EHT (O&M) Division, Khurda | C245 | 132/33 kV S/S S/D Arugul | 3000002813 | Protection Transfer Switch(NIT) | SPR.PNL33.A001 | ZSPR_FREE | ZSPR | NOS | 2 | 0 | INR
2000 | Central Zone, Bhubaneswar | 2100 | EHT (O&M) Circle, Bhubaneswar | 2104 | EHT (O&M) Division, Khurda | C242 | 220/132/33 kV S/S S/D Atri | 3000002813 | Protection Transfer Switch(NIT) | SPR.PNL33.A001 | ZSPR_FREE | ZSPR | NOS | 2 | 0 | INR
2000 | Central Zone, Bhubaneswar | 2100 | EHT (O&M) Circle, Bhubaneswar | 2104 | EHT (O&M) Division, Khurda | C244 | 132/33 kV T/L S/S S/D Chandpur | 3000002814 | Ammeter selector switch | SPR.PNL33.A002 | ZSPR_ACT | ZSPR | NOS | 2 | 1.5 | INR
2000 | Central Zone, Bhubaneswar | 2100 | EHT (O&M) Circle, Bhubaneswar | 2104 | EHT (O&M) Division, Khurda | C245 | 132/33 kV S/S S/D Arugul | 3000002814 | Ammeter selector switch | SPR.PNL33.A002 | ZSPR_ACT | ZSPR | NOS | 14 | 10.52 | INR
2000 | Central Zone, Bhubaneswar | 2100 | EHT (O&M) Circle, Bhubaneswar | 2104 | EHT (O&M) Division, Khurda | C242 | 220/132/33 kV S/S S/D Atri | 3000002814 | Ammeter selector switch | SPR.PNL33.A002 | ZSPR_FREE | ZSPR | NOS | 8 | 0 | INR
2000 | Central Zone, Bhubaneswar | 2100 | EHT (O&M) Circle, Bhubaneswar | 2104 | EHT (O&M) Division, Khurda | C246 | 132/33 kV S/S S/D Banki | 3000002814 | Ammeter selector switch | SPR.PNL33.A002 | ZSPR_FREE | ZSPR | NOS | 12 | 0 | INR
2000 | Central Zone, Bhubaneswar | 2100 | EHT (O&M) Circle, Bhubaneswar | 2104 | EHT (O&M) Division, Khurda | C242 | 220/132/33 kV S/S S/D Atri | 3000002815 | Voltmeter Selector Switch | SPR.PNL33.A003 | ZSPR_FREE | ZSPR | NOS | 8 | 0 | INR
2000 | Central Zone, Bhubaneswar | 2100 | EHT (O&M) Circle, Bhubaneswar | 2104 | EHT (O&M) Division, Khurda | C245 | 132/33 kV S/S S/D Arugul | 3000002815 | Voltmeter Selector Switch | SPR.PNL33.A003 | ZSPR_ACT | ZSPR | NOS | 12 | 5.55 | INR
2000 | Central Zone, Bhubaneswar | 2100 | EHT (O&M) Circle, Bhubaneswar | 2104 | EHT (O&M) Division, Khurda | C244 | 132/33 kV T/L S/S S/D Chandpur | 3000002815 | Voltmeter Selector Switch | SPR.PNL33.A003 | ZSPR_ACT | ZSPR | NOS | 1 | 0.46 | INR
2000 | Central Zone, Bhubaneswar | 2100 | EHT (O&M) Circle, Bhubaneswar | 2104 | EHT (O&M) Division, Khurda | C246 | 132/33 kV S/S S/D Banki | 3000002815 | Voltmeter Selector Switch | SPR.PNL33.A003 | ZSPR_FREE | ZSPR | NOS | 8 | 0 | INR
2000 | Central Zone, Bhubaneswar | 2100 | EHT (O&M) Circle, Bhubaneswar | 2104 | EHT (O&M) Division, Khurda | C242 | 220/132/33 kV S/S S/D Atri | 3000002816 | Voltmeter with Transducer of 33KV Panel | SPR.PNL33.A004 | ZSPR_FREE | ZSPR | NOS | 4 | 0 | INR
2000 | Central Zone, Bhubaneswar | 2100 | EHT (O&M) Circle, Bhubaneswar | 2104 | EHT (O&M) Division, Khurda | C245 | 132/33 kV S/S S/D Arugul | 3000002816 | Voltmeter with Transducer of 33KV Panel | SPR.PNL33.A004 | ZSPR_FREE | ZSPR | NOS | 2 | 0 | INR
2000 | Central Zone, Bhubaneswar | 2100 | EHT (O&M) Circle, Bhubaneswar | 2104 | EHT (O&M) Division, Khurda | C245 | 132/33 kV S/S S/D Arugul | 3000002817 | Ammeter with Transducer of 33KV Panel | SPR.PNL33.A005 | ZSPR_FREE | ZSPR | NOS | 2 | 0 | INR
2000 | Central Zone, Bhubaneswar | 2100 | EHT (O&M) Circle, Bhubaneswar | 2104 | EHT (O&M) Division, Khurda | C242 | 220/132/33 kV S/S S/D Atri | 3000002817 | Ammeter with Transducer of 33KV Panel | SPR.PNL33.A005 | ZSPR_FREE | ZSPR | NOS | 3 | 0 | INR
2000 | Central Zone, Bhubaneswar | 2100 | EHT (O&M) Circle, Bhubaneswar | 2104 | EHT (O&M) Division, Khurda | C244 | 132/33 kV T/L S/S S/D Chandpur | 3000002858 | Surge Monitor for 132/220 KV LA | SPR.SA220.A002 | ZSPR_ACT | ZSPR | NOS | 8 | 57203.69 | INR
2000 | Central Zone, Bhubaneswar | 2100 | EHT (O&M) Circle, Bhubaneswar | 2104 | EHT (O&M) Division, Khurda | C247 | 220/33 kV T/L S/S S/D Nayagarh | 3000002858 | Surge Monitor for 132/220 KV LA | SPR.SA220.A002 | ZSPR_ACT | ZSPR | NOS | 3 | 21451.39 | INR
2000 | Central Zone, Bhubaneswar | 2100 | EHT (O&M) Circle, Bhubaneswar | 2104 | EHT (O&M) Division, Khurda | C243 | 132/33 kV T/L S/S S/D Khurda | 3000002859 | 36KV SURGE MONITOR OF OBLM | SPR.SA36OBLM.A001 | ZSPR_ACT | ZSPR | NOS | 14 | 14 | INR
2000 | Central Zone, Bhubaneswar | 2100 | EHT (O&M) Circle, Bhubaneswar | 2104 | EHT (O&M) Division, Khurda | C242 | 220/132/33 kV S/S S/D Atri | 3000002918 | C Fan&motor 160MVA 220/132/33KV ASTM AT | SPR.TFR160ALSM.DA02 | ZSPR_FREE | ZSPR | NOS | 4 | 0 | INR
2000 | Central Zone, Bhubaneswar | 2100 | EHT (O&M) Circle, Bhubaneswar | 2104 | EHT (O&M) Division, Khurda | C242 | 220/132/33 kV S/S S/D Atri | 3000002919 | PRD-160MVA 220/132/33KV ASTM Auto Tfr | SPR.TFR160ALSM.DC01 | ZSPR_FREE | ZSPR | NOS | 2 | 0 | INR
2000 | Central Zone, Bhubaneswar | 2100 | EHT (O&M) Circle, Bhubaneswar | 2104 | EHT (O&M) Division, Khurda | C242 | 220/132/33 kV S/S S/D Atri | 3000002920 | OTI for 160MVA 220/132/33KV Alstom AT | SPR.TFR160ALSM.DC02 | ZSPR_FREE | ZSPR | SET | 2 | 0 | INR
2000 | Central Zone, Bhubaneswar | 2100 | EHT (O&M) Circle, Bhubaneswar | 2104 | EHT (O&M) Division, Khurda | C242 | 220/132/33 kV S/S S/D Atri | 3000002921 | WTI for 160MVA 220/132/33KV Alstom AT | SPR.TFR160ALSM.DC03 | ZSPR_FREE | ZSPR | SET | 2 | 0 | INR
2000 | Central Zone, Bhubaneswar | 2100 | EHT (O&M) Circle, Bhubaneswar | 2104 | EHT (O&M) Division, Khurda | C242 | 220/132/33 kV S/S S/D Atri | 3000002923 | OFI for 160MVA 220/132/33KV Alstom AT | SPR.TFR160ALSM.DC05 | ZSPR_FREE | ZSPR | NOS | 2 | 0 | INR
2000 | Central Zone, Bhubaneswar | 2100 | EHT (O&M) Circle, Bhubaneswar | 2104 | EHT (O&M) Division, Khurda | C242 | 220/132/33 kV S/S S/D Atri | 3000002925 | Starter&Relay-160MVA220/132/33KV ALSM AT | SPR.TFR160ALSM.DC07 | ZSPR_FREE | ZSPR | SET | 1 | 0 | INR
2000 | Central Zone, Bhubaneswar | 2100 | EHT (O&M) Circle, Bhubaneswar | 2104 | EHT (O&M) Division, Khurda | C242 | 220/132/33 kV S/S S/D Atri | 3000002926 | TPI for 160MVA 220/132/33KV Alstom AT | SPR.TFR160ALSM.DC08 | ZSPR_FREE | ZSPR | NOS | 1 | 0 | INR
2000 | Central Zone, Bhubaneswar | 2100 | EHT (O&M) Circle, Bhubaneswar | 2104 | EHT (O&M) Division, Khurda | C242 | 220/132/33 kV S/S S/D Atri | 3000002927 | Expansionjoint-160MVA 220-33KV Alstom AT | SPR.TFR160ALSM.DG01 | ZSPR_FREE | ZSPR | SET | 5 | 0 | INR
2000 | Central Zone, Bhubaneswar | 2100 | EHT (O&M) Circle, Bhubaneswar | 2104 | EHT (O&M) Division, Khurda | C247 | 220/33 kV T/L S/S S/D Nayagarh | 3000002977 | TPI(REMOTE) FOR 20MVA 220/33KV ASTM Tfr | SPR.TFR20ASTM.DB01 | ZSPR_ACT | ZSPR | NOS | 2 | 5000 | INR
2000 | Central Zone, Bhubaneswar | 2100 | EHT (O&M) Circle, Bhubaneswar | 2104 | EHT (O&M) Division, Khurda | C247 | 220/33 kV T/L S/S S/D Nayagarh | 3000002978 | BR of OLTC-20MVA 220/33KV ASTM Tfr | SPR.TFR20ASTM.DB02 | ZSPR_ACT | ZSPR | NOS | 1 | 7500.5 | INR
2000 | Central Zone, Bhubaneswar | 2100 | EHT (O&M) Circle, Bhubaneswar | 2104 | EHT (O&M) Division, Khurda | C247 | 220/33 kV T/L S/S S/D Nayagarh | 3000002979 | TAP CHANGER of 20MVA 220/33KV ASTM Tfr | SPR.TFR20ASTM.DB03 | ZSPR_ACT | ZSPR | NOS | 1 | 2500 | INR
2000 | Central Zone, Bhubaneswar | 2100 | EHT (O&M) Circle, Bhubaneswar | 2104 | EHT (O&M) Division, Khurda | C247 | 220/33 kV T/L S/S S/D Nayagarh | 3000002980 | OLTC DRIVE ASSEMBLY-20MVA220/33KVASTMTfr | SPR.TFR20ASTM.DB04 | ZSPR_ACT | ZSPR | NOS | 1 | 6000 | INR
2000 | Central Zone, Bhubaneswar | 2100 | EHT (O&M) Circle, Bhubaneswar | 2104 | EHT (O&M) Division, Khurda | C247 | 220/33 kV T/L S/S S/D Nayagarh | 3000002982 | WTI(LOCAL) FOR 20MVA 220/33KV ALSTOM Tfr | SPR.TFR20ASTM.DC01 | ZSPR_ACT | ZSPR | NOS | 2 | 5000 | INR
2000 | Central Zone, Bhubaneswar | 2100 | EHT (O&M) Circle, Bhubaneswar | 2104 | EHT (O&M) Division, Khurda | C247 | 220/33 kV T/L S/S S/D Nayagarh | 3000002983 | WTI(REMOTE) FOR 20MVA 220/33KV ASTM Tfr | SPR.TFR20ASTM.DC02 | ZSPR_ACT | ZSPR | NOS | 2 | 5000 | INR
2000 | Central Zone, Bhubaneswar | 2100 | EHT (O&M) Circle, Bhubaneswar | 2104 | EHT (O&M) Division, Khurda | C247 | 220/33 kV T/L S/S S/D Nayagarh | 3000002984 | OTI FOR 20MVA 220/33KV ALSTOM Tfr | SPR.TFR20ASTM.DC03 | ZSPR_ACT | ZSPR | NOS | 1 | 2500 | INR
2000 | Central Zone, Bhubaneswar | 2100 | EHT (O&M) Circle, Bhubaneswar | 2104 | EHT (O&M) Division, Khurda | C247 | 220/33 kV T/L S/S S/D Nayagarh | 3000002985 | MOLG FOR 20MVA 220/33KV ALSTOM Tfr | SPR.TFR20ASTM.DC04 | ZSPR_ACT | ZSPR | NOS | 2 | 5000 | INR
2000 | Central Zone, Bhubaneswar | 2100 | EHT (O&M) Circle, Bhubaneswar | 2104 | EHT (O&M) Division, Khurda | C247 | 220/33 kV T/L S/S S/D Nayagarh | 3000002987 | AUX.SUPPLY TRF 20MVA 220/33KV ASTM Tfr | SPR.TFR20ASTM.DC06 | ZSPR_ACT | ZSPR | NOS | 1 | 8500 | INR
2000 | Central Zone, Bhubaneswar | 2100 | EHT (O&M) Circle, Bhubaneswar | 2104 | EHT (O&M) Division, Khurda | C247 | 220/33 kV T/L S/S S/D Nayagarh | 3000002988 | P.R.V. (150) 20MVA 220/33KV ASTM Tfr | SPR.TFR20ASTM.DC07 | ZSPR_ACT | ZSPR | NOS | 2 | 5000 | INR
2000 | Central Zone, Bhubaneswar | 2100 | EHT (O&M) Circle, Bhubaneswar | 2104 | EHT (O&M) Division, Khurda | C247 | 220/33 kV T/L S/S S/D Nayagarh | 3000002989 | GASKET &O-RINGS 20MVA 220/33KV ASTM Tfr | SPR.TFR20ASTM.DD01 | ZSPR_ACT | ZSPR | NOS | 1 | 5000 | INR
2000 | Central Zone, Bhubaneswar | 2100 | EHT (O&M) Circle, Bhubaneswar | 2104 | EHT (O&M) Division, Khurda | C247 | 220/33 kV T/L S/S S/D Nayagarh | 3000002990 | VALVES FOR 20MVA 220/33KV ALSTOM Tfr | SPR.TFR20ASTM.DD03 | ZSPR_ACT | ZSPR | NOS | 2 | 500 | INR
2000 | Central Zone, Bhubaneswar | 2100 | EHT (O&M) Circle, Bhubaneswar | 2104 | EHT (O&M) Division, Khurda | C247 | 220/33 kV T/L S/S S/D Nayagarh | 3000002991 | F. SEPARATOR 20MVA 220/33KV ASTM Tfr | SPR.TFR20ASTM.DG01 | ZSPR_ACT | ZSPR | NOS | 1 | 500 | INR
2000 | Central Zone, Bhubaneswar | 2100 | EHT (O&M) Circle, Bhubaneswar | 2104 | EHT (O&M) Division, Khurda | C247 | 220/33 kV T/L S/S S/D Nayagarh | 3000002992 | ELECTRICAL ITEMS 20MVA 220/33KV ASTM Tfr | SPR.TFR20ASTM.DG02 | ZSPR_ACT | ZSPR | NOS | 2 | 2000 | INR
2000 | Central Zone, Bhubaneswar | 2100 | EHT (O&M) Circle, Bhubaneswar | 2104 | EHT (O&M) Division, Khurda | C247 | 220/33 kV T/L S/S S/D Nayagarh | 3000002993 | T. CONNECTOR 20MVA 220/33KV ASTM Tfr | SPR.TFR20ASTM.DG03 | ZSPR_ACT | ZSPR | NOS | 3 | 750 | INR
2000 | Central Zone, Bhubaneswar | 2100 | EHT (O&M) Circle, Bhubaneswar | 2104 | EHT (O&M) Division, Khurda | C247 | 220/33 kV T/L S/S S/D Nayagarh | 3000002994 | DUMMY PLATE FOR 20MVA 220/33KV ASTM Tfr | SPR.TFR20ASTM.DG04 | ZSPR_ACT | ZSPR | NOS | 89 | 8900 | INR
2000 | Central Zone, Bhubaneswar | 2100 | EHT (O&M) Circle, Bhubaneswar | 2104 | EHT (O&M) Division, Khurda | C242 | 220/132/33 kV S/S S/D Atri | 3000003000 | WTI(REMOTE) FOR 20MVA 132/33KV ASTM Tfr | SPR.TFR20ASTM.EC02 | ZSPR_FREE | ZSPR | NOS | 2 | 0 | INR
2000 | Central Zone, Bhubaneswar | 2100 | EHT (O&M) Circle, Bhubaneswar | 2104 | EHT (O&M) Division, Khurda | C242 | 220/132/33 kV S/S S/D Atri | 3000003032 | BUCHOLZ RELAY FOR 20MVA BHEL Tfr | SPR.TFR20BHEL.DC02 | ZSPR_FREE | ZSPR | NOS | 2 | 0 | INR
2000 | Central Zone, Bhubaneswar | 2100 | EHT (O&M) Circle, Bhubaneswar | 2104 | EHT (O&M) Division, Khurda | C242 | 220/132/33 kV S/S S/D Atri | 3000003033 | PRV FOR 20MVA 132/33KV BHEL Tfr | SPR.TFR20BHEL.EC10 | ZSPR_FREE | ZSPR | NOS | 2 | 0 | INR
2000 | Central Zone, Bhubaneswar | 2100 | EHT (O&M) Circle, Bhubaneswar | 2104 | EHT (O&M) Division, Khurda | C242 | 220/132/33 kV S/S S/D Atri | 3000003036 | Cooling Fan&Motor 132/33KV 20MVABHEL Tfr | SPR.TFR20BHEL.ED04 | ZSPR_FREE | ZSPR | NOS | 2 | 0 | INR
2000 | Central Zone, Bhubaneswar | 2100 | EHT (O&M) Circle, Bhubaneswar | 2104 | EHT (O&M) Division, Khurda | C242 | 220/132/33 kV S/S S/D Atri | 3000003037 | 132kV Bushing -132/33KV 20MVA BHEL Tfr | SPR.TFR20BHEL.ED05 | ZSPR_FREE | ZSPR | NOS | 2 | 0 | INR
2000 | Central Zone, Bhubaneswar | 2100 | EHT (O&M) Circle, Bhubaneswar | 2104 | EHT (O&M) Division, Khurda | C242 | 220/132/33 kV S/S S/D Atri | 3000003038 | 36KV Bushing 132/33KV 20MVA BHEL Tfr | SPR.TFR20BHEL.ED06 | ZSPR_FREE | ZSPR | NOS | 2 | 0 | INR
2000 | Central Zone, Bhubaneswar | 2100 | EHT (O&M) Circle, Bhubaneswar | 2104 | EHT (O&M) Division, Khurda | C242 | 220/132/33 kV S/S S/D Atri | 3000003039 | Fan Motor control-132/33KV 20MVA BHELTfr | SPR.TFR20BHEL.ED08 | ZSPR_FREE | ZSPR | NOS | 6 | 0 | INR
2000 | Central Zone, Bhubaneswar | 2100 | EHT (O&M) Circle, Bhubaneswar | 2104 | EHT (O&M) Division, Khurda | C242 | 220/132/33 kV S/S S/D Atri | 3000003040 | Power Contactor-132/33KV 20 MVA BHEL Tfr | SPR.TFR20BHEL.ED10 | ZSPR_FREE | ZSPR | NOS | 2 | 0 | INR
2000 | Central Zone, Bhubaneswar | 2100 | EHT (O&M) Circle, Bhubaneswar | 2104 | EHT (O&M) Division, Khurda | C242 | 220/132/33 kV S/S S/D Atri | 3000003043 | Fan SupplyBreaker 132/33KV 20MVA BHELTRF | SPR.TFR20BHEL.ED14 | ZSPR_FREE | ZSPR | NOS | 2 | 0 | INR
2000 | Central Zone, Bhubaneswar | 2100 | EHT (O&M) Circle, Bhubaneswar | 2104 | EHT (O&M) Division, Khurda | C242 | 220/132/33 kV S/S S/D Atri | 3000003046 | Time Delay Relay 132/33kV 20MVA BHEL Tfr | SPR.TFR20BHEL.ED17 | ZSPR_FREE | ZSPR | NOS | 2 | 0 | INR
2000 | Central Zone, Bhubaneswar | 2100 | EHT (O&M) Circle, Bhubaneswar | 2104 | EHT (O&M) Division, Khurda | C242 | 220/132/33 kV S/S S/D Atri | 3000003047 | MOLG 20MVA 132/33kV BHEL Tfr | SPR.TFR20BHEL.ED18 | ZSPR_FREE | ZSPR | NOS | 2 | 0 | INR
2000 | Central Zone, Bhubaneswar | 2100 | EHT (O&M) Circle, Bhubaneswar | 2104 | EHT (O&M) Division, Khurda | C242 | 220/132/33 kV S/S S/D Atri | 3000003048 | WTI(LOCAL) FOR 20MVA BHEL Tfr | SPR.TFR20BHEL.ED19 | ZSPR_FREE | ZSPR | NOS | 2 | 0 | INR
2000 | Central Zone, Bhubaneswar | 2100 | EHT (O&M) Circle, Bhubaneswar | 2104 | EHT (O&M) Division, Khurda | C242 | 220/132/33 kV S/S S/D Atri | 3000003049 | OTI 20MVA 132/33kV BHEL Tfr | SPR.TFR20BHEL.ED20 | ZSPR_FREE | ZSPR | NOS | 2 | 0 | INR
2000 | Central Zone, Bhubaneswar | 2100 | EHT (O&M) Circle, Bhubaneswar | 2104 | EHT (O&M) Division, Khurda | C242 | 220/132/33 kV S/S S/D Atri | 3000003050 | 10A S. Switch 132/33kV 20MVA BHEL Tfr | SPR.TFR20BHEL.ED22 | ZSPR_FREE | ZSPR | NOS | 2 | 0 | INR
2000 | Central Zone, Bhubaneswar | 2100 | EHT (O&M) Circle, Bhubaneswar | 2104 | EHT (O&M) Division, Khurda | C242 | 220/132/33 kV S/S S/D Atri | 3000003051 | HV N Bushing 132/33kV 20MVA BHEL Tfr | SPR.TFR20BHEL.ED25 | ZSPR_FREE | ZSPR | NOS | 2 | 0 | INR
2000 | Central Zone, Bhubaneswar | 2100 | EHT (O&M) Circle, Bhubaneswar | 2104 | EHT (O&M) Division, Khurda | C246 | 132/33 kV S/S S/D Banki | 3000003060 | WTI for 20MVA 132/33KV IMP Tfr | SPR.TFR20IMP.BC01 | ZSPR_FREE | ZSPR | NOS | 2 | 0 | INR
2000 | Central Zone, Bhubaneswar | 2100 | EHT (O&M) Circle, Bhubaneswar | 2104 | EHT (O&M) Division, Khurda | C246 | 132/33 kV S/S S/D Banki | 3000003061 | OTI with contacts 20MVA 132/33KV IMP Tfr | SPR.TFR20IMP.BC02 | ZSPR_FREE | ZSPR | NOS | 2 | 0 | INR
2000 | Central Zone, Bhubaneswar | 2100 | EHT (O&M) Circle, Bhubaneswar | 2104 | EHT (O&M) Division, Khurda | C246 | 132/33 kV S/S S/D Banki | 3000003062 | PRD of 20MVA 132/33KV IMP Tfr | SPR.TFR20IMP.BC03 | ZSPR_FREE | ZSPR | NOS | 2 | 0 | INR
2000 | Central Zone, Bhubaneswar | 2100 | EHT (O&M) Circle, Bhubaneswar | 2104 | EHT (O&M) Division, Khurda | C246 | 132/33 kV S/S S/D Banki | 3000003063 | MOLG for 20MVA 132/33KV IMP Tfr | SPR.TFR20IMP.BC04 | ZSPR_FREE | ZSPR | NOS | 1 | 0 | INR
2000 | Central Zone, Bhubaneswar | 2100 | EHT (O&M) Circle, Bhubaneswar | 2104 | EHT (O&M) Division, Khurda | C246 | 132/33 kV S/S S/D Banki | 3000003064 | CF with motor 20MVA 132/33KV IMP Tfr | SPR.TFR20IMP.BC05 | ZSPR_FREE | ZSPR | NOS | 2 | 0 | INR
2000 | Central Zone, Bhubaneswar | 2100 | EHT (O&M) Circle, Bhubaneswar | 2104 | EHT (O&M) Division, Khurda | C246 | 132/33 kV S/S S/D Banki | 3000003065 | Buchholz relay 20MVA 132/33KV IMP Tfr | SPR.TFR20IMP.BC06 | ZSPR_FREE | ZSPR | NOS | 2 | 0 | INR
2000 | Central Zone, Bhubaneswar | 2100 | EHT (O&M) Circle, Bhubaneswar | 2104 | EHT (O&M) Division, Khurda | C246 | 132/33 kV S/S S/D Banki | 3000003066 | Starter&Relay for 20MVA 132/33KV IMP Tfr | SPR.TFR20IMP.BC07 | ZSPR_FREE | ZSPR | NOS | 2 | 0 | INR
2000 | Central Zone, Bhubaneswar | 2100 | EHT (O&M) Circle, Bhubaneswar | 2104 | EHT (O&M) Division, Khurda | C246 | 132/33 kV S/S S/D Banki | 3000003067 | TPI (L & R) 20MVA 132/33KV IMP Tfr | SPR.TFR20IMP.BC08 | ZSPR_FREE | ZSPR | NOS | 2 | 0 | INR
2000 | Central Zone, Bhubaneswar | 2100 | EHT (O&M) Circle, Bhubaneswar | 2104 | EHT (O&M) Division, Khurda | C246 | 132/33 kV S/S S/D Banki | 3000003068 | Fuses control for 20MVA 132/33KV IMP Tfr | SPR.TFR20IMP.BC09 | ZSPR_FREE | ZSPR | NOS | 2 | 0 | INR
2000 | Central Zone, Bhubaneswar | 2100 | EHT (O&M) Circle, Bhubaneswar | 2104 | EHT (O&M) Division, Khurda | C246 | 132/33 kV S/S S/D Banki | 3000003069 | Lamps for20MVA 132/33KV IMP Tfr | SPR.TFR20IMP.BC10 | ZSPR_FREE | ZSPR | NOS | 2 | 0 | INR
2000 | Central Zone, Bhubaneswar | 2100 | EHT (O&M) Circle, Bhubaneswar | 2104 | EHT (O&M) Division, Khurda | C242 | 220/132/33 kV S/S S/D Atri | 3000003165 | DOOR SWITCH of 40MVA 132/33KV AREVA Tfr | SPR.TFR40ARVA.EC12 | ZSPR_FREE | ZSPR | NOS | 3 | 0 | INR
2000 | Central Zone, Bhubaneswar | 2100 | EHT (O&M) Circle, Bhubaneswar | 2104 | EHT (O&M) Division, Khurda | C243 | 132/33 kV T/L S/S S/D Khurda | 3000003191 | COOLING FAN 40MVA 132/33KV ASTM Tfr | SPR.TFR40ASTM.EA01 | ZSPR_SH | ZSPR | NOS | 1 | 1500 | INR
2000 | Central Zone, Bhubaneswar | 2100 | EHT (O&M) Circle, Bhubaneswar | 2104 | EHT (O&M) Division, Khurda | C243 | 132/33 kV T/L S/S S/D Khurda | 3000003192 | HEAVY CONTACTOR 40MVA 132/33KV ASTM Tfr | SPR.TFR40ASTM.EA02 | ZSPR_ACT | ZSPR | NOS | 1 | 200 | INR
2000 | Central Zone, Bhubaneswar | 2100 | EHT (O&M) Circle, Bhubaneswar | 2104 | EHT (O&M) Division, Khurda | C243 | 132/33 kV T/L S/S S/D Khurda | 3000003194 | SELECTOR SWITCH-40MVA 132/33KV ASTM Tfr | SPR.TFR40ASTM.EA04 | ZSPR_ACT | ZSPR | NOS | 1 | 100 | INR
2000 | Central Zone, Bhubaneswar | 2100 | EHT (O&M) Circle, Bhubaneswar | 2104 | EHT (O&M) Division, Khurda | C243 | 132/33 kV T/L S/S S/D Khurda | 3000003195 | RG SWITCH ON/OFF-40MVA 132/33KV ASTM Tfr | SPR.TFR40ASTM.EB01 | ZSPR_ACT | ZSPR | NOS | 1 | 100 | INR
2000 | Central Zone, Bhubaneswar | 2100 | EHT (O&M) Circle, Bhubaneswar | 2104 | EHT (O&M) Division, Khurda | C243 | 132/33 kV T/L S/S S/D Khurda | 3000003196 | TPI 40MVA 132/33KV ASTM Tfr | SPR.TFR40ASTM.EB02 | ZSPR_ACT | ZSPR | NOS | 1 | 100 | INR
2000 | Central Zone, Bhubaneswar | 2100 | EHT (O&M) Circle, Bhubaneswar | 2104 | EHT (O&M) Division, Khurda | C243 | 132/33 kV T/L S/S S/D Khurda | 3000003197 | OTI FOR 40MVA 132/33KV ALSTOM Tfr | SPR.TFR40ASTM.EC01 | ZSPR_ACT | ZSPR | NOS | 1 | 350 | INR
2000 | Central Zone, Bhubaneswar | 2100 | EHT (O&M) Circle, Bhubaneswar | 2104 | EHT (O&M) Division, Khurda | C243 | 132/33 kV T/L S/S S/D Khurda | 3000003198 | WTI FOR 40MVA 132/33KV ALSTOM Tfr | SPR.TFR40ASTM.EC02 | ZSPR_ACT | ZSPR | NOS | 1 | 350 | INR
2000 | Central Zone, Bhubaneswar | 2100 | EHT (O&M) Circle, Bhubaneswar | 2104 | EHT (O&M) Division, Khurda | C243 | 132/33 kV T/L S/S S/D Khurda | 3000003199 | PRV FOR 40MVA 132/33KV ALSTOM Tfr | SPR.TFR40ASTM.EC03 | ZSPR_ACT | ZSPR | NOS | 1 | 250 | INR
2000 | Central Zone, Bhubaneswar | 2100 | EHT (O&M) Circle, Bhubaneswar | 2104 | EHT (O&M) Division, Khurda | C243 | 132/33 kV T/L S/S S/D Khurda | 3000003200 | MOLG FOR 40MVA 132/33KV ALSTOM Tfr | SPR.TFR40ASTM.EC04 | ZSPR_ACT | ZSPR | NOS | 2 | 600 | INR
2000 | Central Zone, Bhubaneswar | 2100 | EHT (O&M) Circle, Bhubaneswar | 2104 | EHT (O&M) Division, Khurda | C243 | 132/33 kV T/L S/S S/D Khurda | 3000003201 | WTI CTOF LV 40MVA 132/33KV ASTM Tfr | SPR.TFR40ASTM.EC05 | ZSPR_ACT | ZSPR | NOS | 1 | 250 | INR
2000 | Central Zone, Bhubaneswar | 2100 | EHT (O&M) Circle, Bhubaneswar | 2104 | EHT (O&M) Division, Khurda | C243 | 132/33 kV T/L S/S S/D Khurda | 3000003202 | WTI CTOF HV 40MVA 132/33KV ASTM Tfr | SPR.TFR40ASTM.EC06 | ZSPR_ACT | ZSPR | NOS | 1 | 250 | INR
2000 | Central Zone, Bhubaneswar | 2100 | EHT (O&M) Circle, Bhubaneswar | 2104 | EHT (O&M) Division, Khurda | C243 | 132/33 kV T/L S/S S/D Khurda | 3000003203 | PRESURE GAUGE-40MVA 132/33KV ASTM Tfr | SPR.TFR40ASTM.EC07 | ZSPR_ACT | ZSPR | NOS | 2 | 1000 | INR
2000 | Central Zone, Bhubaneswar | 2100 | EHT (O&M) Circle, Bhubaneswar | 2104 | EHT (O&M) Division, Khurda | C243 | 132/33 kV T/L S/S S/D Khurda | 3000003204 | SAEALING ELEMENT FOR WTI /OTI | SPR.TFR40ASTM.EC08 | ZSPR_ACT | ZSPR | NOS | 2 | 500 | INR
2000 | Central Zone, Bhubaneswar | 2100 | EHT (O&M) Circle, Bhubaneswar | 2104 | EHT (O&M) Division, Khurda | C243 | 132/33 kV T/L S/S S/D Khurda | 3000003205 | SEALING SWITCH 40MVA 132/33KV ASTM Tfr | SPR.TFR40ASTM.EC09 | ZSPR_ACT | ZSPR | NOS | 1 | 100 | INR
2000 | Central Zone, Bhubaneswar | 2100 | EHT (O&M) Circle, Bhubaneswar | 2104 | EHT (O&M) Division, Khurda | C243 | 132/33 kV T/L S/S S/D Khurda | 3000003206 | SEALING SWITCH-40MVA 132/33KV ASTM Tfr | SPR.TFR40ASTM.EC10 | ZSPR_ACT | ZSPR | NOS | 1 | 100 | INR
2000 | Central Zone, Bhubaneswar | 2100 | EHT (O&M) Circle, Bhubaneswar | 2104 | EHT (O&M) Division, Khurda | C243 | 132/33 kV T/L S/S S/D Khurda | 3000003207 | OTI of 40MVA 132/33KV ASTM Tfr | SPR.TFR40ASTM.EC11 | ZSPR_ACT | ZSPR | NOS | 2 | 500 | INR
2000 | Central Zone, Bhubaneswar | 2100 | EHT (O&M) Circle, Bhubaneswar | 2104 | EHT (O&M) Division, Khurda | C243 | 132/33 kV T/L S/S S/D Khurda | 3000003208 | WTI of 40MVA 132/33KV ASTM Tfr | SPR.TFR40ASTM.EC12 | ZSPR_ACT | ZSPR | NOS | 1 | 50 | INR
2000 | Central Zone, Bhubaneswar | 2100 | EHT (O&M) Circle, Bhubaneswar | 2104 | EHT (O&M) Division, Khurda | C243 | 132/33 kV T/L S/S S/D Khurda | 3000003209 | EXPLOSION POT-40MVA 132/33KV ASTM Tfr | SPR.TFR40ASTM.EC13 | ZSPR_SH | ZSPR | NOS | 1 | 5000 | INR
2000 | Central Zone, Bhubaneswar | 2100 | EHT (O&M) Circle, Bhubaneswar | 2104 | EHT (O&M) Division, Khurda | C243 | 132/33 kV T/L S/S S/D Khurda | 3000003210 | PRESSURE SWITCH-40MVA 132/33KV ASTM Tfr | SPR.TFR40ASTM.EC15 | ZSPR_ACT | ZSPR | NOS | 2 | 1000 | INR
2000 | Central Zone, Bhubaneswar | 2100 | EHT (O&M) Circle, Bhubaneswar | 2104 | EHT (O&M) Division, Khurda | C243 | 132/33 kV T/L S/S S/D Khurda | 3000003211 | BET VALVE of 40MVA 132/33KV ASTM Tfr | SPR.TFR40ASTM.ED01 | ZSPR_ACT | ZSPR | NOS | 1 | 500 | INR
2000 | Central Zone, Bhubaneswar | 2100 | EHT (O&M) Circle, Bhubaneswar | 2104 | EHT (O&M) Division, Khurda | C243 | 132/33 kV T/L S/S S/D Khurda | 3000003212 | Hydrualic Jack for 40MVA AlstomTFR | SPR.TFR40ASTM.ED02 | ZSPR_SH | ZSPR | NOS | 4 | 20000 | INR
2000 | Central Zone, Bhubaneswar | 2100 | EHT (O&M) Circle, Bhubaneswar | 2104 | EHT (O&M) Division, Khurda | C243 | 132/33 kV T/L S/S S/D Khurda | 3000003213 | BORE BET VALVE FOR 40MVA ALSTOM TFR | SPR.TFR40ASTM.ED03 | ZSPR_ACT | ZSPR | NOS | 2 | 1000 | INR
2000 | Central Zone, Bhubaneswar | 2100 | EHT (O&M) Circle, Bhubaneswar | 2104 | EHT (O&M) Division, Khurda | C243 | 132/33 kV T/L S/S S/D Khurda | 3000003214 | GASKET 40MVA 132/33KV ASTM Tfr | SPR.TFR40ASTM.EE01 | ZSPR_ACT | ZSPR | NOS | 3 | 150 | INR
2000 | Central Zone, Bhubaneswar | 2100 | EHT (O&M) Circle, Bhubaneswar | 2104 | EHT (O&M) Division, Khurda | C243 | 132/33 kV T/L S/S S/D Khurda | 3000003216 | C. FAN & MOTOR-40MVA 220/33KV BHEL Tfr | SPR.TFR40BHEL.DA01 | ZSPR_ACT | ZSPR | NOS | 4 | 55960 | INR
2000 | Central Zone, Bhubaneswar | 2100 | EHT (O&M) Circle, Bhubaneswar | 2104 | EHT (O&M) Division, Khurda | C245 | 132/33 kV S/S S/D Arugul | 3000003229 | COOLING FAN FOR 40MVA 132/33KV BHEL Tfr | SPR.TFR40BHEL.EA01 | ZSPR_FREE | ZSPR | NOS | 3 | 0 | INR
2000 | Central Zone, Bhubaneswar | 2100 | EHT (O&M) Circle, Bhubaneswar | 2104 | EHT (O&M) Division, Khurda | C243 | 132/33 kV T/L S/S S/D Khurda | 3000003229 | COOLING FAN FOR 40MVA 132/33KV BHEL Tfr | SPR.TFR40BHEL.EA01 | ZSPR_ACT | ZSPR | NOS | 1 | 6039 | INR
2000 | Central Zone, Bhubaneswar | 2100 | EHT (O&M) Circle, Bhubaneswar | 2104 | EHT (O&M) Division, Khurda | C242 | 220/132/33 kV S/S S/D Atri | 3000003235 | AUX CONTACTOR FOR 132/33KV 40MVA BHELTfr | SPR.TFR40BHEL.EA07 | ZSPR_FREE | ZSPR | NOS | 4 | 0 | INR
2000 | Central Zone, Bhubaneswar | 2100 | EHT (O&M) Circle, Bhubaneswar | 2104 | EHT (O&M) Division, Khurda | C245 | 132/33 kV S/S S/D Arugul | 3000003240 | PRV FOR 40MVA 132/33KV BHEL Tfr | SPR.TFR40BHEL.EC02 | ZSPR_FREE | ZSPR | NOS | 3 | 0 | INR
2000 | Central Zone, Bhubaneswar | 2100 | EHT (O&M) Circle, Bhubaneswar | 2104 | EHT (O&M) Division, Khurda | C243 | 132/33 kV T/L S/S S/D Khurda | 3000003240 | PRV FOR 40MVA 132/33KV BHEL Tfr | SPR.TFR40BHEL.EC02 | ZSPR_ACT | ZSPR | NOS | 1 | 6212.6 | INR
2000 | Central Zone, Bhubaneswar | 2100 | EHT (O&M) Circle, Bhubaneswar | 2104 | EHT (O&M) Division, Khurda | C243 | 132/33 kV T/L S/S S/D Khurda | 3000003241 | WTI FOR 40MVA 132/33KV BHEL Tfr | SPR.TFR40BHEL.EC03 | ZSPR_ACT | ZSPR | NOS | 2 | 23229.8 | INR
2000 | Central Zone, Bhubaneswar | 2100 | EHT (O&M) Circle, Bhubaneswar | 2104 | EHT (O&M) Division, Khurda | C245 | 132/33 kV S/S S/D Arugul | 3000003241 | WTI FOR 40MVA 132/33KV BHEL Tfr | SPR.TFR40BHEL.EC03 | ZSPR_FREE | ZSPR | NOS | 3 | 0 | INR
2000 | Central Zone, Bhubaneswar | 2100 | EHT (O&M) Circle, Bhubaneswar | 2104 | EHT (O&M) Division, Khurda | C245 | 132/33 kV S/S S/D Arugul | 3000003242 | OTI FOR 40MVA 132/33KV BHEL Tfr | SPR.TFR40BHEL.EC05 | ZSPR_FREE | ZSPR | NOS | 3 | 0 | INR
2000 | Central Zone, Bhubaneswar | 2100 | EHT (O&M) Circle, Bhubaneswar | 2104 | EHT (O&M) Division, Khurda | C243 | 132/33 kV T/L S/S S/D Khurda | 3000003242 | OTI FOR 40MVA 132/33KV BHEL Tfr | SPR.TFR40BHEL.EC05 | ZSPR_ACT | ZSPR | NOS | 2 | 23229.8 | INR
2000 | Central Zone, Bhubaneswar | 2100 | EHT (O&M) Circle, Bhubaneswar | 2104 | EHT (O&M) Division, Khurda | C245 | 132/33 kV S/S S/D Arugul | 3000003244 | BUCHHOLZRELAY FOR 40MVA 132/33KV BHELTfr | SPR.TFR40BHEL.EC07 | ZSPR_FREE | ZSPR | NOS | 2 | 0 | INR
2000 | Central Zone, Bhubaneswar | 2100 | EHT (O&M) Circle, Bhubaneswar | 2104 | EHT (O&M) Division, Khurda | C243 | 132/33 kV T/L S/S S/D Khurda | 3000003244 | BUCHHOLZRELAY FOR 40MVA 132/33KV BHELTfr | SPR.TFR40BHEL.EC07 | ZSPR_ACT | ZSPR | NOS | 1 | 6453 | INR
2000 | Central Zone, Bhubaneswar | 2100 | EHT (O&M) Circle, Bhubaneswar | 2104 | EHT (O&M) Division, Khurda | C243 | 132/33 kV T/L S/S S/D Khurda | 3000003245 | MOLG FOR 40MVA 132/33KV BHEL Tfr | SPR.TFR40BHEL.EC08 | ZSPR_ACT | ZSPR | NOS | 1 | 3328 | INR
2000 | Central Zone, Bhubaneswar | 2100 | EHT (O&M) Circle, Bhubaneswar | 2104 | EHT (O&M) Division, Khurda | C245 | 132/33 kV S/S S/D Arugul | 3000003245 | MOLG FOR 40MVA 132/33KV BHEL Tfr | SPR.TFR40BHEL.EC08 | ZSPR_FREE | ZSPR | NOS | 2 | 0 | INR
2000 | Central Zone, Bhubaneswar | 2100 | EHT (O&M) Circle, Bhubaneswar | 2104 | EHT (O&M) Division, Khurda | C243 | 132/33 kV T/L S/S S/D Khurda | 3000003246 | TPI FOR 132/33KV 40MVA BHEL Tfr | SPR.TFR40BHEL.EC10 | ZSPR_ACT | ZSPR | NOS | 1 | 7065.67 | INR
2000 | Central Zone, Bhubaneswar | 2100 | EHT (O&M) Circle, Bhubaneswar | 2104 | EHT (O&M) Division, Khurda | C243 | 132/33 kV T/L S/S S/D Khurda | 3000003247 | HV BUSHING FOR 40 MVA 132/33KV BHEL Tfr | SPR.TFR40BHEL.EF01 | ZSPR_ACT | ZSPR | NOS | 1 | 118484.5 | INR
2000 | Central Zone, Bhubaneswar | 2100 | EHT (O&M) Circle, Bhubaneswar | 2104 | EHT (O&M) Division, Khurda | C245 | 132/33 kV S/S S/D Arugul | 3000003247 | HV BUSHING FOR 40 MVA 132/33KV BHEL Tfr | SPR.TFR40BHEL.EF01 | ZSPR_FREE | ZSPR | NOS | 2 | 0 | INR
2000 | Central Zone, Bhubaneswar | 2100 | EHT (O&M) Circle, Bhubaneswar | 2104 | EHT (O&M) Division, Khurda | C245 | 132/33 kV S/S S/D Arugul | 3000003248 | LV BUSHING FOR 40 MVA 132/33KV BHEL Tfr | SPR.TFR40BHEL.EF02 | ZSPR_FREE | ZSPR | NOS | 5 | 0 | INR
2000 | Central Zone, Bhubaneswar | 2100 | EHT (O&M) Circle, Bhubaneswar | 2104 | EHT (O&M) Division, Khurda | C243 | 132/33 kV T/L S/S S/D Khurda | 3000003248 | LV BUSHING FOR 40 MVA 132/33KV BHEL Tfr | SPR.TFR40BHEL.EF02 | ZSPR_ACT | ZSPR | NOS | 1 | 25055.2 | INR
2000 | Central Zone, Bhubaneswar | 2100 | EHT (O&M) Circle, Bhubaneswar | 2104 | EHT (O&M) Division, Khurda | C243 | 132/33 kV T/L S/S S/D Khurda | 3000003249 | HV N bushing for 40MVA 132/33kV BHEL Tfr | SPR.TFR40BHEL.EF03 | ZSPR_ACT | ZSPR | NOS | 1 | 24425.33 | INR
2000 | Central Zone, Bhubaneswar | 2100 | EHT (O&M) Circle, Bhubaneswar | 2104 | EHT (O&M) Division, Khurda | C243 | 132/33 kV T/L S/S S/D Khurda | 3000003250 | STARTER FOR 40MVA 132/33KV BHEL Tfr | SPR.TFR40BHEL.EF04 | ZSPR_ACT | ZSPR | NOS | 1 | 26795.5 | INR
2000 | Central Zone, Bhubaneswar | 2100 | EHT (O&M) Circle, Bhubaneswar | 2104 | EHT (O&M) Division, Khurda | C243 | 132/33 kV T/L S/S S/D Khurda | 3000003251 | FUSES FOR 40MVA 132/33KV BHEL Tfr | SPR.TFR40BHEL.EF05 | ZSPR_ACT | ZSPR | NOS | 1 | 15197 | INR
2000 | Central Zone, Bhubaneswar | 2100 | EHT (O&M) Circle, Bhubaneswar | 2104 | EHT (O&M) Division, Khurda | C243 | 132/33 kV T/L S/S S/D Khurda | 3000003252 | LAMPS FOR 40MVA 132/33KV BHEL Tfr | SPR.TFR40BHEL.EF06 | ZSPR_ACT | ZSPR | NOS | 1 | 15197 | INR
2000 | Central Zone, Bhubaneswar | 2100 | EHT (O&M) Circle, Bhubaneswar | 2104 | EHT (O&M) Division, Khurda | C244 | 132/33 kV T/L S/S S/D Chandpur | 3000003286 | Minilec phase failure relay | SPR.TFR40TR.DA07 | ZSPR_ACT | ZSPR | NOS | 1 | 1640.2 | INR
2000 | Central Zone, Bhubaneswar | 2100 | EHT (O&M) Circle, Bhubaneswar | 2104 | EHT (O&M) Division, Khurda | C247 | 220/33 kV T/L S/S S/D Nayagarh | 3000003287 | MOLG FOR 40MVA 220/33KV TR MAKE Tfr | SPR.TFR40TR.DC04 | ZSPR_ACT | ZSPR | NOS | 1 | 100 | INR
2000 | Central Zone, Bhubaneswar | 2100 | EHT (O&M) Circle, Bhubaneswar | 2104 | EHT (O&M) Division, Khurda | C247 | 220/33 kV T/L S/S S/D Nayagarh | 3000003288 | OTI FOR 40MVA 220/33KV TR Tfr | SPR.TFR40TR.DC05 | ZSPR_ACT | ZSPR | NOS | 2 | 5000 | INR
2000 | Central Zone, Bhubaneswar | 2100 | EHT (O&M) Circle, Bhubaneswar | 2104 | EHT (O&M) Division, Khurda | C247 | 220/33 kV T/L S/S S/D Nayagarh | 3000003289 | PRD FOR 40MVA 220/33KV TR MAKE Tfr | SPR.TFR40TR.DC06 | ZSPR_ACT | ZSPR | NOS | 2 | 5000 | INR
2000 | Central Zone, Bhubaneswar | 2100 | EHT (O&M) Circle, Bhubaneswar | 2104 | EHT (O&M) Division, Khurda | C247 | 220/33 kV T/L S/S S/D Nayagarh | 3000003290 | STARTER RELAY FOR 40MVA 220/33KV TR Tfr | SPR.TFR40TR.DC07 | ZSPR_ACT | ZSPR | SET | 1 | 2500 | INR
2000 | Central Zone, Bhubaneswar | 2100 | EHT (O&M) Circle, Bhubaneswar | 2104 | EHT (O&M) Division, Khurda | C247 | 220/33 kV T/L S/S S/D Nayagarh | 3000003291 | WTI FOR 40MVA 220/33KV TR MAKE Tfr | SPR.TFR40TR.DC08 | ZSPR_ACT | ZSPR | NOS | 2 | 5000 | INR
2000 | Central Zone, Bhubaneswar | 2100 | EHT (O&M) Circle, Bhubaneswar | 2104 | EHT (O&M) Division, Khurda | C247 | 220/33 kV T/L S/S S/D Nayagarh | 3000003292 | REMOTE OF OTI FOR 40MVA 220/33KV TR Tfr | SPR.TFR40TR.DC10 | ZSPR_ACT | ZSPR | NOS | 1 | 2500 | INR
2000 | Central Zone, Bhubaneswar | 2100 | EHT (O&M) Circle, Bhubaneswar | 2104 | EHT (O&M) Division, Khurda | C247 | 220/33 kV T/L S/S S/D Nayagarh | 3000003293 | DG WTI FOR 40MVA 220/33KV TR Tfr | SPR.TFR40TR.DC11 | ZSPR_ACT | ZSPR | NOS | 1 | 2500 | INR
2000 | Central Zone, Bhubaneswar | 2100 | EHT (O&M) Circle, Bhubaneswar | 2104 | EHT (O&M) Division, Khurda | C243 | 132/33 kV T/L S/S S/D Khurda | 3000003294 | CCU of OTI for Transformer | SPR.TFR40TR.DC12 | ZSPR_ACT | ZSPR | NOS | 5 | 16658.85 | INR
2000 | Central Zone, Bhubaneswar | 2100 | EHT (O&M) Circle, Bhubaneswar | 2104 | EHT (O&M) Division, Khurda | C247 | 220/33 kV T/L S/S S/D Nayagarh | 3000003294 | CCU of OTI for Transformer | SPR.TFR40TR.DC12 | ZSPR_ACT | ZSPR | NOS | 8 | 26654.15 | INR
2000 | Central Zone, Bhubaneswar | 2100 | EHT (O&M) Circle, Bhubaneswar | 2104 | EHT (O&M) Division, Khurda | C247 | 220/33 kV T/L S/S S/D Nayagarh | 3000003295 | CCU of WTI for Transformer | SPR.TFR40TR.DC13 | ZSPR_ACT | ZSPR | NOS | 13 | 47832.65 | INR
2000 | Central Zone, Bhubaneswar | 2100 | EHT (O&M) Circle, Bhubaneswar | 2104 | EHT (O&M) Division, Khurda | C243 | 132/33 kV T/L S/S S/D Khurda | 3000003295 | CCU of WTI for Transformer | SPR.TFR40TR.DC13 | ZSPR_ACT | ZSPR | NOS | 10 | 36794.35 | INR
2000 | Central Zone, Bhubaneswar | 2100 | EHT (O&M) Circle, Bhubaneswar | 2104 | EHT (O&M) Division, Khurda | C247 | 220/33 kV T/L S/S S/D Nayagarh | 3000003296 | PT SENSOR OF OTI FOR 40MVA TR MAKE Tfr | SPR.TFR40TR.DC14 | ZSPR_ACT | ZSPR | NOS | 1 | 5000 | INR
2000 | Central Zone, Bhubaneswar | 2100 | EHT (O&M) Circle, Bhubaneswar | 2104 | EHT (O&M) Division, Khurda | C247 | 220/33 kV T/L S/S S/D Nayagarh | 3000003297 | PT SENSOR OF WTI FOR 40MVA TR MAKE Tfr | SPR.TFR40TR.DC15 | ZSPR_ACT | ZSPR | NOS | 1 | 5000 | INR
2000 | Central Zone, Bhubaneswar | 2100 | EHT (O&M) Circle, Bhubaneswar | 2104 | EHT (O&M) Division, Khurda | C247 | 220/33 kV T/L S/S S/D Nayagarh | 3000003298 | BUCHOLTZ RELAY FOR 40MVA 220/33KV TR Tfr | SPR.TFR40TR.DC17 | ZSPR_ACT | ZSPR | NOS | 1 | 7500.5 | INR
2000 | Central Zone, Bhubaneswar | 2100 | EHT (O&M) Circle, Bhubaneswar | 2104 | EHT (O&M) Division, Khurda | C247 | 220/33 kV T/L S/S S/D Nayagarh | 3000003300 | 33KV PI FOR 40MVA 220/33KV TR MAKE Tfr | SPR.TFR40TR.DG02 | ZSPR_ACT | ZSPR | NOS | 1 | 5000 | INR
2000 | Central Zone, Bhubaneswar | 2100 | EHT (O&M) Circle, Bhubaneswar | 2104 | EHT (O&M) Division, Khurda | C247 | 220/33 kV T/L S/S S/D Nayagarh | 3000003301 | TUBE FOR 40MVA 220/33KV TR MAKE Tfr | SPR.TFR40TR.DG03 | ZSPR_ACT | ZSPR | NOS | 1 | 1 | INR
2000 | Central Zone, Bhubaneswar | 2100 | EHT (O&M) Circle, Bhubaneswar | 2104 | EHT (O&M) Division, Khurda | C247 | 220/33 kV T/L S/S S/D Nayagarh | 3000003302 | METAL LUG FOR 40MVA 220/33KV TR MAKE Tfr | SPR.TFR40TR.DG06 | ZSPR_ACT | ZSPR | NOS | 1 | 1 | INR
2000 | Central Zone, Bhubaneswar | 2100 | EHT (O&M) Circle, Bhubaneswar | 2104 | EHT (O&M) Division, Khurda | C247 | 220/33 kV T/L S/S S/D Nayagarh | 3000003303 | DUMMY PLATE FOR 40MVA 220/33KV TR Tfr | SPR.TFR40TR.DG07 | ZSPR_ACT | ZSPR | NOS | 64 | 4160 | INR
2000 | Central Zone, Bhubaneswar | 2100 | EHT (O&M) Circle, Bhubaneswar | 2104 | EHT (O&M) Division, Khurda | C247 | 220/33 kV T/L S/S S/D Nayagarh | 3000003306 | TPI FOR 40MVA TR MAKE Tfr | SPR.TFR40TR.EB01 | ZSPR_ACT | ZSPR | NOS | 2 | 2 | INR
2000 | Central Zone, Bhubaneswar | 2100 | EHT (O&M) Circle, Bhubaneswar | 2104 | EHT (O&M) Division, Khurda | C247 | 220/33 kV T/L S/S S/D Nayagarh | 3000003308 | B. RELAY FOR 40MVA 132/33KV TR MAKE Tfr | SPR.TFR40TR.EC01 | ZSPR_ACT | ZSPR | NOS | 1 | 1 | INR
2000 | Central Zone, Bhubaneswar | 2100 | EHT (O&M) Circle, Bhubaneswar | 2104 | EHT (O&M) Division, Khurda | C247 | 220/33 kV T/L S/S S/D Nayagarh | 3000003309 | MOLG FOR 40MVA 132/33KV TR MAKE Tfr | SPR.TFR40TR.EC02 | ZSPR_ACT | ZSPR | NOS | 1 | 1 | INR
2000 | Central Zone, Bhubaneswar | 2100 | EHT (O&M) Circle, Bhubaneswar | 2104 | EHT (O&M) Division, Khurda | C247 | 220/33 kV T/L S/S S/D Nayagarh | 3000003312 | FUSES CONTROL FOR 40MVA TR MAKE Tfr | SPR.TFR40TR.EC09 | ZSPR_ACT | ZSPR | NOS | 1 | 1 | INR
2000 | Central Zone, Bhubaneswar | 2100 | EHT (O&M) Circle, Bhubaneswar | 2104 | EHT (O&M) Division, Khurda | C247 | 220/33 kV T/L S/S S/D Nayagarh | 3000003313 | LAMP INDICATIVE FOR 40MVA TR MAKE Tfr | SPR.TFR40TR.EC38 | ZSPR_ACT | ZSPR | NOS | 1 | 97 | INR
2000 | Central Zone, Bhubaneswar | 2100 | EHT (O&M) Circle, Bhubaneswar | 2104 | EHT (O&M) Division, Khurda | C244 | 132/33 kV T/L S/S S/D Chandpur | 3000003368 | 132KV-CT Clamp(Bimetallic, Single Moose) | SS.CLAMP.A017 | ZSPR_ACT | ZSPR | NOS | 1 | 740 | INR
2000 | Central Zone, Bhubaneswar | 2100 | EHT (O&M) Circle, Bhubaneswar | 2104 | EHT (O&M) Division, Khurda | C245 | 132/33 kV S/S S/D Arugul | 3000003384 | 33 KV Isolator pad clamp | SS.CLAMP.A038 | ZSPR_ACT | ZSPR | NOS | 7 | 4648.7 | INR
2000 | Central Zone, Bhubaneswar | 2100 | EHT (O&M) Circle, Bhubaneswar | 2104 | EHT (O&M) Division, Khurda | C244 | 132/33 kV T/L S/S S/D Chandpur | 3000003386 | 33 KV Isolator pad clamp for Section Iso | SS.CLAMP.A040 | ZSPR_ACT | ZSPR | NOS | 3 | 3699.3 | INR
2000 | Central Zone, Bhubaneswar | 2100 | EHT (O&M) Circle, Bhubaneswar | 2104 | EHT (O&M) Division, Khurda | C244 | 132/33 kV T/L S/S S/D Chandpur | 3000003387 | 33 KV PI Clamp | SS.CLAMP.A041 | ZSPR_ACT | ZSPR | NOS | 1 | 825 | INR
2000 | Central Zone, Bhubaneswar | 2100 | EHT (O&M) Circle, Bhubaneswar | 2104 | EHT (O&M) Division, Khurda | C243 | 132/33 kV T/L S/S S/D Khurda | 3000003402 | Equipment structure of CVT for 132KV | STRS.132EQPT.A019 | ZSPR_ACT | ZSPR | MT | 0.69 | 68663.29 | INR
2000 | Central Zone, Bhubaneswar | 2100 | EHT (O&M) Circle, Bhubaneswar | 2104 | EHT (O&M) Division, Khurda | C243 | 132/33 kV T/L S/S S/D Khurda | 3000003434 | Equipment structure-33kV SI with ES | STRS.33EQPT.A009 | ZSPR_ACT | ZSPR | MT | 2 | 90000 | INR
2000 | Central Zone, Bhubaneswar | 2100 | EHT (O&M) Circle, Bhubaneswar | 2104 | EHT (O&M) Division, Khurda | C244 | 132/33 kV T/L S/S S/D Chandpur | 3000003435 | Equipment structure - 33kV CT/NCT | STRS.33EQPT.A010 | ZSPR_ACT | ZSPR | MT | 0.29 | 13707.55 | INR
2000 | Central Zone, Bhubaneswar | 2100 | EHT (O&M) Circle, Bhubaneswar | 2104 | EHT (O&M) Division, Khurda | C245 | 132/33 kV S/S S/D Arugul | 3000003435 | Equipment structure - 33kV CT/NCT | STRS.33EQPT.A010 | ZSPR_SH | ZSPR | MT | 0.2 | 0.2 | INR
2000 | Central Zone, Bhubaneswar | 2100 | EHT (O&M) Circle, Bhubaneswar | 2104 | EHT (O&M) Division, Khurda | C243 | 132/33 kV T/L S/S S/D Khurda | 3000003435 | Equipment structure - 33kV CT/NCT | STRS.33EQPT.A010 | ZSPR_ACT | ZSPR | MT | 0.936 | 44242.32 | INR
2000 | Central Zone, Bhubaneswar | 2100 | EHT (O&M) Circle, Bhubaneswar | 2104 | EHT (O&M) Division, Khurda | C243 | 132/33 kV T/L S/S S/D Khurda | 3000003437 | Equipment structure-33kV SI w/o ES | STRS.33EQPT.A012 | ZSPR_ACT | ZSPR | MT | 0.408 | 26310.39 | INR
2000 | Central Zone, Bhubaneswar | 2100 | EHT (O&M) Circle, Bhubaneswar | 2104 | EHT (O&M) Division, Khurda | C243 | 132/33 kV T/L S/S S/D Khurda | 3000003437 | Equipment structure-33kV SI w/o ES | STRS.33EQPT.A012 | ZSPR_THEFT | ZSPR | MT | 0.061 | 5076.61 | INR
2000 | Central Zone, Bhubaneswar | 2100 | EHT (O&M) Circle, Bhubaneswar | 2104 | EHT (O&M) Division, Khurda | C243 | 132/33 kV T/L S/S S/D Khurda | 3000003439 | Equipment structure of LA/SA for 33KV | STRS.33EQPT.A014 | ZSPR_ACT | ZSPR | MT | 0.628 | 42986.94 | INR
2000 | Central Zone, Bhubaneswar | 2100 | EHT (O&M) Circle, Bhubaneswar | 2104 | EHT (O&M) Division, Khurda | C243 | 132/33 kV T/L S/S S/D Khurda | 3000003439 | Equipment structure of LA/SA for 33KV | STRS.33EQPT.A014 | ZSPR_THEFT | ZSPR | MT | 0.546 | 37373.99 | INR
2000 | Central Zone, Bhubaneswar | 2100 | EHT (O&M) Circle, Bhubaneswar | 2104 | EHT (O&M) Division, Khurda | C243 | 132/33 kV T/L S/S S/D Khurda | 3000003440 | Equipment structure of PI for 33KV | STRS.33EQPT.A017 | ZSPR_ACT | ZSPR | MT | 0.265 | 20586.52 | INR
2000 | Central Zone, Bhubaneswar | 2100 | EHT (O&M) Circle, Bhubaneswar | 2104 | EHT (O&M) Division, Khurda | C247 | 220/33 kV T/L S/S S/D Nayagarh | 3000003443 | Substation Assorted Structure as per BoQ | STRS.ASSORTED.A001 | ZSPR_ACT | ZSPR | MT | 1 | 1 | INR
2000 | Central Zone, Bhubaneswar | 2100 | EHT (O&M) Circle, Bhubaneswar | 2104 | EHT (O&M) Division, Khurda | C247 | 220/33 kV T/L S/S S/D Nayagarh | 3000003452 | VOLTAGE TRANSDUCER | TEL.MISC.A578 | ZSPR_ACT | ZSPR | NOS | 2 | 6677.31 | INR
2000 | Central Zone, Bhubaneswar | 2100 | EHT (O&M) Circle, Bhubaneswar | 2104 | EHT (O&M) Division, Khurda | C244 | 132/33 kV T/L S/S S/D Chandpur | 3000003452 | VOLTAGE TRANSDUCER | TEL.MISC.A578 | ZSPR_ACT | ZSPR | NOS | 2 | 6677.3 | INR
2000 | Central Zone, Bhubaneswar | 2100 | EHT (O&M) Circle, Bhubaneswar | 2104 | EHT (O&M) Division, Khurda | C243 | 132/33 kV T/L S/S S/D Khurda | 3000003452 | VOLTAGE TRANSDUCER | TEL.MISC.A578 | ZSPR_ACT | ZSPR | NOS | 2 | 6677.31 | INR
2000 | Central Zone, Bhubaneswar | 2100 | EHT (O&M) Circle, Bhubaneswar | 2104 | EHT (O&M) Division, Khurda | C244 | 132/33 kV T/L S/S S/D Chandpur | 3000003454 | MVAR TRANSDUCER | TEL.SPR.MISC.A564 | ZSPR_ACT | ZSPR | NOS | 2 | 0.02 | INR
2000 | Central Zone, Bhubaneswar | 2100 | EHT (O&M) Circle, Bhubaneswar | 2104 | EHT (O&M) Division, Khurda | CL42 | 220/132/33 kV S/S S/D Atri_Line | 3000003530 | 132KV OC+24Type towe with stub cleat | TWR.220OC+24.L.A001 | ZSPR_ACT | ZSPR | MT | 37.544 | 3272099.24 | INR
2000 | Central Zone, Bhubaneswar | 2100 | EHT (O&M) Circle, Bhubaneswar | 2104 | EHT (O&M) Division, Khurda | CL43 | 132/33 kV T/L S/S S/D Khurda_Line | 3000003560 | DISMANTLED TOWER MEMBERS | TWR.DISMENTAL.A001 | ZSPR_ACT | ZSPR | MT | 3.399 | 42176.08 | INR
2000 | Central Zone, Bhubaneswar | 2100 | EHT (O&M) Circle, Bhubaneswar | 2104 | EHT (O&M) Division, Khurda | CL43 | 132/33 kV T/L S/S S/D Khurda_Line | 3000003560 | DISMANTLED TOWER MEMBERS | TWR.DISMENTAL.A001 | ZSPR_SH | ZSPR | MT | 1.04 | 1.04 | INR
2000 | Central Zone, Bhubaneswar | 2100 | EHT (O&M) Circle, Bhubaneswar | 2104 | EHT (O&M) Division, Khurda | C244 | 132/33 kV T/L S/S S/D Chandpur | 3000003561 | DANGER BOARD | TWR.DNGRBRD.A001 | ZSPR_ACT | ZSPR | NOS | 4 | 1445.36 | INR
2000 | Central Zone, Bhubaneswar | 2100 | EHT (O&M) Circle, Bhubaneswar | 2104 | EHT (O&M) Division, Khurda | C246 | 132/33 kV S/S S/D Banki | 3000003562 | ASSORTED GI TOWER ANGLE | TWR.GI.ANGLE.A001 | ZSPR_THEFT | ZSPR | MT | 0.43 | 27950 | INR
2000 | Central Zone, Bhubaneswar | 2100 | EHT (O&M) Circle, Bhubaneswar | 2104 | EHT (O&M) Division, Khurda | CL42 | 220/132/33 kV S/S S/D Atri_Line | 3000003562 | ASSORTED GI TOWER ANGLE | TWR.GI.ANGLE.A001 | ZSPR_FREE | ZSPR | MT | 0.35 | 0 | INR
2000 | Central Zone, Bhubaneswar | 2100 | EHT (O&M) Circle, Bhubaneswar | 2104 | EHT (O&M) Division, Khurda | C245 | 132/33 kV S/S S/D Arugul | 3000003562 | ASSORTED GI TOWER ANGLE | TWR.GI.ANGLE.A001 | ZSPR_ACT | ZSPR | MT | 0.02 | 0.2 | INR
2000 | Central Zone, Bhubaneswar | 2100 | EHT (O&M) Circle, Bhubaneswar | 2104 | EHT (O&M) Division, Khurda | C243 | 132/33 kV T/L S/S S/D Khurda | 3000003565 | 50X50X6MM SIZE GI ANGLE | TWR.GI.ANGLE.A004 | ZSPR_THEFT | ZSPR | MT | 0.045 | 5203.8 | INR
2000 | Central Zone, Bhubaneswar | 2100 | EHT (O&M) Circle, Bhubaneswar | 2104 | EHT (O&M) Division, Khurda | CL43 | 132/33 kV T/L S/S S/D Khurda_Line | 3000003565 | 50X50X6MM SIZE GI ANGLE | TWR.GI.ANGLE.A004 | ZSPR_ACT | ZSPR | MT | 0.129 | 7017.8 | INR
2000 | Central Zone, Bhubaneswar | 2100 | EHT (O&M) Circle, Bhubaneswar | 2104 | EHT (O&M) Division, Khurda | C245 | 132/33 kV S/S S/D Arugul | 3000003565 | 50X50X6MM SIZE GI ANGLE | TWR.GI.ANGLE.A004 | ZSPR_ACT | ZSPR | MT | 1.545 | 84050.42 | INR
2000 | Central Zone, Bhubaneswar | 2100 | EHT (O&M) Circle, Bhubaneswar | 2104 | EHT (O&M) Division, Khurda | CL43 | 132/33 kV T/L S/S S/D Khurda_Line | 3000003566 | 60X60X6MM SIZE GI TOWER ANGLE | TWR.GI.ANGLE.A005 | ZSPR_ACT | ZSPR | MT | 0.1 | 8824.56 | INR
2000 | Central Zone, Bhubaneswar | 2100 | EHT (O&M) Circle, Bhubaneswar | 2104 | EHT (O&M) Division, Khurda | CL43 | 132/33 kV T/L S/S S/D Khurda_Line | 3000003567 | 65X65X6MM SIZE GI TOWER ANGLE | TWR.GI.ANGLE.A006 | ZSPR_ACT | ZSPR | MT | 0.4 | 14190.97 | INR
2000 | Central Zone, Bhubaneswar | 2100 | EHT (O&M) Circle, Bhubaneswar | 2104 | EHT (O&M) Division, Khurda | C242 | 220/132/33 kV S/S S/D Atri | 3000003568 | 75X75X6MM SIZE GI TOWER ANGLE | TWR.GI.ANGLE.A007 | ZSPR_ACT | ZSPR | MT | 2 | 109036.52 | INR
2000 | Central Zone, Bhubaneswar | 2100 | EHT (O&M) Circle, Bhubaneswar | 2104 | EHT (O&M) Division, Khurda | CL43 | 132/33 kV T/L S/S S/D Khurda_Line | 3000003577 | HDG Multi Ckt MS Tower with stub & cleat | TWR.MS.STEEL.A001 | ZSPR_SH | ZSPR | MT | 1.5 | 30000 | INR
2000 | Central Zone, Bhubaneswar | 2100 | EHT (O&M) Circle, Bhubaneswar | 2104 | EHT (O&M) Division, Khurda | C243 | 132/33 kV T/L S/S S/D Khurda | 3000003587 | 132 KV WAVE TRAP 1200/1.0mH | WT.132.F007 | ZSPR_SH | ZSPR | NOS | 2 | 553877.36 | INR
2000 | Central Zone, Bhubaneswar | 2100 | EHT (O&M) Circle, Bhubaneswar | 2104 | EHT (O&M) Division, Khurda | C242 | 220/132/33 kV S/S S/D Atri | 3000003588 | 220KV 1600A 1MH WAVE TRAP | WT.220.E005 | ZSPR_FREE | ZSPR | NOS | 1 | 0 | INR
2000 | Central Zone, Bhubaneswar | 2100 | EHT (O&M) Circle, Bhubaneswar | 2104 | EHT (O&M) Division, Khurda | C244 | 132/33 kV T/L S/S S/D Chandpur | 3000003592 | Used 33kV Surge arrester | RCVR.33SA.A001 | ZSPR_SH | ZSPR | NOS | 5 | 1.7 | INR
2000 | Central Zone, Bhubaneswar | 2100 | EHT (O&M) Circle, Bhubaneswar | 2104 | EHT (O&M) Division, Khurda | C245 | 132/33 kV S/S S/D Arugul | 3000003592 | Used 33kV Surge arrester | RCVR.33SA.A001 | ZSPR_SH | ZSPR | NOS | 10 | 3.4 | INR
2000 | Central Zone, Bhubaneswar | 2100 | EHT (O&M) Circle, Bhubaneswar | 2104 | EHT (O&M) Division, Khurda | C242 | 220/132/33 kV S/S S/D Atri | 3000003604 | 1.5SQMM 12C CONTROL CABLE | CBLE.CTRL.UAR.A012 | ZSPR_FREE | ZSPR | KM | 0.13 | 0 | INR
2000 | Central Zone, Bhubaneswar | 2100 | EHT (O&M) Circle, Bhubaneswar | 2104 | EHT (O&M) Division, Khurda | C242 | 220/132/33 kV S/S S/D Atri | 3000003610 | COUPLER FOR 4" IPS TUBE | SPR.C.IPS.A001 | ZSPR_FREE | ZSPR | NOS | 3 | 0 | INR
2000 | Central Zone, Bhubaneswar | 2100 | EHT (O&M) Circle, Bhubaneswar | 2104 | EHT (O&M) Division, Khurda | C245 | 132/33 kV S/S S/D Arugul | 3000003616 | Circuit Breaker (CB) control switch | SPR.MISC.A489 | ZSPR_FREE | ZSPR | NOS | 2 | 0 | INR
2000 | Central Zone, Bhubaneswar | 2100 | EHT (O&M) Circle, Bhubaneswar | 2104 | EHT (O&M) Division, Khurda | C244 | 132/33 kV T/L S/S S/D Chandpur | 3000003641 | Terminal block channel in MTR | MISC.TBLOCK.A004 | ZSPR_ACT | ZSPR | M | 4 | 920.4 | INR
2000 | Central Zone, Bhubaneswar | 2100 | EHT (O&M) Circle, Bhubaneswar | 2104 | EHT (O&M) Division, Khurda | C242 | 220/132/33 kV S/S S/D Atri | 3000003643 | 1CX100SQMM BAT TO BAT CHARGER.. | CBLE.CTRL.UAR.D100 | ZSPR_FREE | ZSPR | KM | 0.05 | 0 | INR
2000 | Central Zone, Bhubaneswar | 2100 | EHT (O&M) Circle, Bhubaneswar | 2104 | EHT (O&M) Division, Khurda | C246 | 132/33 kV S/S S/D Banki | 3000003643 | 1CX100SQMM BAT TO BAT CHARGER.. | CBLE.CTRL.UAR.D100 | ZSPR_FREE | ZSPR | KM | 0.05 | 0 | INR
2000 | Central Zone, Bhubaneswar | 2100 | EHT (O&M) Circle, Bhubaneswar | 2104 | EHT (O&M) Division, Khurda | C243 | 132/33 kV T/L S/S S/D Khurda | 3000003646 | MULTI FUNCTION TRANSDUCERS | RTU.MFT.A001 | ZSPR_ACT | ZSPR | NOS | 6 | 38940 | INR
2000 | Central Zone, Bhubaneswar | 2100 | EHT (O&M) Circle, Bhubaneswar | 2104 | EHT (O&M) Division, Khurda | C244 | 132/33 kV T/L S/S S/D Chandpur | 3000003697 | 3 Bolted PG clamp for ACSR panther-moose | CLMP.PG.C009 | ZSPR_ACT | ZSPR | NOS | 5 | 3728.8 | INR
2000 | Central Zone, Bhubaneswar | 2100 | EHT (O&M) Circle, Bhubaneswar | 2104 | EHT (O&M) Division, Khurda | C247 | 220/33 kV T/L S/S S/D Nayagarh | 3000003745 | 33/11KV SIMPLEX FEEDER PANEL | PNL.CR.33.A001 | ZSPR_SH | ZSPR | NOS | 10 | 10 | INR
2000 | Central Zone, Bhubaneswar | 2100 | EHT (O&M) Circle, Bhubaneswar | 2104 | EHT (O&M) Division, Khurda | C244 | 132/33 kV T/L S/S S/D Chandpur | 3000003757 | Cable tie of different size | CBLE.TIE.A003 | ZSPR_ACT | ZSPR | PAC | 8 | 1741.68 | INR
2000 | Central Zone, Bhubaneswar | 2100 | EHT (O&M) Circle, Bhubaneswar | 2104 | EHT (O&M) Division, Khurda | C247 | 220/33 kV T/L S/S S/D Nayagarh | 3000003786 | Multimode Glass Fiber | SAS.BAY.MGFO.A001 | ZSPR_ACT | ZSPR | KM | 1.271 | 38590.03 | INR
2000 | Central Zone, Bhubaneswar | 2100 | EHT (O&M) Circle, Bhubaneswar | 2104 | EHT (O&M) Division, Khurda | C243 | 132/33 kV T/L S/S S/D Khurda | 3000003786 | Multimode Glass Fiber | SAS.BAY.MGFO.A001 | ZSPR_ACT | ZSPR | KM | 0.5 | 15180.97 | INR
2000 | Central Zone, Bhubaneswar | 2100 | EHT (O&M) Circle, Bhubaneswar | 2104 | EHT (O&M) Division, Khurda | C247 | 220/33 kV T/L S/S S/D Nayagarh | 3000003789 | HDPE pipes | MISC.HDPE.PIPE.A001 | ZSPR_ACT | ZSPR | KM | 1.05 | 1050 | INR
2000 | Central Zone, Bhubaneswar | 2100 | EHT (O&M) Circle, Bhubaneswar | 2104 | EHT (O&M) Division, Khurda | C243 | 132/33 kV T/L S/S S/D Khurda | 3000003789 | HDPE pipes | MISC.HDPE.PIPE.A001 | ZSPR_ACT | ZSPR | KM | 0.5 | 500 | INR
2000 | Central Zone, Bhubaneswar | 2100 | EHT (O&M) Circle, Bhubaneswar | 2104 | EHT (O&M) Division, Khurda | C247 | 220/33 kV T/L S/S S/D Nayagarh | 3000003791 | CT Coils ( 600/5 ) | MISC.CT.COIL.A001 | ZSPR_ACT | ZSPR | NOS | 3 | 7500 | INR
2000 | Central Zone, Bhubaneswar | 2100 | EHT (O&M) Circle, Bhubaneswar | 2104 | EHT (O&M) Division, Khurda | C245 | 132/33 kV S/S S/D Arugul | 3000003837 | Pedestal Fan | SPR.MISC.D002 | ZSPR_ACT | ZSPR | NOS | 2 | 7678 | INR
2000 | Central Zone, Bhubaneswar | 2100 | EHT (O&M) Circle, Bhubaneswar | 2104 | EHT (O&M) Division, Khurda | C244 | 132/33 kV T/L S/S S/D Chandpur | 3000003869 | Arching horn for moose | HWF.DS.D004 | ZSPR_ACT | ZSPR | NOS | 8 | 0.08 | INR
2000 | Central Zone, Bhubaneswar | 2100 | EHT (O&M) Circle, Bhubaneswar | 2104 | EHT (O&M) Division, Khurda | CL43 | 132/33 kV T/L S/S S/D Khurda_Line | 4000000004 | FRP Telescopic earth discharge rods | MISC.DISCHARGE.B001 | ZTNP_ACT | ZTNP | NOS | 3 | 3494.85 | INR
2000 | Central Zone, Bhubaneswar | 2100 | EHT (O&M) Circle, Bhubaneswar | 2104 | EHT (O&M) Division, Khurda | C243 | 132/33 kV T/L S/S S/D Khurda | 4000000004 | FRP Telescopic earth discharge rods | MISC.DISCHARGE.B001 | ZTNP_ACT | ZTNP | NOS | 5 | 5824.75 | INR
2000 | Central Zone, Bhubaneswar | 2100 | EHT (O&M) Circle, Bhubaneswar | 2104 | EHT (O&M) Division, Khurda | C243 | 132/33 kV T/L S/S S/D Khurda | 4000000004 | FRP Telescopic earth discharge rods | MISC.DISCHARGE.B001 | ZTNP_SH | ZTNP | NOS | 1 | 1164.95 | INR
2000 | Central Zone, Bhubaneswar | 2100 | EHT (O&M) Circle, Bhubaneswar | 2104 | EHT (O&M) Division, Khurda | C247 | 220/33 kV T/L S/S S/D Nayagarh | 4000000013 | 16 MM (5/8") BULDOG CLAMP | TNP.BD.CLAMP.A002 | ZTNP_ACT | ZTNP | NOS | 3 | 895.89 | INR
2000 | Central Zone, Bhubaneswar | 2100 | EHT (O&M) Circle, Bhubaneswar | 2104 | EHT (O&M) Division, Khurda | C245 | 132/33 kV S/S S/D Arugul | 4000000037 | STEEL CUTTER | TNP.CUTTER.A001 | ZTNP_ACT | ZTNP | NOS | 8 | 273.87 | INR
2000 | Central Zone, Bhubaneswar | 2100 | EHT (O&M) Circle, Bhubaneswar | 2104 | EHT (O&M) Division, Khurda | C247 | 220/33 kV T/L S/S S/D Nayagarh | 4000000047 | D SHACKLE 1" | TNP.DSHAKLE.A001 | ZTNP_ACT | ZTNP | NOS | 8 | 1270.56 | INR
2000 | Central Zone, Bhubaneswar | 2100 | EHT (O&M) Circle, Bhubaneswar | 2104 | EHT (O&M) Division, Khurda | C245 | 132/33 kV S/S S/D Arugul | 4000000047 | D SHACKLE 1" | TNP.DSHAKLE.A001 | ZTNP_ACT | ZTNP | NOS | 6 | 952.92 | INR
2000 | Central Zone, Bhubaneswar | 2100 | EHT (O&M) Circle, Bhubaneswar | 2104 | EHT (O&M) Division, Khurda | C244 | 132/33 kV T/L S/S S/D Chandpur | 4000000051 | D' SHACKLE OF DIFFERENT SIZES | TNP.DSHAKLE.A006 | ZTNP_SH | ZTNP | NOS | 14 | 14 | INR
2000 | Central Zone, Bhubaneswar | 2100 | EHT (O&M) Circle, Bhubaneswar | 2104 | EHT (O&M) Division, Khurda | CL43 | 132/33 kV T/L S/S S/D Khurda_Line | 4000000052 | 16MM D SACKLE | TNP.DSHAKLE.A007 | ZTNP_ACT | ZTNP | NOS | 10 | 5000 | INR
2000 | Central Zone, Bhubaneswar | 2100 | EHT (O&M) Circle, Bhubaneswar | 2104 | EHT (O&M) Division, Khurda | C244 | 132/33 kV T/L S/S S/D Chandpur | 4000000065 | Fire bucket only without stand | TNP.FEXN.MISC.A004 | ZTNP_SH | ZTNP | NOS | 3 | 3 | INR
2000 | Central Zone, Bhubaneswar | 2100 | EHT (O&M) Circle, Bhubaneswar | 2104 | EHT (O&M) Division, Khurda | C247 | 220/33 kV T/L S/S S/D Nayagarh | 4000000103 | GAS FILLING KIT | TNP.GASF.KIT.A001 | ZTNP_ACT | ZTNP | NOS | 2 | 2 | INR
2000 | Central Zone, Bhubaneswar | 2100 | EHT (O&M) Circle, Bhubaneswar | 2104 | EHT (O&M) Division, Khurda | C243 | 132/33 kV T/L S/S S/D Khurda | 4000000148 | Industrial Safety Belts & Harnesses. | TNP.SFTYINSTMT.A001 | ZTNP_ACT | ZTNP | NOS | 4 | 4 | INR
2000 | Central Zone, Bhubaneswar | 2100 | EHT (O&M) Circle, Bhubaneswar | 2104 | EHT (O&M) Division, Khurda | CL43 | 132/33 kV T/L S/S S/D Khurda_Line | 4000000149 | LINE MAN SAFETY BELT | TNP.SFTYINSTMT.A002 | ZTNP_ACT | ZTNP | NOS | 3 | 6420 | INR
2000 | Central Zone, Bhubaneswar | 2100 | EHT (O&M) Circle, Bhubaneswar | 2104 | EHT (O&M) Division, Khurda | C243 | 132/33 kV T/L S/S S/D Khurda | 4000000149 | LINE MAN SAFETY BELT | TNP.SFTYINSTMT.A002 | ZTNP_ACT | ZTNP | NOS | 2 | 4280 | INR
2000 | Central Zone, Bhubaneswar | 2100 | EHT (O&M) Circle, Bhubaneswar | 2104 | EHT (O&M) Division, Khurda | C245 | 132/33 kV S/S S/D Arugul | 4000000178 | Hacksaw blade | TNP.HAKSAWBLDE.A001 | ZTNP_ACT | ZTNP | NOS | 10 | 1215.4 | INR
2000 | Central Zone, Bhubaneswar | 2100 | EHT (O&M) Circle, Bhubaneswar | 2104 | EHT (O&M) Division, Khurda | C245 | 132/33 kV S/S S/D Arugul | 4000000198 | HAND CUTTER BLADES | CNSM.CUTTER.A001 | ZTNP_ACT | ZTNP | NOS | 20 | 944 | INR
2000 | Central Zone, Bhubaneswar | 2100 | EHT (O&M) Circle, Bhubaneswar | 2105 | EHT (O&M) Division, Puri | C256 | 132/33 kV S/S S/D Satasankha | 1000000000 | 132KV SF6 CB with Strcture | BKR.145SF6.G.P.AI08 | ZCAP_US | ZCAP | NOS | 1 | 0.01 | INR
2000 | Central Zone, Bhubaneswar | 2100 | EHT (O&M) Circle, Bhubaneswar | 2105 | EHT (O&M) Division, Puri | C252 | 132/33 kV T/L S/S S/D Puri | 1000000004 | 36KV VCB with Structure | BKR.36VCB.G.S.F005 | ZCAP_US | ZCAP | NOS | 2 | 2 | INR
2000 | Central Zone, Bhubaneswar | 2100 | EHT (O&M) Circle, Bhubaneswar | 2105 | EHT (O&M) Division, Puri | C256 | 132/33 kV S/S S/D Satasankha | 1000000016 | ACSR PANTHER CONDUCTOR | COND.ACSR.A002 | ZCAP_FREE | ZCAP | KM | 7.439 | 0 | INR
2000 | Central Zone, Bhubaneswar | 2100 | EHT (O&M) Circle, Bhubaneswar | 2105 | EHT (O&M) Division, Puri | CL55 | 132/33 kV S/S S/D Samuka_Line | 1000000016 | ACSR PANTHER CONDUCTOR | COND.ACSR.A002 | ZCAP_ACT | ZCAP | KM | 0.69 | 134709.85 | INR
2000 | Central Zone, Bhubaneswar | 2100 | EHT (O&M) Circle, Bhubaneswar | 2105 | EHT (O&M) Division, Puri | CL53 | 132/33 kV T/L S/S S/D Nimapara_Line | 1000000016 | ACSR PANTHER CONDUCTOR | COND.ACSR.A002 | ZCAP_ACT | ZCAP | KM | 6.44 | 1257291.92 | INR
2000 | Central Zone, Bhubaneswar | 2100 | EHT (O&M) Circle, Bhubaneswar | 2105 | EHT (O&M) Division, Puri | CL52 | 132/33 kV T/L S/S S/D Puri_Line | 1000000016 | ACSR PANTHER CONDUCTOR | COND.ACSR.A002 | ZCAP_ACT | ZCAP | KM | 16.5 | 3221322.46 | INR
2000 | Central Zone, Bhubaneswar | 2100 | EHT (O&M) Circle, Bhubaneswar | 2105 | EHT (O&M) Division, Puri | CL57 | 220/132/33 kV T/L S/S S/D Samangara_Line | 1000000017 | ACSR ZEBRA CONDUCTOR | COND.ACSR.A003 | ZCAP_US | ZCAP | KM | 22.836 | 0.02 | INR
2000 | Central Zone, Bhubaneswar | 2100 | EHT (O&M) Circle, Bhubaneswar | 2105 | EHT (O&M) Division, Puri | C252 | 132/33 kV T/L S/S S/D Puri | 1000000017 | ACSR ZEBRA CONDUCTOR | COND.ACSR.A003 | ZCAP_FREE | ZCAP | KM | 0.5 | 0 | INR
2000 | Central Zone, Bhubaneswar | 2100 | EHT (O&M) Circle, Bhubaneswar | 2105 | EHT (O&M) Division, Puri | C254 | 132/33 kV S/S S/D Konark | 1000000018 | ACSR MOOSE CONDUCTOR | COND.ACSR.A004 | ZCAP_ACT | ZCAP | KM | 0.09 | 41546 | INR
2000 | Central Zone, Bhubaneswar | 2100 | EHT (O&M) Circle, Bhubaneswar | 2105 | EHT (O&M) Division, Puri | C255 | 132/33 kV S/S S/D Samuka | 1000000018 | ACSR MOOSE CONDUCTOR | COND.ACSR.A004 | ZCAP_ACT | ZCAP | KM | 0.183 | 84476.85 | INR
2000 | Central Zone, Bhubaneswar | 2100 | EHT (O&M) Circle, Bhubaneswar | 2105 | EHT (O&M) Division, Puri | C255 | 132/33 kV S/S S/D Samuka | 1000000018 | ACSR MOOSE CONDUCTOR | COND.ACSR.A004 | ZCAP_ACT | ZCAP | KM | 0.15 | 69243.33 | INR
2000 | Central Zone, Bhubaneswar | 2100 | EHT (O&M) Circle, Bhubaneswar | 2105 | EHT (O&M) Division, Puri | C254 | 132/33 kV S/S S/D Konark | 1000000027 | 36KV 1CORE NCTOF PRIMARY CURRENT 100A | CT.36NCT100.A001 | ZCAP_ACT | ZCAP | NOS | 2 | 2 | INR
2000 | Central Zone, Bhubaneswar | 2100 | EHT (O&M) Circle, Bhubaneswar | 2105 | EHT (O&M) Division, Puri | C257 | 220/132/33 kV T/L S/S S/D Samangara | 1000000030 | 36KV 1CORE NCTOF PRIMARY CURRENT 400A | CT.36NCT400.A001 | ZCAP_ACT | ZCAP | NOS | 2 | 50859.42 | INR
2000 | Central Zone, Bhubaneswar | 2100 | EHT (O&M) Circle, Bhubaneswar | 2105 | EHT (O&M) Division, Puri | C254 | 132/33 kV S/S S/D Konark | 1000000030 | 36KV 1CORE NCTOF PRIMARY CURRENT 400A | CT.36NCT400.A001 | ZCAP_ACT | ZCAP | NOS | 2 | 50859.42 | INR
2000 | Central Zone, Bhubaneswar | 2100 | EHT (O&M) Circle, Bhubaneswar | 2105 | EHT (O&M) Division, Puri | C256 | 132/33 kV S/S S/D Satasankha | 1000000035 | 36KV NCT- 800-400-200 A | CT.36NCT800.B001 | ZCAP_FREE | ZCAP | NOS | 2 | 0 | INR
2000 | Central Zone, Bhubaneswar | 2100 | EHT (O&M) Circle, Bhubaneswar | 2105 | EHT (O&M) Division, Puri | C252 | 132/33 kV T/L S/S S/D Puri | 1000000044 | 132KV CT OF RATIO 400-200-100/1-1-1A | CT1.132OIL400.C003 | ZCAP_US | ZCAP | NOS | 2 | 2 | INR
2000 | Central Zone, Bhubaneswar | 2100 | EHT (O&M) Circle, Bhubaneswar | 2105 | EHT (O&M) Division, Puri | C252 | 132/33 kV T/L S/S S/D Puri | 1000000045 | 132KV CT OF RATIO 400-200-100/1-1-1-1A | CT1.132OIL400.C004 | ZCAP_ACT | ZCAP | NOS | 3 | 815833.75 | INR
2000 | Central Zone, Bhubaneswar | 2100 | EHT (O&M) Circle, Bhubaneswar | 2105 | EHT (O&M) Division, Puri | C252 | 132/33 kV T/L S/S S/D Puri | 1000000048 | 132KV CT -600-300-150/1-1-1-1A | CT1.132OIL600.C004 | ZCAP_FREE | ZCAP | NOS | 1 | 0 | INR
2000 | Central Zone, Bhubaneswar | 2100 | EHT (O&M) Circle, Bhubaneswar | 2105 | EHT (O&M) Division, Puri | C252 | 132/33 kV T/L S/S S/D Puri | 1000000048 | 132KV CT -600-300-150/1-1-1-1A | CT1.132OIL600.C004 | ZCAP_ACT | ZCAP | NOS | 3 | 439686.18 | INR
2000 | Central Zone, Bhubaneswar | 2100 | EHT (O&M) Circle, Bhubaneswar | 2105 | EHT (O&M) Division, Puri | C255 | 132/33 kV S/S S/D Samuka | 1000000048 | 132KV CT -600-300-150/1-1-1-1A | CT1.132OIL600.C004 | ZCAP_ACT | ZCAP | NOS | 3 | 439686.19 | INR
2000 | Central Zone, Bhubaneswar | 2100 | EHT (O&M) Circle, Bhubaneswar | 2105 | EHT (O&M) Division, Puri | C256 | 132/33 kV S/S S/D Satasankha | 1000000050 | 132KV CT 800-400-200/1-1-1-1A 0-2s | CT1.132OIL800.C004 | ZCAP_FREE | ZCAP | NOS | 1 | 0 | INR
2000 | Central Zone, Bhubaneswar | 2100 | EHT (O&M) Circle, Bhubaneswar | 2105 | EHT (O&M) Division, Puri | C253 | 132/33 kV T/L S/S S/D Nimapara | 1000000051 | 132 KV CT(800-400-200/1-1-1-1A) | CT1.145OIL800.C004 | ZCAP_US | ZCAP | NOS | 2 | 81287.25 | INR
2000 | Central Zone, Bhubaneswar | 2100 | EHT (O&M) Circle, Bhubaneswar | 2105 | EHT (O&M) Division, Puri | C255 | 132/33 kV S/S S/D Samuka | 1000000051 | 132 KV CT(800-400-200/1-1-1-1A) | CT1.145OIL800.C004 | ZCAP_ACT | ZCAP | NOS | 1 | 81286.25 | INR
2000 | Central Zone, Bhubaneswar | 2100 | EHT (O&M) Circle, Bhubaneswar | 2105 | EHT (O&M) Division, Puri | C255 | 132/33 kV S/S S/D Samuka | 1000000051 | 132 KV CT(800-400-200/1-1-1-1A) | CT1.145OIL800.C004 | ZCAP_US | ZCAP | NOS | 2 | 81287.25 | INR
2000 | Central Zone, Bhubaneswar | 2100 | EHT (O&M) Circle, Bhubaneswar | 2105 | EHT (O&M) Division, Puri | C257 | 220/132/33 kV T/L S/S S/D Samangara | 1000000057 | 220KV CT RATIO 1200-600-300/1-1-1-1-1A | CT1.245OIL1200.C005 | ZCAP_ACT | ZCAP | NOS | 2 | 630003 | INR
2000 | Central Zone, Bhubaneswar | 2100 | EHT (O&M) Circle, Bhubaneswar | 2105 | EHT (O&M) Division, Puri | C252 | 132/33 kV T/L S/S S/D Puri | 1000000058 | 36KV OIL 1200-600-300/1-1-1A CT | CT1.36OIL1200.C003 | ZCAP_ACT | ZCAP | NOS | 3 | 217415.25 | INR
2000 | Central Zone, Bhubaneswar | 2100 | EHT (O&M) Circle, Bhubaneswar | 2105 | EHT (O&M) Division, Puri | C252 | 132/33 kV T/L S/S S/D Puri | 1000000062 | 36KV CT OF RATIO 400-200-100/1-1-1A | CT1.36OIL400.C003 | ZCAP_ACT | ZCAP | NOS | 2 | 52625.76 | INR
2000 | Central Zone, Bhubaneswar | 2100 | EHT (O&M) Circle, Bhubaneswar | 2105 | EHT (O&M) Division, Puri | C253 | 132/33 kV T/L S/S S/D Nimapara | 1000000062 | 36KV CT OF RATIO 400-200-100/1-1-1A | CT1.36OIL400.C003 | ZCAP_ACT | ZCAP | NOS | 2 | 52625.76 | INR
2000 | Central Zone, Bhubaneswar | 2100 | EHT (O&M) Circle, Bhubaneswar | 2105 | EHT (O&M) Division, Puri | C252 | 132/33 kV T/L S/S S/D Puri | 1000000063 | 36KV CT OF RATIO 600-300-150/1-1-1A | CT1.36OIL600.C003 | ZCAP_ACT | ZCAP | NOS | 2 | 64531.66 | INR
2000 | Central Zone, Bhubaneswar | 2100 | EHT (O&M) Circle, Bhubaneswar | 2105 | EHT (O&M) Division, Puri | C252 | 132/33 kV T/L S/S S/D Puri | 1000000064 | 36KV CT 800-400-200/1-1-1A 0.2s | CT1.36OIL800.B003 | ZCAP_ACT | ZCAP | NOS | 1 | 25200.62 | INR
2000 | Central Zone, Bhubaneswar | 2100 | EHT (O&M) Circle, Bhubaneswar | 2105 | EHT (O&M) Division, Puri | C257 | 220/132/33 kV T/L S/S S/D Samangara | 1000000064 | 36KV CT 800-400-200/1-1-1A 0.2s | CT1.36OIL800.B003 | ZCAP_ACT | ZCAP | NOS | 1 | 25200.62 | INR
2000 | Central Zone, Bhubaneswar | 2100 | EHT (O&M) Circle, Bhubaneswar | 2105 | EHT (O&M) Division, Puri | C255 | 132/33 kV S/S S/D Samuka | 1000000066 | 33kV CT (800-400-200/1-1-1) | CT1.36OIL800.C003 | ZCAP_US | ZCAP | NOS | 4 | 4 | INR
2000 | Central Zone, Bhubaneswar | 2100 | EHT (O&M) Circle, Bhubaneswar | 2105 | EHT (O&M) Division, Puri | C253 | 132/33 kV T/L S/S S/D Nimapara | 1000000066 | 33kV CT (800-400-200/1-1-1) | CT1.36OIL800.C003 | ZCAP_ACT | ZCAP | NOS | 3 | 103755.22 | INR
2000 | Central Zone, Bhubaneswar | 2100 | EHT (O&M) Circle, Bhubaneswar | 2105 | EHT (O&M) Division, Puri | C254 | 132/33 kV S/S S/D Konark | 1000000066 | 33kV CT (800-400-200/1-1-1) | CT1.36OIL800.C003 | ZCAP_ACT | ZCAP | NOS | 2 | 69170.15 | INR
2000 | Central Zone, Bhubaneswar | 2100 | EHT (O&M) Circle, Bhubaneswar | 2105 | EHT (O&M) Division, Puri | C253 | 132/33 kV T/L S/S S/D Nimapara | 1000000069 | 132KV CVT | CVT.132OIL.S.C003 | ZCAP_US | ZCAP | NOS | 1 | 30450.02 | INR
2000 | Central Zone, Bhubaneswar | 2100 | EHT (O&M) Circle, Bhubaneswar | 2105 | EHT (O&M) Division, Puri | C252 | 132/33 kV T/L S/S S/D Puri | 1000000069 | 132KV CVT | CVT.132OIL.S.C003 | ZCAP_US | ZCAP | NOS | 4 | 121800.09 | INR
2000 | Central Zone, Bhubaneswar | 2100 | EHT (O&M) Circle, Bhubaneswar | 2105 | EHT (O&M) Division, Puri | C257 | 220/132/33 kV T/L S/S S/D Samangara | 1000000070 | 220 KV CVT | CVT.220OIL.S.B002 | ZCAP_ACT | ZCAP | NOS | 1 | 277201.32 | INR
2000 | Central Zone, Bhubaneswar | 2100 | EHT (O&M) Circle, Bhubaneswar | 2105 | EHT (O&M) Division, Puri | CL57 | 220/132/33 kV T/L S/S S/D Samangara_Line | 1000000074 | 7/3.15 MM SIZE G.I. EARTH WIRE | EW.STEEL.A002 | ZCAP_ACT | ZCAP | KM | 4.6 | 10.03 | INR
2000 | Central Zone, Bhubaneswar | 2100 | EHT (O&M) Circle, Bhubaneswar | 2105 | EHT (O&M) Division, Puri | CL55 | 132/33 kV S/S S/D Samuka_Line | 1000000074 | 7/3.15 MM SIZE G.I. EARTH WIRE | EW.STEEL.A002 | ZCAP_ACT | ZCAP | KM | 0.728 | 1.59 | INR
2000 | Central Zone, Bhubaneswar | 2100 | EHT (O&M) Circle, Bhubaneswar | 2105 | EHT (O&M) Division, Puri | C253 | 132/33 kV T/L S/S S/D Nimapara | 1000000080 | 132KV DI W/o ES 1200A | ISO.132DI.DB.B002 | ZCAP_ACT | ZCAP | SET | 1 | 357698.22 | INR
2000 | Central Zone, Bhubaneswar | 2100 | EHT (O&M) Circle, Bhubaneswar | 2105 | EHT (O&M) Division, Puri | C252 | 132/33 kV T/L S/S S/D Puri | 1000000086 | 132KV 1200A SI W/O ES ISOLATORS | ISO.132SI.DB.A002 | ZCAP_ACT | ZCAP | SET | 1 | 27820.04 | INR
2000 | Central Zone, Bhubaneswar | 2100 | EHT (O&M) Circle, Bhubaneswar | 2105 | EHT (O&M) Division, Puri | C252 | 132/33 kV T/L S/S S/D Puri | 1000000103 | 33KV DI WITH DOUBLE BREAK W/O ES OF 800A | ISO.33DI.DB.A001 | ZCAP_US | ZCAP | SET | 5 | 83565 | INR
2000 | Central Zone, Bhubaneswar | 2100 | EHT (O&M) Circle, Bhubaneswar | 2105 | EHT (O&M) Division, Puri | C252 | 132/33 kV T/L S/S S/D Puri | 1000000106 | 33 KV W/O E/S 2000A Double Isolator | ISO.33DI.DB.A006 | ZCAP_ACT | ZCAP | SET | 1 | 308892.41 | INR
2000 | Central Zone, Bhubaneswar | 2100 | EHT (O&M) Circle, Bhubaneswar | 2105 | EHT (O&M) Division, Puri | C252 | 132/33 kV T/L S/S S/D Puri | 1000000109 | 33KV DI WITH DB WITH ES OF 2000A | ISO.33DI.DB.B003 | ZCAP_ACT | ZCAP | SET | 1 | 296071.45 | INR
2000 | Central Zone, Bhubaneswar | 2100 | EHT (O&M) Circle, Bhubaneswar | 2105 | EHT (O&M) Division, Puri | C252 | 132/33 kV T/L S/S S/D Puri | 1000000115 | 33 KV 2000A W/O E/S Single Isolator | ISO.33SI.DB.A005 | ZCAP_ACT | ZCAP | SET | 12 | 1548958.05 | INR
2000 | Central Zone, Bhubaneswar | 2100 | EHT (O&M) Circle, Bhubaneswar | 2105 | EHT (O&M) Division, Puri | CL52 | 132/33 kV T/L S/S S/D Puri_Line | 1000000115 | 33 KV 2000A W/O E/S Single Isolator | ISO.33SI.DB.A005 | ZCAP_ACT | ZCAP | SET | 3 | 387239.51 | INR
2000 | Central Zone, Bhubaneswar | 2100 | EHT (O&M) Circle, Bhubaneswar | 2105 | EHT (O&M) Division, Puri | C254 | 132/33 kV S/S S/D Konark | 1000000118 | 132KV OIL SP 2C IVT/PT | IVT.132OIL.S.B004 | ZCAP_ACT | ZCAP | NOS | 3 | 561347.98 | INR
2000 | Central Zone, Bhubaneswar | 2100 | EHT (O&M) Circle, Bhubaneswar | 2105 | EHT (O&M) Division, Puri | C257 | 220/132/33 kV T/L S/S S/D Samangara | 1000000120 | 220KV OIL 2C IVT/PT | IVT.220OIL.S.B003 | ZCAP_ACT | ZCAP | NOS | 1 | 315001.5 | INR
2000 | Central Zone, Bhubaneswar | 2100 | EHT (O&M) Circle, Bhubaneswar | 2105 | EHT (O&M) Division, Puri | C254 | 132/33 kV S/S S/D Konark | 1000000122 | 36KV 2C SP IVT/PT | IVT.36OIL.S.B003 | ZCAP_ACT | ZCAP | NOS | 1 | 31564.98 | INR
2000 | Central Zone, Bhubaneswar | 2100 | EHT (O&M) Circle, Bhubaneswar | 2105 | EHT (O&M) Division, Puri | C257 | 220/132/33 kV T/L S/S S/D Samangara | 1000000122 | 36KV 2C SP IVT/PT | IVT.36OIL.S.B003 | ZCAP_ACT | ZCAP | NOS | 1 | 31564.98 | INR
2000 | Central Zone, Bhubaneswar | 2100 | EHT (O&M) Circle, Bhubaneswar | 2105 | EHT (O&M) Division, Puri | C255 | 132/33 kV S/S S/D Samuka | 1000000122 | 36KV 2C SP IVT/PT | IVT.36OIL.S.B003 | ZCAP_ACT | ZCAP | NOS | 1 | 31564.98 | INR
2000 | Central Zone, Bhubaneswar | 2100 | EHT (O&M) Circle, Bhubaneswar | 2105 | EHT (O&M) Division, Puri | C253 | 132/33 kV T/L S/S S/D Nimapara | 1000000122 | 36KV 2C SP IVT/PT | IVT.36OIL.S.B003 | ZCAP_ACT | ZCAP | NOS | 1 | 31564.98 | INR
2000 | Central Zone, Bhubaneswar | 2100 | EHT (O&M) Circle, Bhubaneswar | 2105 | EHT (O&M) Division, Puri | C256 | 132/33 kV S/S S/D Satasankha | 1000000122 | 36KV 2C SP IVT/PT | IVT.36OIL.S.B003 | ZCAP_FREE | ZCAP | NOS | 1 | 0 | INR
2000 | Central Zone, Bhubaneswar | 2100 | EHT (O&M) Circle, Bhubaneswar | 2105 | EHT (O&M) Division, Puri | C255 | 132/33 kV S/S S/D Samuka | 1000000130 | 132KV SURGE ARRESTER OF 120 KV | SA.145MO.GL.A001 | ZCAP_ACT | ZCAP | NOS | 3 | 69221.36 | INR
2000 | Central Zone, Bhubaneswar | 2100 | EHT (O&M) Circle, Bhubaneswar | 2105 | EHT (O&M) Division, Puri | C252 | 132/33 kV T/L S/S S/D Puri | 1000000130 | 132KV SURGE ARRESTER OF 120 KV | SA.145MO.GL.A001 | ZCAP_US | ZCAP | NOS | 3 | 3 | INR
2000 | Central Zone, Bhubaneswar | 2100 | EHT (O&M) Circle, Bhubaneswar | 2105 | EHT (O&M) Division, Puri | C253 | 132/33 kV T/L S/S S/D Nimapara | 1000000130 | 132KV SURGE ARRESTER OF 120 KV | SA.145MO.GL.A001 | ZCAP_ACT | ZCAP | NOS | 3 | 69221.37 | INR
2000 | Central Zone, Bhubaneswar | 2100 | EHT (O&M) Circle, Bhubaneswar | 2105 | EHT (O&M) Division, Puri | C257 | 220/132/33 kV T/L S/S S/D Samangara | 1000000131 | 216KV SURGE ARRESTER & SAS integration | SA.216MO.A005 | ZCAP_ACT | ZCAP | NOS | 3 | 247462.56 | INR
2000 | Central Zone, Bhubaneswar | 2100 | EHT (O&M) Circle, Bhubaneswar | 2105 | EHT (O&M) Division, Puri | C255 | 132/33 kV S/S S/D Samuka | 1000000133 | 30KV MO SURGE ARRESTER | SA.30MO.A001 | ZCAP_ACT | ZCAP | NOS | 3 | 24674.15 | INR
2000 | Central Zone, Bhubaneswar | 2100 | EHT (O&M) Circle, Bhubaneswar | 2105 | EHT (O&M) Division, Puri | C257 | 220/132/33 kV T/L S/S S/D Samangara | 1000000134 | 36KV MO W/O SURGE ARRESTER | SA.36MO.WOR.A001 | ZCAP_ACT | ZCAP | NOS | 3 | 17638.15 | INR
2000 | Central Zone, Bhubaneswar | 2100 | EHT (O&M) Circle, Bhubaneswar | 2105 | EHT (O&M) Division, Puri | C252 | 132/33 kV T/L S/S S/D Puri | 1000000134 | 36KV MO W/O SURGE ARRESTER | SA.36MO.WOR.A001 | ZCAP_US | ZCAP | NOS | 11 | 11 | INR
2000 | Central Zone, Bhubaneswar | 2100 | EHT (O&M) Circle, Bhubaneswar | 2105 | EHT (O&M) Division, Puri | C257 | 220/132/33 kV T/L S/S S/D Samangara | 1000000158 | 500KVA 33/0.433KV Station Tfr | TFR.500ST33H.A003 | ZCAP_ACT | ZCAP | NOS | 1 | 717178.19 | INR
2000 | Central Zone, Bhubaneswar | 2100 | EHT (O&M) Circle, Bhubaneswar | 2105 | EHT (O&M) Division, Puri | C252 | 132/33 kV T/L S/S S/D Puri | 1000000161 | 63MVA 132/33Kv Power transformer | TFR.63PWR132H.D001 | ZCAP_ACT | ZCAP | NOS | 1 | 65831817.75 | INR
2000 | Central Zone, Bhubaneswar | 2100 | EHT (O&M) Circle, Bhubaneswar | 2105 | EHT (O&M) Division, Puri | CL53 | 132/33 kV T/L S/S S/D Nimapara_Line | 1000000162 | 132 KV DA Type TOWER | TWR.132DA.L.B001 | ZCAP_ACT | ZCAP | MT | 2.229 | 231459 | INR
2000 | Central Zone, Bhubaneswar | 2100 | EHT (O&M) Circle, Bhubaneswar | 2105 | EHT (O&M) Division, Puri | C256 | 132/33 kV S/S S/D Satasankha | 1000000318 | 2.5 MM MS 2 C CONTROL CABLE ARM | CBLE.CTRL.AR.A002 | ZCAP_FREE | ZCAP | KM | 2.171 | 0 | INR
2000 | Central Zone, Bhubaneswar | 2100 | EHT (O&M) Circle, Bhubaneswar | 2105 | EHT (O&M) Division, Puri | C257 | 220/132/33 kV T/L S/S S/D Samangara | 1000000330 | "24 F OPGW CABLE" | OPGW.DWSM.24F.A001 | ZCAP_ACT | ZCAP | KM | 0.809 | 35854.94 | INR
2000 | Central Zone, Bhubaneswar | 2100 | EHT (O&M) Circle, Bhubaneswar | 2105 | EHT (O&M) Division, Puri | C253 | 132/33 kV T/L S/S S/D Nimapara | 2000000022 | SILICAGEL | CNSM.SILICAGEL.A001 | ZCON_FREE | ZCON | KG | 29 | 0 | INR
2000 | Central Zone, Bhubaneswar | 2100 | EHT (O&M) Circle, Bhubaneswar | 2105 | EHT (O&M) Division, Puri | C252 | 132/33 kV T/L S/S S/D Puri | 2000000022 | SILICAGEL | CNSM.SILICAGEL.A001 | ZCON_FREE | ZCON | KG | 15 | 0 | INR
2000 | Central Zone, Bhubaneswar | 2100 | EHT (O&M) Circle, Bhubaneswar | 2105 | EHT (O&M) Division, Puri | C253 | 132/33 kV T/L S/S S/D Nimapara | 2000000054 | GI TANK / Container | CVL.GI.TANK.A001 | ZCON_SUP | ZCON | NOS | 1 | 1 | INR
2000 | Central Zone, Bhubaneswar | 2100 | EHT (O&M) Circle, Bhubaneswar | 2105 | EHT (O&M) Division, Puri | C254 | 132/33 kV S/S S/D Konark | 2000000074 | BUZZER CALLING BELL | ILWR.C.BELL.B001 | ZCON_SCRAP | ZCON | NOS | 5 | 5 | INR
2000 | Central Zone, Bhubaneswar | 2100 | EHT (O&M) Circle, Bhubaneswar | 2105 | EHT (O&M) Division, Puri | C257 | 220/132/33 kV T/L S/S S/D Samangara | 2000000096 | HRC FUSE OF DIFFERENT RATINGS | ILWR.FUSE.B001 | ZCON_ACT | ZCON | NOS | 10 | 456.8 | INR
2000 | Central Zone, Bhubaneswar | 2100 | EHT (O&M) Circle, Bhubaneswar | 2105 | EHT (O&M) Division, Puri | C257 | 220/132/33 kV T/L S/S S/D Samangara | 2000000097 | HRC FUSE 4A | ILWR.FUSE.B002 | ZCON_ACT | ZCON | NOS | 26 | 1270.12 | INR
2000 | Central Zone, Bhubaneswar | 2100 | EHT (O&M) Circle, Bhubaneswar | 2105 | EHT (O&M) Division, Puri | C254 | 132/33 kV S/S S/D Konark | 2000000098 | HRC FUSE 6A | ILWR.FUSE.B003 | ZCON_ACT | ZCON | NOS | 13 | 794.38 | INR
2000 | Central Zone, Bhubaneswar | 2100 | EHT (O&M) Circle, Bhubaneswar | 2105 | EHT (O&M) Division, Puri | C257 | 220/132/33 kV T/L S/S S/D Samangara | 2000000098 | HRC FUSE 6A | ILWR.FUSE.B003 | ZCON_ACT | ZCON | NOS | 30 | 1833.17 | INR
2000 | Central Zone, Bhubaneswar | 2100 | EHT (O&M) Circle, Bhubaneswar | 2105 | EHT (O&M) Division, Puri | C257 | 220/132/33 kV T/L S/S S/D Samangara | 2000000099 | HRC FUSE 10A | ILWR.FUSE.B004 | ZCON_ACT | ZCON | NOS | 35 | 2023.25 | INR
2000 | Central Zone, Bhubaneswar | 2100 | EHT (O&M) Circle, Bhubaneswar | 2105 | EHT (O&M) Division, Puri | C254 | 132/33 kV S/S S/D Konark | 2000000099 | HRC FUSE 10A | ILWR.FUSE.B004 | ZCON_ACT | ZCON | NOS | 4 | 231.23 | INR
2000 | Central Zone, Bhubaneswar | 2100 | EHT (O&M) Circle, Bhubaneswar | 2105 | EHT (O&M) Division, Puri | C252 | 132/33 kV T/L S/S S/D Puri | 2000000100 | HRC FUSE 32A | ILWR.FUSE.B005 | ZCON_ACT | ZCON | NOS | 65 | 4901.65 | INR
2000 | Central Zone, Bhubaneswar | 2100 | EHT (O&M) Circle, Bhubaneswar | 2105 | EHT (O&M) Division, Puri | C253 | 132/33 kV T/L S/S S/D Nimapara | 2000000100 | HRC FUSE 32A | ILWR.FUSE.B005 | ZCON_ACT | ZCON | NOS | 14 | 1055.74 | INR
2000 | Central Zone, Bhubaneswar | 2100 | EHT (O&M) Circle, Bhubaneswar | 2105 | EHT (O&M) Division, Puri | C254 | 132/33 kV S/S S/D Konark | 2000000101 | HRC FUSE 16A | ILWR.FUSE.B006 | ZCON_ACT | ZCON | NOS | 7 | 372.88 | INR
2000 | Central Zone, Bhubaneswar | 2100 | EHT (O&M) Circle, Bhubaneswar | 2105 | EHT (O&M) Division, Puri | C257 | 220/132/33 kV T/L S/S S/D Samangara | 2000000101 | HRC FUSE 16A | ILWR.FUSE.B006 | ZCON_ACT | ZCON | NOS | 40 | 2130.72 | INR
2000 | Central Zone, Bhubaneswar | 2100 | EHT (O&M) Circle, Bhubaneswar | 2105 | EHT (O&M) Division, Puri | C253 | 132/33 kV T/L S/S S/D Nimapara | 2000000101 | HRC FUSE 16A | ILWR.FUSE.B006 | ZCON_ACT | ZCON | NOS | 14 | 745.75 | INR
2000 | Central Zone, Bhubaneswar | 2100 | EHT (O&M) Circle, Bhubaneswar | 2105 | EHT (O&M) Division, Puri | C252 | 132/33 kV T/L S/S S/D Puri | 2000000101 | HRC FUSE 16A | ILWR.FUSE.B006 | ZCON_ACT | ZCON | NOS | 8 | 426.14 | INR
2000 | Central Zone, Bhubaneswar | 2100 | EHT (O&M) Circle, Bhubaneswar | 2105 | EHT (O&M) Division, Puri | C252 | 132/33 kV T/L S/S S/D Puri | 2000000102 | HRC Fuse, Rating-63A | ILWR.FUSE.B007 | ZCON_ACT | ZCON | NOS | 20 | 5780 | INR
2000 | Central Zone, Bhubaneswar | 2100 | EHT (O&M) Circle, Bhubaneswar | 2105 | EHT (O&M) Division, Puri | C257 | 220/132/33 kV T/L S/S S/D Samangara | 2000000105 | HRC FUSE 2OAMP | ILWR.FUSE.B014 | ZCON_ACT | ZCON | NOS | 40 | 1760 | INR
2000 | Central Zone, Bhubaneswar | 2100 | EHT (O&M) Circle, Bhubaneswar | 2105 | EHT (O&M) Division, Puri | C252 | 132/33 kV T/L S/S S/D Puri | 2000000107 | Fuse of rating 125A | ILWR.FUSE.B019 | ZCON_ACT | ZCON | NOS | 1 | 336 | INR
2000 | Central Zone, Bhubaneswar | 2100 | EHT (O&M) Circle, Bhubaneswar | 2105 | EHT (O&M) Division, Puri | C252 | 132/33 kV T/L S/S S/D Puri | 2000000112 | FUSE 100 AMP | ILWR.FUSE.G002 | ZCON_ACT | ZCON | NOS | 20 | 6320 | INR
2000 | Central Zone, Bhubaneswar | 2100 | EHT (O&M) Circle, Bhubaneswar | 2105 | EHT (O&M) Division, Puri | C252 | 132/33 kV T/L S/S S/D Puri | 2000000145 | LED TYPE INDICATION LAMP (RED) | ILWR.INDIC.LAMP.A001 | ZCON_ACT | ZCON | NOS | 15 | 1575 | INR
2000 | Central Zone, Bhubaneswar | 2100 | EHT (O&M) Circle, Bhubaneswar | 2105 | EHT (O&M) Division, Puri | C252 | 132/33 kV T/L S/S S/D Puri | 2000000147 | LED TYPE INDICATION LAMP (GREEN) | ILWR.INDIC.LAMP.A002 | ZCON_ACT | ZCON | NOS | 16 | 1680 | INR
2000 | Central Zone, Bhubaneswar | 2100 | EHT (O&M) Circle, Bhubaneswar | 2105 | EHT (O&M) Division, Puri | C257 | 220/132/33 kV T/L S/S S/D Samangara | 2000000148 | LED TYPE INDICATION LAMP (WHITE) | ILWR.INDIC.LAMP.A003 | ZCON_ACT | ZCON | NOS | 18 | 1908.07 | INR
2000 | Central Zone, Bhubaneswar | 2100 | EHT (O&M) Circle, Bhubaneswar | 2105 | EHT (O&M) Division, Puri | C252 | 132/33 kV T/L S/S S/D Puri | 2000000148 | LED TYPE INDICATION LAMP (WHITE) | ILWR.INDIC.LAMP.A003 | ZCON_ACT | ZCON | NOS | 15 | 1590.05 | INR
2000 | Central Zone, Bhubaneswar | 2100 | EHT (O&M) Circle, Bhubaneswar | 2105 | EHT (O&M) Division, Puri | C252 | 132/33 kV T/L S/S S/D Puri | 2000000149 | LED TYPE INDICATION LAMP (AMBER/ORANGE) | ILWR.INDIC.LAMP.A004 | ZCON_ACT | ZCON | NOS | 18 | 1902.88 | INR
2000 | Central Zone, Bhubaneswar | 2100 | EHT (O&M) Circle, Bhubaneswar | 2105 | EHT (O&M) Division, Puri | C257 | 220/132/33 kV T/L S/S S/D Samangara | 2000000149 | LED TYPE INDICATION LAMP (AMBER/ORANGE) | ILWR.INDIC.LAMP.A004 | ZCON_ACT | ZCON | NOS | 18 | 1902.88 | INR
2000 | Central Zone, Bhubaneswar | 2100 | EHT (O&M) Circle, Bhubaneswar | 2105 | EHT (O&M) Division, Puri | C257 | 220/132/33 kV T/L S/S S/D Samangara | 2000000150 | LED TYPE INDICATION LAMP (BLUE) | ILWR.INDIC.LAMP.A005 | ZCON_ACT | ZCON | NOS | 18 | 1903.9 | INR
2000 | Central Zone, Bhubaneswar | 2100 | EHT (O&M) Circle, Bhubaneswar | 2105 | EHT (O&M) Division, Puri | C252 | 132/33 kV T/L S/S S/D Puri | 2000000150 | LED TYPE INDICATION LAMP (BLUE) | ILWR.INDIC.LAMP.A005 | ZCON_ACT | ZCON | NOS | 17 | 1798.12 | INR
2000 | Central Zone, Bhubaneswar | 2100 | EHT (O&M) Circle, Bhubaneswar | 2105 | EHT (O&M) Division, Puri | C252 | 132/33 kV T/L S/S S/D Puri | 2000000160 | LED SEARCH LIGHT | ILWR.LED.FT.A016 | ZCON_US | ZCON | NOS | 1 | 1 | INR
2000 | Central Zone, Bhubaneswar | 2100 | EHT (O&M) Circle, Bhubaneswar | 2105 | EHT (O&M) Division, Puri | C256 | 132/33 kV S/S S/D Satasankha | 2000000161 | LED LIGHTING FIXTURES | ILWR.LED.LGT.A001 | ZCON_FREE | ZCON | NOS | 2 | 0 | INR
2000 | Central Zone, Bhubaneswar | 2100 | EHT (O&M) Circle, Bhubaneswar | 2105 | EHT (O&M) Division, Puri | C252 | 132/33 kV T/L S/S S/D Puri | 2000000173 | 16A 3 pole AC MCB | ILWR.MCB.C002 | ZCON_ACT | ZCON | NOS | 5 | 4385 | INR
2000 | Central Zone, Bhubaneswar | 2100 | EHT (O&M) Circle, Bhubaneswar | 2105 | EHT (O&M) Division, Puri | CL53 | 132/33 kV T/L S/S S/D Nimapara_Line | 2000000236 | PETROLLING LOG BOOK | MISC.LOGBOOK.B001 | ZCON_SUP | ZCON | NOS | 38 | 38 | INR
2000 | Central Zone, Bhubaneswar | 2100 | EHT (O&M) Circle, Bhubaneswar | 2105 | EHT (O&M) Division, Puri | C254 | 132/33 kV S/S S/D Konark | 2000000251 | Digital Frequency meter | MTR.FMETER.D.A001 | ZCON_ACT | ZCON | NOS | 1 | 1 | INR
2000 | Central Zone, Bhubaneswar | 2100 | EHT (O&M) Circle, Bhubaneswar | 2105 | EHT (O&M) Division, Puri | C252 | 132/33 kV T/L S/S S/D Puri | 3000000001 | 220V 350AH BATTERY CHARGER | BAT.220CHRG.T.A007 | ZSPR_ACT | ZSPR | SET | 1 | 591566.91 | INR
2000 | Central Zone, Bhubaneswar | 2100 | EHT (O&M) Circle, Bhubaneswar | 2105 | EHT (O&M) Division, Puri | C252 | 132/33 kV T/L S/S S/D Puri | 3000000004 | YKP29 350AH BATTERY Cell | BAT.350AH.A001 | ZSPR_US | ZSPR | SET | 28 | 28 | INR
2000 | Central Zone, Bhubaneswar | 2100 | EHT (O&M) Circle, Bhubaneswar | 2105 | EHT (O&M) Division, Puri | C256 | 132/33 kV S/S S/D Satasankha | 3000000007 | 350AH 48V(24 CELLS) BATTERY SET | BAT.PLANTE.A003 | ZSPR_FREE | ZSPR | SET | 1 | 0 | INR
2000 | Central Zone, Bhubaneswar | 2100 | EHT (O&M) Circle, Bhubaneswar | 2105 | EHT (O&M) Division, Puri | C256 | 132/33 kV S/S S/D Satasankha | 3000000011 | 48V/200AH VRLA BATTERY | BAT.VRLA.A001 | ZSPR_FREE | ZSPR | SET | 1 | 0 | INR
2000 | Central Zone, Bhubaneswar | 2100 | EHT (O&M) Circle, Bhubaneswar | 2105 | EHT (O&M) Division, Puri | C253 | 132/33 kV T/L S/S S/D Nimapara | 3000000020 | HV BUSHING W/o ROD FOR 40MVA AREVA Tfr | BUSH.132ARVA.AB06 | ZSPR_ACT | ZSPR | NOS | 2 | 167543 | INR
2000 | Central Zone, Bhubaneswar | 2100 | EHT (O&M) Circle, Bhubaneswar | 2105 | EHT (O&M) Division, Puri | C252 | 132/33 kV T/L S/S S/D Puri | 3000000020 | HV BUSHING W/o ROD FOR 40MVA AREVA Tfr | BUSH.132ARVA.AB06 | ZSPR_ACT | ZSPR | NOS | 1 | 83771.5 | INR
2000 | Central Zone, Bhubaneswar | 2100 | EHT (O&M) Circle, Bhubaneswar | 2105 | EHT (O&M) Division, Puri | C252 | 132/33 kV T/L S/S S/D Puri | 3000000022 | NEUTRAL BUSHING FOR 40MVA AREVA Tfr | BUSH.132ARVA.AB08 | ZSPR_ACT | ZSPR | NOS | 1 | 30000 | INR
2000 | Central Zone, Bhubaneswar | 2100 | EHT (O&M) Circle, Bhubaneswar | 2105 | EHT (O&M) Division, Puri | C254 | 132/33 kV S/S S/D Konark | 3000000029 | Bushing w/orod-132/33KV 20MVA BHELTfr | BUSH.132BHEL.AB03 | ZSPR_ACT | ZSPR | NOS | 1 | 1 | INR
2000 | Central Zone, Bhubaneswar | 2100 | EHT (O&M) Circle, Bhubaneswar | 2105 | EHT (O&M) Division, Puri | C254 | 132/33 kV S/S S/D Konark | 3000000031 | N BUSHING W/O ROD BHEL40MVA Tfr | BUSH.132BHEL.AB07 | ZSPR_ACT | ZSPR | NOS | 1 | 1 | INR
2000 | Central Zone, Bhubaneswar | 2100 | EHT (O&M) Circle, Bhubaneswar | 2105 | EHT (O&M) Division, Puri | C253 | 132/33 kV T/L S/S S/D Nimapara | 3000000060 | LV BUSHING W/O ROD FOR 40MVA AREVA Tfr | BUSH.33ARVA.BB06 | ZSPR_ACT | ZSPR | NOS | 1 | 25267.5 | INR
2000 | Central Zone, Bhubaneswar | 2100 | EHT (O&M) Circle, Bhubaneswar | 2105 | EHT (O&M) Division, Puri | C252 | 132/33 kV T/L S/S S/D Puri | 3000000060 | LV BUSHING W/O ROD FOR 40MVA AREVA Tfr | BUSH.33ARVA.BB06 | ZSPR_ACT | ZSPR | NOS | 1 | 25267.5 | INR
2000 | Central Zone, Bhubaneswar | 2100 | EHT (O&M) Circle, Bhubaneswar | 2105 | EHT (O&M) Division, Puri | C253 | 132/33 kV T/L S/S S/D Nimapara | 3000000063 | N BUSHING W/O ROD FOR 40MVA AREVA Tfr | BUSH.33ARVA.BD06 | ZSPR_ACT | ZSPR | NOS | 1 | 28320.5 | INR
2000 | Central Zone, Bhubaneswar | 2100 | EHT (O&M) Circle, Bhubaneswar | 2105 | EHT (O&M) Division, Puri | C254 | 132/33 kV S/S S/D Konark | 3000000072 | LV BUSHING W/O ROD FOR 20MVA BHEL Tfr | BUSH.33BHEL.BB11 | ZSPR_ACT | ZSPR | NOS | 1 | 1 | INR
2000 | Central Zone, Bhubaneswar | 2100 | EHT (O&M) Circle, Bhubaneswar | 2105 | EHT (O&M) Division, Puri | C254 | 132/33 kV S/S S/D Konark | 3000000073 | N.Bushing w/orod of 20MVABHELTfr | BUSH.33BHEL.BB12 | ZSPR_ACT | ZSPR | NOS | 1 | 1 | INR
2000 | Central Zone, Bhubaneswar | 2100 | EHT (O&M) Circle, Bhubaneswar | 2105 | EHT (O&M) Division, Puri | C253 | 132/33 kV T/L S/S S/D Nimapara | 3000000083 | BUSHING FOR 40MVA TR Tfr | BUSH.33TR.BB06 | ZSPR_ACT | ZSPR | NOS | 1 | 5000 | INR
2000 | Central Zone, Bhubaneswar | 2100 | EHT (O&M) Circle, Bhubaneswar | 2105 | EHT (O&M) Division, Puri | C256 | 132/33 kV S/S S/D Satasankha | 3000000109 | 2.5SQMM 7C CONTROL CABLE | CBLE.CTRL.AR.C007 | ZSPR_FREE | ZSPR | KM | 2.337 | 0 | INR
2000 | Central Zone, Bhubaneswar | 2100 | EHT (O&M) Circle, Bhubaneswar | 2105 | EHT (O&M) Division, Puri | C255 | 132/33 kV S/S S/D Samuka | 3000000111 | 2.5SQMM 12C CONTROL CABLE | CBLE.CTRL.AR.C012 | ZSPR_ACT | ZSPR | KM | 1 | 207471.52 | INR
2000 | Central Zone, Bhubaneswar | 2100 | EHT (O&M) Circle, Bhubaneswar | 2105 | EHT (O&M) Division, Puri | C257 | 220/132/33 kV T/L S/S S/D Samangara | 3000000116 | 4C X 2.5SQMM CONTROL ARMOURED CABLE | CBLE.CTRL.AR.D004 | ZSPR_ACT | ZSPR | KM | 0.31 | 52557.4 | INR
2000 | Central Zone, Bhubaneswar | 2100 | EHT (O&M) Circle, Bhubaneswar | 2105 | EHT (O&M) Division, Puri | C255 | 132/33 kV S/S S/D Samuka | 3000000123 | 2.5 SQMM 12C CONTROL CABLE CU | CBLE.CTRL.AR.D012 | ZSPR_ACT | ZSPR | KM | 0.066 | 6411.9 | INR
2000 | Central Zone, Bhubaneswar | 2100 | EHT (O&M) Circle, Bhubaneswar | 2105 | EHT (O&M) Division, Puri | C255 | 132/33 kV S/S S/D Samuka | 3000000134 | 2.5SQMM 3C CONTROL CABLE | CBLE.CTRL.UAR.C003 | ZSPR_ACT | ZSPR | KM | 0.025 | 25 | INR
2000 | Central Zone, Bhubaneswar | 2100 | EHT (O&M) Circle, Bhubaneswar | 2105 | EHT (O&M) Division, Puri | C257 | 220/132/33 kV T/L S/S S/D Samangara | 3000000137 | 2.5 SQMM 7C UR CONTROL CABLE | CBLE.CTRL.UAR.C007 | ZSPR_THEFT | ZSPR | KM | 0.08 | 26160 | INR
2000 | Central Zone, Bhubaneswar | 2100 | EHT (O&M) Circle, Bhubaneswar | 2105 | EHT (O&M) Division, Puri | C257 | 220/132/33 kV T/L S/S S/D Samangara | 3000000139 | 2.5 SQMM 10C CONTROL CABLE | CBLE.CTRL.UAR.C010 | ZSPR_THEFT | ZSPR | KM | 0.096 | 40512 | INR
2000 | Central Zone, Bhubaneswar | 2100 | EHT (O&M) Circle, Bhubaneswar | 2105 | EHT (O&M) Division, Puri | C257 | 220/132/33 kV T/L S/S S/D Samangara | 3000000140 | 2.5 SQMM 12C CONTROL CABLE | CBLE.CTRL.UAR.C012 | ZSPR_THEFT | ZSPR | KM | 0.015 | 7080 | INR
2000 | Central Zone, Bhubaneswar | 2100 | EHT (O&M) Circle, Bhubaneswar | 2105 | EHT (O&M) Division, Puri | C257 | 220/132/33 kV T/L S/S S/D Samangara | 3000000140 | 2.5 SQMM 12C CONTROL CABLE | CBLE.CTRL.UAR.C012 | ZSPR_ACT | ZSPR | KM | 0.727 | 70628.05 | INR
2000 | Central Zone, Bhubaneswar | 2100 | EHT (O&M) Circle, Bhubaneswar | 2105 | EHT (O&M) Division, Puri | C253 | 132/33 kV T/L S/S S/D Nimapara | 3000000142 | 2.5 SQMM 19C UR CONTROL CABLE | CBLE.CTRL.UAR.C019 | ZSPR_ACT | ZSPR | KM | 0.092 | 21881.28 | INR
2000 | Central Zone, Bhubaneswar | 2100 | EHT (O&M) Circle, Bhubaneswar | 2105 | EHT (O&M) Division, Puri | C257 | 220/132/33 kV T/L S/S S/D Samangara | 3000000145 | 2C X 2.5SQMM CONTROL UNARMOURED CABLE | CBLE.CTRL.UAR.D002 | ZSPR_ACT | ZSPR | KM | 0.54 | 31742.63 | INR
2000 | Central Zone, Bhubaneswar | 2100 | EHT (O&M) Circle, Bhubaneswar | 2105 | EHT (O&M) Division, Puri | C255 | 132/33 kV S/S S/D Samuka | 3000000145 | 2C X 2.5SQMM CONTROL UNARMOURED CABLE | CBLE.CTRL.UAR.D002 | ZSPR_ACT | ZSPR | KM | 0.085 | 4996.52 | INR
2000 | Central Zone, Bhubaneswar | 2100 | EHT (O&M) Circle, Bhubaneswar | 2105 | EHT (O&M) Division, Puri | C255 | 132/33 kV S/S S/D Samuka | 3000000146 | 3C X 2.5SQMM CONTROL UNARMOURED CABLE | CBLE.CTRL.UAR.D003 | ZSPR_ACT | ZSPR | KM | 0.015 | 1004.1 | INR
2000 | Central Zone, Bhubaneswar | 2100 | EHT (O&M) Circle, Bhubaneswar | 2105 | EHT (O&M) Division, Puri | C252 | 132/33 kV T/L S/S S/D Puri | 3000000146 | 3C X 2.5SQMM CONTROL UNARMOURED CABLE | CBLE.CTRL.UAR.D003 | ZSPR_US | ZSPR | KM | 0.75 | 750 | INR
2000 | Central Zone, Bhubaneswar | 2100 | EHT (O&M) Circle, Bhubaneswar | 2105 | EHT (O&M) Division, Puri | C252 | 132/33 kV T/L S/S S/D Puri | 3000000147 | 2.5sq.mm Control cable 4 Core | CBLE.CTRL.UAR.D004 | ZSPR_US | ZSPR | KM | 1.897 | 1897 | INR
2000 | Central Zone, Bhubaneswar | 2100 | EHT (O&M) Circle, Bhubaneswar | 2105 | EHT (O&M) Division, Puri | C253 | 132/33 kV T/L S/S S/D Nimapara | 3000000147 | 2.5sq.mm Control cable 4 Core | CBLE.CTRL.UAR.D004 | ZSPR_ACT | ZSPR | KM | 0.18 | 3713.4 | INR
2000 | Central Zone, Bhubaneswar | 2100 | EHT (O&M) Circle, Bhubaneswar | 2105 | EHT (O&M) Division, Puri | C257 | 220/132/33 kV T/L S/S S/D Samangara | 3000000148 | 5C X 2.5SQMM CONTROL UNARMOURED CABLE | CBLE.CTRL.UAR.D005 | ZSPR_ACT | ZSPR | KM | 0.303 | 66238.83 | INR
2000 | Central Zone, Bhubaneswar | 2100 | EHT (O&M) Circle, Bhubaneswar | 2105 | EHT (O&M) Division, Puri | C255 | 132/33 kV S/S S/D Samuka | 3000000148 | 5C X 2.5SQMM CONTROL UNARMOURED CABLE | CBLE.CTRL.UAR.D005 | ZSPR_ACT | ZSPR | KM | 0.096 | 20986.56 | INR
2000 | Central Zone, Bhubaneswar | 2100 | EHT (O&M) Circle, Bhubaneswar | 2105 | EHT (O&M) Division, Puri | C252 | 132/33 kV T/L S/S S/D Puri | 3000000149 | 7C X 2.5SQMM CONTROL UNARMOURED CABLE | CBLE.CTRL.UAR.D007 | ZSPR_US | ZSPR | KM | 2.163 | 2163 | INR
2000 | Central Zone, Bhubaneswar | 2100 | EHT (O&M) Circle, Bhubaneswar | 2105 | EHT (O&M) Division, Puri | C255 | 132/33 kV S/S S/D Samuka | 3000000149 | 7C X 2.5SQMM CONTROL UNARMOURED CABLE | CBLE.CTRL.UAR.D007 | ZSPR_ACT | ZSPR | KM | 0.235 | 42363.45 | INR
2000 | Central Zone, Bhubaneswar | 2100 | EHT (O&M) Circle, Bhubaneswar | 2105 | EHT (O&M) Division, Puri | C253 | 132/33 kV T/L S/S S/D Nimapara | 3000000150 | 9C X 2.5SQMM CONTROL UNARMOURED CABLE | CBLE.CTRL.UAR.D009 | ZSPR_ACT | ZSPR | KM | 0.05 | 4119.27 | INR
2000 | Central Zone, Bhubaneswar | 2100 | EHT (O&M) Circle, Bhubaneswar | 2105 | EHT (O&M) Division, Puri | C252 | 132/33 kV T/L S/S S/D Puri | 3000000150 | 9C X 2.5SQMM CONTROL UNARMOURED CABLE | CBLE.CTRL.UAR.D009 | ZSPR_US | ZSPR | KM | 1.934 | 1934 | INR
2000 | Central Zone, Bhubaneswar | 2100 | EHT (O&M) Circle, Bhubaneswar | 2105 | EHT (O&M) Division, Puri | C255 | 132/33 kV S/S S/D Samuka | 3000000150 | 9C X 2.5SQMM CONTROL UNARMOURED CABLE | CBLE.CTRL.UAR.D009 | ZSPR_ACT | ZSPR | KM | 2 | 164770.91 | INR
2000 | Central Zone, Bhubaneswar | 2100 | EHT (O&M) Circle, Bhubaneswar | 2105 | EHT (O&M) Division, Puri | C252 | 132/33 kV T/L S/S S/D Puri | 3000000150 | 9C X 2.5SQMM CONTROL UNARMOURED CABLE | CBLE.CTRL.UAR.D009 | ZSPR_ACT | ZSPR | KM | 0.7 | 57669.82 | INR
2000 | Central Zone, Bhubaneswar | 2100 | EHT (O&M) Circle, Bhubaneswar | 2105 | EHT (O&M) Division, Puri | C255 | 132/33 kV S/S S/D Samuka | 3000000151 | 2.5 SQMM MSTRAND 10C AR CCABLE | CBLE.CTRL.UAR.D010 | ZSPR_ACT | ZSPR | KM | 0.096 | 17376 | INR
2000 | Central Zone, Bhubaneswar | 2100 | EHT (O&M) Circle, Bhubaneswar | 2105 | EHT (O&M) Division, Puri | C252 | 132/33 kV T/L S/S S/D Puri | 3000000151 | 2.5 SQMM MSTRAND 10C AR CCABLE | CBLE.CTRL.UAR.D010 | ZSPR_US | ZSPR | KM | 3.93 | 3930 | INR
2000 | Central Zone, Bhubaneswar | 2100 | EHT (O&M) Circle, Bhubaneswar | 2105 | EHT (O&M) Division, Puri | C255 | 132/33 kV S/S S/D Samuka | 3000000152 | 16CX2.5SQMM CONTROL UNARMOURED CABLE | CBLE.CTRL.UAR.D016 | ZSPR_ACT | ZSPR | KM | 0.25 | 68250 | INR
2000 | Central Zone, Bhubaneswar | 2100 | EHT (O&M) Circle, Bhubaneswar | 2105 | EHT (O&M) Division, Puri | C253 | 132/33 kV T/L S/S S/D Nimapara | 3000000153 | 19CX2.5SQMM CONTROL UR CABLE | CBLE.CTRL.UAR.D019 | ZSPR_ACT | ZSPR | KM | 1.5 | 814828.5 | INR
2000 | Central Zone, Bhubaneswar | 2100 | EHT (O&M) Circle, Bhubaneswar | 2105 | EHT (O&M) Division, Puri | C255 | 132/33 kV S/S S/D Samuka | 3000000153 | 19CX2.5SQMM CONTROL UR CABLE | CBLE.CTRL.UAR.D019 | ZSPR_ACT | ZSPR | KM | 0.165 | 89631.13 | INR
2000 | Central Zone, Bhubaneswar | 2100 | EHT (O&M) Circle, Bhubaneswar | 2105 | EHT (O&M) Division, Puri | C252 | 132/33 kV T/L S/S S/D Puri | 3000000153 | 19CX2.5SQMM CONTROL UR CABLE | CBLE.CTRL.UAR.D019 | ZSPR_US | ZSPR | KM | 0.967 | 967 | INR
2000 | Central Zone, Bhubaneswar | 2100 | EHT (O&M) Circle, Bhubaneswar | 2105 | EHT (O&M) Division, Puri | C252 | 132/33 kV T/L S/S S/D Puri | 3000000153 | 19CX2.5SQMM CONTROL UR CABLE | CBLE.CTRL.UAR.D019 | ZSPR_ACT | ZSPR | KM | 0.2 | 108643.8 | INR
2000 | Central Zone, Bhubaneswar | 2100 | EHT (O&M) Circle, Bhubaneswar | 2105 | EHT (O&M) Division, Puri | C255 | 132/33 kV S/S S/D Samuka | 3000000185 | 1C X 16 SQMM Multistrand Copper Cable | CBLE.PWR.AL.AR.A001 | ZSPR_ACT | ZSPR | KM | 0.25 | 14250 | INR
2000 | Central Zone, Bhubaneswar | 2100 | EHT (O&M) Circle, Bhubaneswar | 2105 | EHT (O&M) Division, Puri | C255 | 132/33 kV S/S S/D Samuka | 3000000190 | 2Cx16SQMM AL POWER CABLE | CBLE.PWR.AL.AR.B017 | ZSPR_ACT | ZSPR | KM | 0.155 | 6355 | INR
2000 | Central Zone, Bhubaneswar | 2100 | EHT (O&M) Circle, Bhubaneswar | 2105 | EHT (O&M) Division, Puri | C252 | 132/33 kV T/L S/S S/D Puri | 3000000193 | 3.5Cx35 Sqmm AL PWR cable | CBLE.PWR.AL.AR.D004 | ZSPR_ACT | ZSPR | KM | 0.499 | 499 | INR
2000 | Central Zone, Bhubaneswar | 2100 | EHT (O&M) Circle, Bhubaneswar | 2105 | EHT (O&M) Division, Puri | C256 | 132/33 kV S/S S/D Satasankha | 3000000195 | 3.5Cx70 Sqmm AL PWR cable | CBLE.PWR.AL.AR.D006 | ZSPR_FREE | ZSPR | KM | 0.085 | 0 | INR
2000 | Central Zone, Bhubaneswar | 2100 | EHT (O&M) Circle, Bhubaneswar | 2105 | EHT (O&M) Division, Puri | C255 | 132/33 kV S/S S/D Samuka | 3000000197 | 3.5Cx120 Sqmm AL PWR cable | CBLE.PWR.AL.AR.D008 | ZSPR_ACT | ZSPR | KM | 0.03 | 16020 | INR
2000 | Central Zone, Bhubaneswar | 2100 | EHT (O&M) Circle, Bhubaneswar | 2105 | EHT (O&M) Division, Puri | C255 | 132/33 kV S/S S/D Samuka | 3000000198 | 3.5Cx185 Sqmm AL PWR cable | CBLE.PWR.AL.AR.D010 | ZSPR_ACT | ZSPR | KM | 0.07 | 47042.1 | INR
2000 | Central Zone, Bhubaneswar | 2100 | EHT (O&M) Circle, Bhubaneswar | 2105 | EHT (O&M) Division, Puri | C256 | 132/33 kV S/S S/D Satasankha | 3000000198 | 3.5Cx185 Sqmm AL PWR cable | CBLE.PWR.AL.AR.D010 | ZSPR_FREE | ZSPR | KM | 0.237 | 0 | INR
2000 | Central Zone, Bhubaneswar | 2100 | EHT (O&M) Circle, Bhubaneswar | 2105 | EHT (O&M) Division, Puri | C255 | 132/33 kV S/S S/D Samuka | 3000000199 | 3.5Cx300 Sqmm AL PWR cable | CBLE.PWR.AL.AR.D011 | ZSPR_ACT | ZSPR | KM | 0.062 | 74400 | INR
2000 | Central Zone, Bhubaneswar | 2100 | EHT (O&M) Circle, Bhubaneswar | 2105 | EHT (O&M) Division, Puri | C255 | 132/33 kV S/S S/D Samuka | 3000000200 | 4Cx16 Sqmm AL PWR cable | CBLE.PWR.AL.AR.E002 | ZSPR_ACT | ZSPR | KM | 0.233 | 17941 | INR
2000 | Central Zone, Bhubaneswar | 2100 | EHT (O&M) Circle, Bhubaneswar | 2105 | EHT (O&M) Division, Puri | C256 | 132/33 kV S/S S/D Satasankha | 3000000208 | 4Cx6 Sqmm AL POWER CABLE | CBLE.PWR.AL.AR.E018 | ZSPR_FREE | ZSPR | KM | 1.273 | 0 | INR
2000 | Central Zone, Bhubaneswar | 2100 | EHT (O&M) Circle, Bhubaneswar | 2105 | EHT (O&M) Division, Puri | C253 | 132/33 kV T/L S/S S/D Nimapara | 3000000232 | 25SQMMx3.5C SP CABLE AL HV | CBLE.SPL.AL.HV.D003 | ZSPR_ACT | ZSPR | KM | 0.065 | 10530 | INR
2000 | Central Zone, Bhubaneswar | 2100 | EHT (O&M) Circle, Bhubaneswar | 2105 | EHT (O&M) Division, Puri | C256 | 132/33 kV S/S S/D Satasankha | 3000000253 | G.I Cable Trays(size: 450x75x2500mm) | CBLE.TRAY.A008 | ZSPR_FREE | ZSPR | M | 100 | 0 | INR
2000 | Central Zone, Bhubaneswar | 2100 | EHT (O&M) Circle, Bhubaneswar | 2105 | EHT (O&M) Division, Puri | C256 | 132/33 kV S/S S/D Satasankha | 3000000254 | 300x75x2500 cable tray in mtr | CBLE.TRAY.A015 | ZSPR_FREE | ZSPR | M | 20 | 0 | INR
2000 | Central Zone, Bhubaneswar | 2100 | EHT (O&M) Circle, Bhubaneswar | 2105 | EHT (O&M) Division, Puri | C256 | 132/33 kV S/S S/D Satasankha | 3000000255 | 150x75x2500 cable tray in mtr | CBLE.TRAY.A016 | ZSPR_FREE | ZSPR | M | 132 | 0 | INR
2000 | Central Zone, Bhubaneswar | 2100 | EHT (O&M) Circle, Bhubaneswar | 2105 | EHT (O&M) Division, Puri | C253 | 132/33 kV T/L S/S S/D Nimapara | 3000000261 | DIFFERENT TYPES OF ASSORTED CLAMPS | CLMP.ASRT.A001 | ZSPR_SUP | ZSPR | NOS | 20 | 40 | INR
2000 | Central Zone, Bhubaneswar | 2100 | EHT (O&M) Circle, Bhubaneswar | 2105 | EHT (O&M) Division, Puri | C257 | 220/132/33 kV T/L S/S S/D Samangara | 3000000263 | Al Clamps for 30mm CTStud-80mm Al pipe | CLMP.ASRT.A0012 | ZSPR_ACT | ZSPR | NOS | 8 | 23120 | INR
2000 | Central Zone, Bhubaneswar | 2100 | EHT (O&M) Circle, Bhubaneswar | 2105 | EHT (O&M) Division, Puri | C257 | 220/132/33 kV T/L S/S S/D Samangara | 3000000267 | BIMETALLIC CTSTUD CLAMP 40MM | CLMP.ASRT.A005 | ZSPR_ACT | ZSPR | NOS | 8 | 4287.6 | INR
2000 | Central Zone, Bhubaneswar | 2100 | EHT (O&M) Circle, Bhubaneswar | 2105 | EHT (O&M) Division, Puri | C257 | 220/132/33 kV T/L S/S S/D Samangara | 3000000268 | BIMETALLIC CTSTUD CLAMP 25MM | CLMP.ASRT.A006 | ZSPR_ACT | ZSPR | NOS | 7 | 9660 | INR
2000 | Central Zone, Bhubaneswar | 2100 | EHT (O&M) Circle, Bhubaneswar | 2105 | EHT (O&M) Division, Puri | C257 | 220/132/33 kV T/L S/S S/D Samangara | 3000000271 | Clamp for isolator pad to 80mm Al pipe | CLMP.ASRT.A014 | ZSPR_ACT | ZSPR | NOS | 6 | 13440 | INR
2000 | Central Zone, Bhubaneswar | 2100 | EHT (O&M) Circle, Bhubaneswar | 2105 | EHT (O&M) Division, Puri | C257 | 220/132/33 kV T/L S/S S/D Samangara | 3000000272 | Breaker pad to to 80mm Al pipe | CLMP.ASRT.A015 | ZSPR_ACT | ZSPR | NOS | 8 | 20280 | INR
2000 | Central Zone, Bhubaneswar | 2100 | EHT (O&M) Circle, Bhubaneswar | 2105 | EHT (O&M) Division, Puri | C257 | 220/132/33 kV T/L S/S S/D Samangara | 3000000274 | 60mm dia Tfr bushing stud clamp-Zebra | CLMP.ASRT.A017 | ZSPR_ACT | ZSPR | NOS | 4 | 7920 | INR
2000 | Central Zone, Bhubaneswar | 2100 | EHT (O&M) Circle, Bhubaneswar | 2105 | EHT (O&M) Division, Puri | C253 | 132/33 kV T/L S/S S/D Nimapara | 3000000275 | 33 KV Tfr BUSHING CLAMP | CLMP.BUSH.A001 | ZSPR_ACT | ZSPR | NOS | 3 | 14637.75 | INR
2000 | Central Zone, Bhubaneswar | 2100 | EHT (O&M) Circle, Bhubaneswar | 2105 | EHT (O&M) Division, Puri | C257 | 220/132/33 kV T/L S/S S/D Samangara | 3000000295 | Isolator Pad Clamp for Moose | CLMP.ISO.AL.A006 | ZSPR_ACT | ZSPR | NOS | 11 | 964.26 | INR
2000 | Central Zone, Bhubaneswar | 2100 | EHT (O&M) Circle, Bhubaneswar | 2105 | EHT (O&M) Division, Puri | C253 | 132/33 kV T/L S/S S/D Nimapara | 3000000301 | 220KV-Isolater Pad Clamp for twin Moose | CLMP.ISO.AL.A019 | ZSPR_ACT | ZSPR | NOS | 12 | 7594.68 | INR
2000 | Central Zone, Bhubaneswar | 2100 | EHT (O&M) Circle, Bhubaneswar | 2105 | EHT (O&M) Division, Puri | C252 | 132/33 kV T/L S/S S/D Puri | 3000000301 | 220KV-Isolater Pad Clamp for twin Moose | CLMP.ISO.AL.A019 | ZSPR_ACT | ZSPR | NOS | 8 | 5063.12 | INR
2000 | Central Zone, Bhubaneswar | 2100 | EHT (O&M) Circle, Bhubaneswar | 2105 | EHT (O&M) Division, Puri | C255 | 132/33 kV S/S S/D Samuka | 3000000320 | PAD CLAMP AL FOR MOOSE | CLMP.PAD.AL.A003 | ZSPR_ACT | ZSPR | NOS | 33 | 15798.75 | INR
2000 | Central Zone, Bhubaneswar | 2100 | EHT (O&M) Circle, Bhubaneswar | 2105 | EHT (O&M) Division, Puri | C254 | 132/33 kV S/S S/D Konark | 3000000320 | PAD CLAMP AL FOR MOOSE | CLMP.PAD.AL.A003 | ZSPR_ACT | ZSPR | NOS | 15 | 7181.25 | INR
2000 | Central Zone, Bhubaneswar | 2100 | EHT (O&M) Circle, Bhubaneswar | 2105 | EHT (O&M) Division, Puri | C257 | 220/132/33 kV T/L S/S S/D Samangara | 3000000330 | 132kV CB PAD CLAMP AL FOR ZEBRA | CLMP.PAD.AL.B007 | ZSPR_ACT | ZSPR | NOS | 8 | 24000 | INR
2000 | Central Zone, Bhubaneswar | 2100 | EHT (O&M) Circle, Bhubaneswar | 2105 | EHT (O&M) Division, Puri | C253 | 132/33 kV T/L S/S S/D Nimapara | 3000000333 | BIMETALIC PAD CLAMP FOR TWIN ZEBRA | CLMP.PAD.BI.A004 | ZSPR_ACT | ZSPR | NOS | 2 | 711.52 | INR
2000 | Central Zone, Bhubaneswar | 2100 | EHT (O&M) Circle, Bhubaneswar | 2105 | EHT (O&M) Division, Puri | C252 | 132/33 kV T/L S/S S/D Puri | 3000000339 | 6 Bolted Bimetallic Pad Clamp | CLMP.PAD.BI.A015 | ZSPR_ACT | ZSPR | NOS | 6 | 6 | INR
2000 | Central Zone, Bhubaneswar | 2100 | EHT (O&M) Circle, Bhubaneswar | 2105 | EHT (O&M) Division, Puri | C256 | 132/33 kV S/S S/D Satasankha | 3000000342 | 1 BOLTED PG CLAMP FOR PANTHER - PANTHER | CLMP.PG.A001 | ZSPR_FREE | ZSPR | NOS | 15 | 0 | INR
2000 | Central Zone, Bhubaneswar | 2100 | EHT (O&M) Circle, Bhubaneswar | 2105 | EHT (O&M) Division, Puri | CL52 | 132/33 kV T/L S/S S/D Puri_Line | 3000000342 | 1 BOLTED PG CLAMP FOR PANTHER - PANTHER | CLMP.PG.A001 | ZSPR_ACT | ZSPR | NOS | 59 | 6790.57 | INR
2000 | Central Zone, Bhubaneswar | 2100 | EHT (O&M) Circle, Bhubaneswar | 2105 | EHT (O&M) Division, Puri | CL55 | 132/33 kV S/S S/D Samuka_Line | 3000000342 | 1 BOLTED PG CLAMP FOR PANTHER - PANTHER | CLMP.PG.A001 | ZSPR_ACT | ZSPR | NOS | 429 | 49375.46 | INR
2000 | Central Zone, Bhubaneswar | 2100 | EHT (O&M) Circle, Bhubaneswar | 2105 | EHT (O&M) Division, Puri | CL54 | 132/33 kV S/S S/D Konark line | 3000000342 | 1 BOLTED PG CLAMP FOR PANTHER - PANTHER | CLMP.PG.A001 | ZSPR_ACT | ZSPR | NOS | 2 | 230.19 | INR
2000 | Central Zone, Bhubaneswar | 2100 | EHT (O&M) Circle, Bhubaneswar | 2105 | EHT (O&M) Division, Puri | CL57 | 220/132/33 kV T/L S/S S/D Samangara_Line | 3000000343 | 1 BOLTED PG CLAMP FOR ZEBRA - ZEBRA | CLMP.PG.A002 | ZSPR_ACT | ZSPR | NOS | 33 | 5868.38 | INR
2000 | Central Zone, Bhubaneswar | 2100 | EHT (O&M) Circle, Bhubaneswar | 2105 | EHT (O&M) Division, Puri | C253 | 132/33 kV T/L S/S S/D Nimapara | 3000000343 | 1 BOLTED PG CLAMP FOR ZEBRA - ZEBRA | CLMP.PG.A002 | ZSPR_ACT | ZSPR | NOS | 4 | 711.32 | INR
2000 | Central Zone, Bhubaneswar | 2100 | EHT (O&M) Circle, Bhubaneswar | 2105 | EHT (O&M) Division, Puri | C252 | 132/33 kV T/L S/S S/D Puri | 3000000343 | 1 BOLTED PG CLAMP FOR ZEBRA - ZEBRA | CLMP.PG.A002 | ZSPR_ACT | ZSPR | NOS | 17 | 3023.11 | INR
2000 | Central Zone, Bhubaneswar | 2100 | EHT (O&M) Circle, Bhubaneswar | 2105 | EHT (O&M) Division, Puri | C252 | 132/33 kV T/L S/S S/D Puri | 3000000347 | 2 BOLTED PG CLAMP FOR PANTHER -PANTHER | CLMP.PG.B001 | ZSPR_ACT | ZSPR | NOS | 25 | 3675.33 | INR
2000 | Central Zone, Bhubaneswar | 2100 | EHT (O&M) Circle, Bhubaneswar | 2105 | EHT (O&M) Division, Puri | CL54 | 132/33 kV S/S S/D Konark line | 3000000347 | 2 BOLTED PG CLAMP FOR PANTHER -PANTHER | CLMP.PG.B001 | ZSPR_ACT | ZSPR | NOS | 2 | 294.03 | INR
2000 | Central Zone, Bhubaneswar | 2100 | EHT (O&M) Circle, Bhubaneswar | 2105 | EHT (O&M) Division, Puri | CL53 | 132/33 kV T/L S/S S/D Nimapara_Line | 3000000347 | 2 BOLTED PG CLAMP FOR PANTHER -PANTHER | CLMP.PG.B001 | ZSPR_ACT | ZSPR | NOS | 11 | 1617.15 | INR
2000 | Central Zone, Bhubaneswar | 2100 | EHT (O&M) Circle, Bhubaneswar | 2105 | EHT (O&M) Division, Puri | CL57 | 220/132/33 kV T/L S/S S/D Samangara_Line | 3000000348 | 2 BOLTED PG CLAMP FOR ZEBRA - ZEBRA | CLMP.PG.B002 | ZSPR_ACT | ZSPR | NOS | 33 | 10901.79 | INR
2000 | Central Zone, Bhubaneswar | 2100 | EHT (O&M) Circle, Bhubaneswar | 2105 | EHT (O&M) Division, Puri | C253 | 132/33 kV T/L S/S S/D Nimapara | 3000000348 | 2 BOLTED PG CLAMP FOR ZEBRA - ZEBRA | CLMP.PG.B002 | ZSPR_ACT | ZSPR | NOS | 6 | 1982.14 | INR
2000 | Central Zone, Bhubaneswar | 2100 | EHT (O&M) Circle, Bhubaneswar | 2105 | EHT (O&M) Division, Puri | C252 | 132/33 kV T/L S/S S/D Puri | 3000000348 | 2 BOLTED PG CLAMP FOR ZEBRA - ZEBRA | CLMP.PG.B002 | ZSPR_ACT | ZSPR | NOS | 12 | 3964.28 | INR
2000 | Central Zone, Bhubaneswar | 2100 | EHT (O&M) Circle, Bhubaneswar | 2105 | EHT (O&M) Division, Puri | C257 | 220/132/33 kV T/L S/S S/D Samangara | 3000000350 | 2 BOLTED PG CLAMP FOR MOOSE - MOOSE | CLMP.PG.B004 | ZSPR_ACT | ZSPR | NOS | 34 | 10019.8 | INR
2000 | Central Zone, Bhubaneswar | 2100 | EHT (O&M) Circle, Bhubaneswar | 2105 | EHT (O&M) Division, Puri | C255 | 132/33 kV S/S S/D Samuka | 3000000350 | 2 BOLTED PG CLAMP FOR MOOSE - MOOSE | CLMP.PG.B004 | ZSPR_ACT | ZSPR | NOS | 17 | 5009.9 | INR
2000 | Central Zone, Bhubaneswar | 2100 | EHT (O&M) Circle, Bhubaneswar | 2105 | EHT (O&M) Division, Puri | CL52 | 132/33 kV T/L S/S S/D Puri_Line | 3000000355 | 3 BOLTED PG CLAMP FOR PANTHER -PANTHER | CLMP.PG.C001 | ZSPR_ACT | ZSPR | NOS | 2 | 654.68 | INR
2000 | Central Zone, Bhubaneswar | 2100 | EHT (O&M) Circle, Bhubaneswar | 2105 | EHT (O&M) Division, Puri | CL54 | 132/33 kV S/S S/D Konark line | 3000000355 | 3 BOLTED PG CLAMP FOR PANTHER -PANTHER | CLMP.PG.C001 | ZSPR_ACT | ZSPR | NOS | 8 | 2618.74 | INR
2000 | Central Zone, Bhubaneswar | 2100 | EHT (O&M) Circle, Bhubaneswar | 2105 | EHT (O&M) Division, Puri | C256 | 132/33 kV S/S S/D Satasankha | 3000000355 | 3 BOLTED PG CLAMP FOR PANTHER -PANTHER | CLMP.PG.C001 | ZSPR_FREE | ZSPR | NOS | 13 | 0 | INR
2000 | Central Zone, Bhubaneswar | 2100 | EHT (O&M) Circle, Bhubaneswar | 2105 | EHT (O&M) Division, Puri | CL55 | 132/33 kV S/S S/D Samuka_Line | 3000000355 | 3 BOLTED PG CLAMP FOR PANTHER -PANTHER | CLMP.PG.C001 | ZSPR_ACT | ZSPR | NOS | 229 | 74961.41 | INR
2000 | Central Zone, Bhubaneswar | 2100 | EHT (O&M) Circle, Bhubaneswar | 2105 | EHT (O&M) Division, Puri | C253 | 132/33 kV T/L S/S S/D Nimapara | 3000000356 | 3 BOLTED PG CLAMP FOR ZEBRA - ZEBRA | CLMP.PG.C002 | ZSPR_ACT | ZSPR | NOS | 21 | 7827.12 | INR
2000 | Central Zone, Bhubaneswar | 2100 | EHT (O&M) Circle, Bhubaneswar | 2105 | EHT (O&M) Division, Puri | C252 | 132/33 kV T/L S/S S/D Puri | 3000000356 | 3 BOLTED PG CLAMP FOR ZEBRA - ZEBRA | CLMP.PG.C002 | ZSPR_ACT | ZSPR | NOS | 10 | 3727.2 | INR
2000 | Central Zone, Bhubaneswar | 2100 | EHT (O&M) Circle, Bhubaneswar | 2105 | EHT (O&M) Division, Puri | CL57 | 220/132/33 kV T/L S/S S/D Samangara_Line | 3000000356 | 3 BOLTED PG CLAMP FOR ZEBRA - ZEBRA | CLMP.PG.C002 | ZSPR_ACT | ZSPR | NOS | 12 | 4472.64 | INR
2000 | Central Zone, Bhubaneswar | 2100 | EHT (O&M) Circle, Bhubaneswar | 2105 | EHT (O&M) Division, Puri | C252 | 132/33 kV T/L S/S S/D Puri | 3000000363 | 4 BOLTED PG CLAMP FOR PANTHER -PANTHER | CLMP.PG.D001 | ZSPR_ACT | ZSPR | NOS | 30 | 3902.7 | INR
2000 | Central Zone, Bhubaneswar | 2100 | EHT (O&M) Circle, Bhubaneswar | 2105 | EHT (O&M) Division, Puri | CL53 | 132/33 kV T/L S/S S/D Nimapara_Line | 3000000363 | 4 BOLTED PG CLAMP FOR PANTHER -PANTHER | CLMP.PG.D001 | ZSPR_ACT | ZSPR | NOS | 8 | 1040.72 | INR
2000 | Central Zone, Bhubaneswar | 2100 | EHT (O&M) Circle, Bhubaneswar | 2105 | EHT (O&M) Division, Puri | C252 | 132/33 kV T/L S/S S/D Puri | 3000000364 | 4 BOLTED PG CLAMP FOR ZEBRA - ZEBRA | CLMP.PG.D002 | ZSPR_ACT | ZSPR | NOS | 20 | 5783.2 | INR
2000 | Central Zone, Bhubaneswar | 2100 | EHT (O&M) Circle, Bhubaneswar | 2105 | EHT (O&M) Division, Puri | CL53 | 132/33 kV T/L S/S S/D Nimapara_Line | 3000000368 | 4 BOLTED PG CLAMP FOR HORSE-HORSE | CLMP.PG.D006 | ZSPR_SUP | ZSPR | NOS | 44 | 13112 | INR
2000 | Central Zone, Bhubaneswar | 2100 | EHT (O&M) Circle, Bhubaneswar | 2105 | EHT (O&M) Division, Puri | C257 | 220/132/33 kV T/L S/S S/D Samangara | 3000000377 | P.I Clamp for single ACSR Moose | CLMP.PI.AL.D002 | ZSPR_ACT | ZSPR | NOS | 3 | 1762.09 | INR
2000 | Central Zone, Bhubaneswar | 2100 | EHT (O&M) Circle, Bhubaneswar | 2105 | EHT (O&M) Division, Puri | C255 | 132/33 kV S/S S/D Samuka | 3000000377 | P.I Clamp for single ACSR Moose | CLMP.PI.AL.D002 | ZSPR_ACT | ZSPR | NOS | 2 | 1174.72 | INR
2000 | Central Zone, Bhubaneswar | 2100 | EHT (O&M) Circle, Bhubaneswar | 2105 | EHT (O&M) Division, Puri | C257 | 220/132/33 kV T/L S/S S/D Samangara | 3000000379 | PI CLAMP AL FOR TWIN MOOSE | CLMP.PI.AL.D004 | ZSPR_ACT | ZSPR | NOS | 8 | 20280 | INR
2000 | Central Zone, Bhubaneswar | 2100 | EHT (O&M) Circle, Bhubaneswar | 2105 | EHT (O&M) Division, Puri | C252 | 132/33 kV T/L S/S S/D Puri | 3000000382 | Pad clamp for NCTstrips on CTstud | CLMP.SP.CT.AL.A007 | ZSPR_ACT | ZSPR | NOS | 2 | 960 | INR
2000 | Central Zone, Bhubaneswar | 2100 | EHT (O&M) Circle, Bhubaneswar | 2105 | EHT (O&M) Division, Puri | C252 | 132/33 kV T/L S/S S/D Puri | 3000000383 | Pad clamp NCTstrips on both pad&CTstud | CLMP.SP.CT.AL.A009 | ZSPR_ACT | ZSPR | NOS | 2 | 1060 | INR
2000 | Central Zone, Bhubaneswar | 2100 | EHT (O&M) Circle, Bhubaneswar | 2105 | EHT (O&M) Division, Puri | C252 | 132/33 kV T/L S/S S/D Puri | 3000000385 | 6bolt-Bi.CT stud clamp-ACSR zebra | CLMP.SP.CT.AL.A016 | ZSPR_ACT | ZSPR | NOS | 1 | 152.6 | INR
2000 | Central Zone, Bhubaneswar | 2100 | EHT (O&M) Circle, Bhubaneswar | 2105 | EHT (O&M) Division, Puri | CL53 | 132/33 kV T/L S/S S/D Nimapara_Line | 3000000388 | T Clamp for Panther run-Panther Drop | CLMP.T.AL.A001 | ZSPR_ACT | ZSPR | NOS | 14 | 4403.98 | INR
2000 | Central Zone, Bhubaneswar | 2100 | EHT (O&M) Circle, Bhubaneswar | 2105 | EHT (O&M) Division, Puri | C253 | 132/33 kV T/L S/S S/D Nimapara | 3000000389 | T CLAMP ALFOR PANTHER RUN-ZEBRA DROP | CLMP.T.AL.A002 | ZSPR_ACT | ZSPR | NOS | 8 | 8618.64 | INR
2000 | Central Zone, Bhubaneswar | 2100 | EHT (O&M) Circle, Bhubaneswar | 2105 | EHT (O&M) Division, Puri | C252 | 132/33 kV T/L S/S S/D Puri | 3000000391 | T CLAMP ALFOR ZEBRA RUN - ZEBRA DROP | CLMP.T.AL.A004 | ZSPR_ACT | ZSPR | NOS | 10 | 1953.4 | INR
2000 | Central Zone, Bhubaneswar | 2100 | EHT (O&M) Circle, Bhubaneswar | 2105 | EHT (O&M) Division, Puri | C252 | 132/33 kV T/L S/S S/D Puri | 3000000392 | T-CLAMP AL- ZEBRA-PANTHER | CLMP.T.AL.A005 | ZSPR_ACT | ZSPR | NOS | 3 | 908.88 | INR
2000 | Central Zone, Bhubaneswar | 2100 | EHT (O&M) Circle, Bhubaneswar | 2105 | EHT (O&M) Division, Puri | C253 | 132/33 kV T/L S/S S/D Nimapara | 3000000392 | T-CLAMP AL- ZEBRA-PANTHER | CLMP.T.AL.A005 | ZSPR_ACT | ZSPR | NOS | 2 | 605.92 | INR
2000 | Central Zone, Bhubaneswar | 2100 | EHT (O&M) Circle, Bhubaneswar | 2105 | EHT (O&M) Division, Puri | C255 | 132/33 kV S/S S/D Samuka | 3000000394 | T-CLAMP ACSR MOOSE RUN AND MOOSE DROP | CLMP.T.AL.A007 | ZSPR_ACT | ZSPR | NOS | 13 | 11699.97 | INR
2000 | Central Zone, Bhubaneswar | 2100 | EHT (O&M) Circle, Bhubaneswar | 2105 | EHT (O&M) Division, Puri | C253 | 132/33 kV T/L S/S S/D Nimapara | 3000000404 | T-Clamp Al Zebra run-Zebra drop 8Bolt | CLMP.T.AL.A028 | ZSPR_ACT | ZSPR | NOS | 3 | 2280 | INR
2000 | Central Zone, Bhubaneswar | 2100 | EHT (O&M) Circle, Bhubaneswar | 2105 | EHT (O&M) Division, Puri | C253 | 132/33 kV T/L S/S S/D Nimapara | 3000000405 | SPR T CLAMP AL TWIN ZEBRA RUN-ZEBRA DROP | CLMP.T.AL.B001 | ZSPR_ACT | ZSPR | NOS | 1 | 2120.46 | INR
2000 | Central Zone, Bhubaneswar | 2100 | EHT (O&M) Circle, Bhubaneswar | 2105 | EHT (O&M) Division, Puri | CL55 | 132/33 kV S/S S/D Samuka_Line | 3000000413 | JUMPER CONE FOR ACSR PANTHER CONDUCTOR | COND.ACCES.A002 | ZSPR_ACT | ZSPR | NOS | 9 | 3452.88 | INR
2000 | Central Zone, Bhubaneswar | 2100 | EHT (O&M) Circle, Bhubaneswar | 2105 | EHT (O&M) Division, Puri | CL57 | 220/132/33 kV T/L S/S S/D Samangara_Line | 3000000413 | JUMPER CONE FOR ACSR PANTHER CONDUCTOR | COND.ACCES.A002 | ZSPR_ACT | ZSPR | NOS | 5 | 1918.27 | INR
2000 | Central Zone, Bhubaneswar | 2100 | EHT (O&M) Circle, Bhubaneswar | 2105 | EHT (O&M) Division, Puri | C255 | 132/33 kV S/S S/D Samuka | 3000000415 | JUMPER CONE FOR ACSR MOOSE CONDUCTOR | COND.ACCES.A004 | ZSPR_ACT | ZSPR | NOS | 8 | 8382.55 | INR
2000 | Central Zone, Bhubaneswar | 2100 | EHT (O&M) Circle, Bhubaneswar | 2105 | EHT (O&M) Division, Puri | CL55 | 132/33 kV S/S S/D Samuka_Line | 3000000427 | PA ROD ACSR PANTHER IN SET | COND.ACCES.B002 | ZSPR_ACT | ZSPR | NOS | 7 | 2807.98 | INR
2000 | Central Zone, Bhubaneswar | 2100 | EHT (O&M) Circle, Bhubaneswar | 2105 | EHT (O&M) Division, Puri | C256 | 132/33 kV S/S S/D Satasankha | 3000000427 | PA ROD ACSR PANTHER IN SET | COND.ACCES.B002 | ZSPR_FREE | ZSPR | NOS | 24 | 0 | INR
2000 | Central Zone, Bhubaneswar | 2100 | EHT (O&M) Circle, Bhubaneswar | 2105 | EHT (O&M) Division, Puri | CL53 | 132/33 kV T/L S/S S/D Nimapara_Line | 3000000427 | PA ROD ACSR PANTHER IN SET | COND.ACCES.B002 | ZSPR_ACT | ZSPR | NOS | 12 | 4813.68 | INR
2000 | Central Zone, Bhubaneswar | 2100 | EHT (O&M) Circle, Bhubaneswar | 2105 | EHT (O&M) Division, Puri | CL52 | 132/33 kV T/L S/S S/D Puri_Line | 3000000427 | PA ROD ACSR PANTHER IN SET | COND.ACCES.B002 | ZSPR_ACT | ZSPR | NOS | 40 | 16045.6 | INR
2000 | Central Zone, Bhubaneswar | 2100 | EHT (O&M) Circle, Bhubaneswar | 2105 | EHT (O&M) Division, Puri | CL53 | 132/33 kV T/L S/S S/D Nimapara_Line | 3000000436 | MS JOINT FOR ACSR HORSE CONDUCTOR | COND.ACCES.C001 | ZSPR_SUP | ZSPR | NOS | 7 | 1410.22 | INR
2000 | Central Zone, Bhubaneswar | 2100 | EHT (O&M) Circle, Bhubaneswar | 2105 | EHT (O&M) Division, Puri | CL54 | 132/33 kV S/S S/D Konark line | 3000000437 | MS JOINT FOR ACSR PANTHER CONDUCTOR | COND.ACCES.C002 | ZSPR_ACT | ZSPR | NOS | 2 | 581.9 | INR
2000 | Central Zone, Bhubaneswar | 2100 | EHT (O&M) Circle, Bhubaneswar | 2105 | EHT (O&M) Division, Puri | CL53 | 132/33 kV T/L S/S S/D Nimapara_Line | 3000000437 | MS JOINT FOR ACSR PANTHER CONDUCTOR | COND.ACCES.C002 | ZSPR_ACT | ZSPR | NOS | 67 | 19493.57 | INR
2000 | Central Zone, Bhubaneswar | 2100 | EHT (O&M) Circle, Bhubaneswar | 2105 | EHT (O&M) Division, Puri | CL52 | 132/33 kV T/L S/S S/D Puri_Line | 3000000437 | MS JOINT FOR ACSR PANTHER CONDUCTOR | COND.ACCES.C002 | ZSPR_ACT | ZSPR | NOS | 58 | 16875.04 | INR
2000 | Central Zone, Bhubaneswar | 2100 | EHT (O&M) Circle, Bhubaneswar | 2105 | EHT (O&M) Division, Puri | CL55 | 132/33 kV S/S S/D Samuka_Line | 3000000437 | MS JOINT FOR ACSR PANTHER CONDUCTOR | COND.ACCES.C002 | ZSPR_ACT | ZSPR | NOS | 2 | 581.9 | INR
2000 | Central Zone, Bhubaneswar | 2100 | EHT (O&M) Circle, Bhubaneswar | 2105 | EHT (O&M) Division, Puri | CL57 | 220/132/33 kV T/L S/S S/D Samangara_Line | 3000000438 | MS JOINT FOR ACSR ZEBRA CONDUCTOR | COND.ACCES.C003 | ZSPR_ACT | ZSPR | NOS | 20 | 1213.13 | INR
2000 | Central Zone, Bhubaneswar | 2100 | EHT (O&M) Circle, Bhubaneswar | 2105 | EHT (O&M) Division, Puri | C257 | 220/132/33 kV T/L S/S S/D Samangara | 3000000448 | SPACER FOR ACSR TWIN MOOSE CONDUCTOR | COND.ACCES.D002 | ZSPR_ACT | ZSPR | NOS | 8 | 28915.6 | INR
2000 | Central Zone, Bhubaneswar | 2100 | EHT (O&M) Circle, Bhubaneswar | 2105 | EHT (O&M) Division, Puri | CL55 | 132/33 kV S/S S/D Samuka_Line | 3000000455 | VD OFACSR PANTHER CONDUCTOR | COND.ACCES.E002 | ZSPR_ACT | ZSPR | NOS | 7 | 3090.71 | INR
2000 | Central Zone, Bhubaneswar | 2100 | EHT (O&M) Circle, Bhubaneswar | 2105 | EHT (O&M) Division, Puri | CL52 | 132/33 kV T/L S/S S/D Puri_Line | 3000000455 | VD OFACSR PANTHER CONDUCTOR | COND.ACCES.E002 | ZSPR_ACT | ZSPR | NOS | 21 | 9272.13 | INR
2000 | Central Zone, Bhubaneswar | 2100 | EHT (O&M) Circle, Bhubaneswar | 2105 | EHT (O&M) Division, Puri | CL57 | 220/132/33 kV T/L S/S S/D Samangara_Line | 3000000456 | VD OF ACSR ZEBRA CONDUCTOR | COND.ACCES.E003 | ZSPR_US | ZSPR | NOS | 14 | 0.01 | INR
2000 | Central Zone, Bhubaneswar | 2100 | EHT (O&M) Circle, Bhubaneswar | 2105 | EHT (O&M) Division, Puri | CL57 | 220/132/33 kV T/L S/S S/D Samangara_Line | 3000000456 | VD OF ACSR ZEBRA CONDUCTOR | COND.ACCES.E003 | ZSPR_ACT | ZSPR | NOS | 30 | 0.03 | INR
2000 | Central Zone, Bhubaneswar | 2100 | EHT (O&M) Circle, Bhubaneswar | 2105 | EHT (O&M) Division, Puri | CL53 | 132/33 kV T/L S/S S/D Nimapara_Line | 3000000464 | REPAIR SLEEVE FOR ACSR HORSE CONDUCTOR | COND.ACCES.F001 | ZSPR_SUP | ZSPR | NOS | 36 | 10060.2 | INR
2000 | Central Zone, Bhubaneswar | 2100 | EHT (O&M) Circle, Bhubaneswar | 2105 | EHT (O&M) Division, Puri | CL52 | 132/33 kV T/L S/S S/D Puri_Line | 3000000465 | REPAIR SLEEVE FOR ACSR PANTHER CONDUCTOR | COND.ACCES.F002 | ZSPR_ACT | ZSPR | NOS | 25 | 7339.75 | INR
2000 | Central Zone, Bhubaneswar | 2100 | EHT (O&M) Circle, Bhubaneswar | 2105 | EHT (O&M) Division, Puri | CL53 | 132/33 kV T/L S/S S/D Nimapara_Line | 3000000465 | REPAIR SLEEVE FOR ACSR PANTHER CONDUCTOR | COND.ACCES.F002 | ZSPR_ACT | ZSPR | NOS | 54 | 15853.86 | INR
2000 | Central Zone, Bhubaneswar | 2100 | EHT (O&M) Circle, Bhubaneswar | 2105 | EHT (O&M) Division, Puri | CL55 | 132/33 kV S/S S/D Samuka_Line | 3000000465 | REPAIR SLEEVE FOR ACSR PANTHER CONDUCTOR | COND.ACCES.F002 | ZSPR_ACT | ZSPR | NOS | 3 | 880.77 | INR
2000 | Central Zone, Bhubaneswar | 2100 | EHT (O&M) Circle, Bhubaneswar | 2105 | EHT (O&M) Division, Puri | CL57 | 220/132/33 kV T/L S/S S/D Samangara_Line | 3000000466 | REPAIR SLEEVE FOR ACSR ZEBRA CONDUCTOR | COND.ACCES.F003 | ZSPR_ACT | ZSPR | NOS | 51 | 919.5 | INR
2000 | Central Zone, Bhubaneswar | 2100 | EHT (O&M) Circle, Bhubaneswar | 2105 | EHT (O&M) Division, Puri | CL57 | 220/132/33 kV T/L S/S S/D Samangara_Line | 3000000480 | SMALL CUTPIECE CONDUCTOR | COND.CUTPIECE.A001 | ZSPR_US | ZSPR | MT | 1.155 | 48881.33 | INR
2000 | Central Zone, Bhubaneswar | 2100 | EHT (O&M) Circle, Bhubaneswar | 2105 | EHT (O&M) Division, Puri | CL52 | 132/33 kV T/L S/S S/D Puri_Line | 3000000480 | SMALL CUTPIECE CONDUCTOR | COND.CUTPIECE.A001 | ZSPR_US | ZSPR | MT | 6.366 | 269418.68 | INR
2000 | Central Zone, Bhubaneswar | 2100 | EHT (O&M) Circle, Bhubaneswar | 2105 | EHT (O&M) Division, Puri | CL53 | 132/33 kV T/L S/S S/D Nimapara_Line | 3000000508 | FORGED BULL DOG CLAMP 1/2" | ERS.TNP.A012 | ZSPR_SUP | ZSPR | NOS | 5 | 1938.9 | INR
2000 | Central Zone, Bhubaneswar | 2100 | EHT (O&M) Circle, Bhubaneswar | 2105 | EHT (O&M) Division, Puri | CL53 | 132/33 kV T/L S/S S/D Nimapara_Line | 3000000509 | FORGED BULL DOG CLAMP 5/8" | ERS.TNP.A013 | ZSPR_SUP | ZSPR | NOS | 5 | 1865 | INR
2000 | Central Zone, Bhubaneswar | 2100 | EHT (O&M) Circle, Bhubaneswar | 2105 | EHT (O&M) Division, Puri | C256 | 132/33 kV S/S S/D Satasankha | 3000000586 | 75 X 10mm GI Earth Flat in Mt | ERTH.FLAT.GI.A012 | ZSPR_FREE | ZSPR | MT | 0.378 | 0 | INR
2000 | Central Zone, Bhubaneswar | 2100 | EHT (O&M) Circle, Bhubaneswar | 2105 | EHT (O&M) Division, Puri | C255 | 132/33 kV S/S S/D Samuka | 3000000586 | 75 X 10mm GI Earth Flat in Mt | ERTH.FLAT.GI.A012 | ZSPR_ACT | ZSPR | MT | 0.393 | 33648.93 | INR
2000 | Central Zone, Bhubaneswar | 2100 | EHT (O&M) Circle, Bhubaneswar | 2105 | EHT (O&M) Division, Puri | C257 | 220/132/33 kV T/L S/S S/D Samangara | 3000000586 | 75 X 10mm GI Earth Flat in Mt | ERTH.FLAT.GI.A012 | ZSPR_ACT | ZSPR | MT | 0.266 | 22775.1 | INR
2000 | Central Zone, Bhubaneswar | 2100 | EHT (O&M) Circle, Bhubaneswar | 2105 | EHT (O&M) Division, Puri | C256 | 132/33 kV S/S S/D Satasankha | 3000000603 | 40x3000 MM MS ROD FOR EARTHING | ERTH.ROD.MS.A001 | ZSPR_FREE | ZSPR | NOS | 33 | 0 | INR
2000 | Central Zone, Bhubaneswar | 2100 | EHT (O&M) Circle, Bhubaneswar | 2105 | EHT (O&M) Division, Puri | C257 | 220/132/33 kV T/L S/S S/D Samangara | 3000000603 | 40x3000 MM MS ROD FOR EARTHING | ERTH.ROD.MS.A001 | ZSPR_ACT | ZSPR | NOS | 22 | 30292.46 | INR
2000 | Central Zone, Bhubaneswar | 2100 | EHT (O&M) Circle, Bhubaneswar | 2105 | EHT (O&M) Division, Puri | CL52 | 132/33 kV T/L S/S S/D Puri_Line | 3000000613 | MID SPAN JOINT FOR 7/3.15MM EARTH WIRE | EW.ACCES.A002 | ZSPR_ACT | ZSPR | NOS | 15 | 1055.79 | INR
2000 | Central Zone, Bhubaneswar | 2100 | EHT (O&M) Circle, Bhubaneswar | 2105 | EHT (O&M) Division, Puri | CL54 | 132/33 kV S/S S/D Konark line | 3000000613 | MID SPAN JOINT FOR 7/3.15MM EARTH WIRE | EW.ACCES.A002 | ZSPR_ACT | ZSPR | NOS | 6 | 422.31 | INR
2000 | Central Zone, Bhubaneswar | 2100 | EHT (O&M) Circle, Bhubaneswar | 2105 | EHT (O&M) Division, Puri | CL53 | 132/33 kV T/L S/S S/D Nimapara_Line | 3000000613 | MID SPAN JOINT FOR 7/3.15MM EARTH WIRE | EW.ACCES.A002 | ZSPR_SUP | ZSPR | NOS | 2 | 241.32 | INR
2000 | Central Zone, Bhubaneswar | 2100 | EHT (O&M) Circle, Bhubaneswar | 2105 | EHT (O&M) Division, Puri | C256 | 132/33 kV S/S S/D Satasankha | 3000000616 | VD FOR 7/3.15MM GI EARTHWIRE | EW.ACCES.B002 | ZSPR_FREE | ZSPR | NOS | 5 | 0 | INR
2000 | Central Zone, Bhubaneswar | 2100 | EHT (O&M) Circle, Bhubaneswar | 2105 | EHT (O&M) Division, Puri | CL53 | 132/33 kV T/L S/S S/D Nimapara_Line | 3000000616 | VD FOR 7/3.15MM GI EARTHWIRE | EW.ACCES.B002 | ZSPR_SUP | ZSPR | NOS | 5 | 792.65 | INR
2000 | Central Zone, Bhubaneswar | 2100 | EHT (O&M) Circle, Bhubaneswar | 2105 | EHT (O&M) Division, Puri | CL57 | 220/132/33 kV T/L S/S S/D Samangara_Line | 3000000616 | VD FOR 7/3.15MM GI EARTHWIRE | EW.ACCES.B002 | ZSPR_US | ZSPR | NOS | 9 | 0.01 | INR
2000 | Central Zone, Bhubaneswar | 2100 | EHT (O&M) Circle, Bhubaneswar | 2105 | EHT (O&M) Division, Puri | CL52 | 132/33 kV T/L S/S S/D Puri_Line | 3000000616 | VD FOR 7/3.15MM GI EARTHWIRE | EW.ACCES.B002 | ZSPR_ACT | ZSPR | NOS | 40 | 1483.05 | INR
2000 | Central Zone, Bhubaneswar | 2100 | EHT (O&M) Circle, Bhubaneswar | 2105 | EHT (O&M) Division, Puri | CL54 | 132/33 kV S/S S/D Konark line | 3000000616 | VD FOR 7/3.15MM GI EARTHWIRE | EW.ACCES.B002 | ZSPR_ACT | ZSPR | NOS | 18 | 667.37 | INR
2000 | Central Zone, Bhubaneswar | 2100 | EHT (O&M) Circle, Bhubaneswar | 2105 | EHT (O&M) Division, Puri | CL57 | 220/132/33 kV T/L S/S S/D Samangara_Line | 3000000616 | VD FOR 7/3.15MM GI EARTHWIRE | EW.ACCES.B002 | ZSPR_ACT | ZSPR | NOS | 40 | 1483.06 | INR
2000 | Central Zone, Bhubaneswar | 2100 | EHT (O&M) Circle, Bhubaneswar | 2105 | EHT (O&M) Division, Puri | CL57 | 220/132/33 kV T/L S/S S/D Samangara_Line | 3000000619 | Damaged Cut Pieces GI Earthwire | EW.CUTPIECE.A001 | ZSPR_US | ZSPR | KG | 9055 | 9.06 | INR
2000 | Central Zone, Bhubaneswar | 2100 | EHT (O&M) Circle, Bhubaneswar | 2105 | EHT (O&M) Division, Puri | CL55 | 132/33 kV S/S S/D Samuka_Line | 3000000619 | Damaged Cut Pieces GI Earthwire | EW.CUTPIECE.A001 | ZSPR_SUP | ZSPR | KG | 4930 | 4.93 | INR
2000 | Central Zone, Bhubaneswar | 2100 | EHT (O&M) Circle, Bhubaneswar | 2105 | EHT (O&M) Division, Puri | CL52 | 132/33 kV T/L S/S S/D Puri_Line | 3000000739 | DS HARDWARE FITTING ACSR PANTHER | HWF.DS.A002 | ZSPR_ACT | ZSPR | NOS | 36 | 57244.19 | INR
2000 | Central Zone, Bhubaneswar | 2100 | EHT (O&M) Circle, Bhubaneswar | 2105 | EHT (O&M) Division, Puri | CL53 | 132/33 kV T/L S/S S/D Nimapara_Line | 3000000739 | DS HARDWARE FITTING ACSR PANTHER | HWF.DS.A002 | ZSPR_SUP | ZSPR | NOS | 24 | 24 | INR
2000 | Central Zone, Bhubaneswar | 2100 | EHT (O&M) Circle, Bhubaneswar | 2105 | EHT (O&M) Division, Puri | CL53 | 132/33 kV T/L S/S S/D Nimapara_Line | 3000000739 | DS HARDWARE FITTING ACSR PANTHER | HWF.DS.A002 | ZSPR_ACT | ZSPR | NOS | 8 | 12720.93 | INR
2000 | Central Zone, Bhubaneswar | 2100 | EHT (O&M) Circle, Bhubaneswar | 2105 | EHT (O&M) Division, Puri | CL57 | 220/132/33 kV T/L S/S S/D Samangara_Line | 3000000740 | DS HARDWARE FITTING ACSR ZEBRA | HWF.DS.A003 | ZSPR_FREE | ZSPR | NOS | 1 | 0 | INR
2000 | Central Zone, Bhubaneswar | 2100 | EHT (O&M) Circle, Bhubaneswar | 2105 | EHT (O&M) Division, Puri | CL52 | 132/33 kV T/L S/S S/D Puri_Line | 3000000748 | DS HWF AGS for 90 KN insulator | HWF.DS.A016 | ZSPR_ACT | ZSPR | SET | 20 | 20000 | INR
2000 | Central Zone, Bhubaneswar | 2100 | EHT (O&M) Circle, Bhubaneswar | 2105 | EHT (O&M) Division, Puri | C256 | 132/33 kV S/S S/D Satasankha | 3000000748 | DS HWF AGS for 90 KN insulator | HWF.DS.A016 | ZSPR_FREE | ZSPR | SET | 6 | 0 | INR
2000 | Central Zone, Bhubaneswar | 2100 | EHT (O&M) Circle, Bhubaneswar | 2105 | EHT (O&M) Division, Puri | CL52 | 132/33 kV T/L S/S S/D Puri_Line | 3000000799 | DT Hard ware fittings -120 KN insulator | HWF.DT.A002 | ZSPR_ACT | ZSPR | NOS | 2 | 3154.06 | INR
2000 | Central Zone, Bhubaneswar | 2100 | EHT (O&M) Circle, Bhubaneswar | 2105 | EHT (O&M) Division, Puri | CL53 | 132/33 kV T/L S/S S/D Nimapara_Line | 3000000799 | DT Hard ware fittings -120 KN insulator | HWF.DT.A002 | ZSPR_SUP | ZSPR | NOS | 4 | 4 | INR
2000 | Central Zone, Bhubaneswar | 2100 | EHT (O&M) Circle, Bhubaneswar | 2105 | EHT (O&M) Division, Puri | CL53 | 132/33 kV T/L S/S S/D Nimapara_Line | 3000000799 | DT Hard ware fittings -120 KN insulator | HWF.DT.A002 | ZSPR_US | ZSPR | NOS | 6 | 6 | INR
2000 | Central Zone, Bhubaneswar | 2100 | EHT (O&M) Circle, Bhubaneswar | 2105 | EHT (O&M) Division, Puri | CL57 | 220/132/33 kV T/L S/S S/D Samangara_Line | 3000000800 | DT HARDWARE FITTING ACSR ZEBRA | HWF.DT.A003 | ZSPR_FREE | ZSPR | NOS | 1 | 0 | INR
2000 | Central Zone, Bhubaneswar | 2100 | EHT (O&M) Circle, Bhubaneswar | 2105 | EHT (O&M) Division, Puri | CL57 | 220/132/33 kV T/L S/S S/D Samangara_Line | 3000000816 | DT arcing horn for ACSR Zebra | HWF.DT.D003 | ZSPR_US | ZSPR | NOS | 8 | 0.01 | INR
2000 | Central Zone, Bhubaneswar | 2100 | EHT (O&M) Circle, Bhubaneswar | 2105 | EHT (O&M) Division, Puri | CL52 | 132/33 kV T/L S/S S/D Puri_Line | 3000000822 | SUSPENSION HANGER OF HARDWARE FITTING | HWF.S.HANGER.A001 | ZSPR_ACT | ZSPR | NOS | 15 | 13108.8 | INR
2000 | Central Zone, Bhubaneswar | 2100 | EHT (O&M) Circle, Bhubaneswar | 2105 | EHT (O&M) Division, Puri | CL53 | 132/33 kV T/L S/S S/D Nimapara_Line | 3000000822 | SUSPENSION HANGER OF HARDWARE FITTING | HWF.S.HANGER.A001 | ZSPR_SUP | ZSPR | NOS | 280 | 280 | INR
2000 | Central Zone, Bhubaneswar | 2100 | EHT (O&M) Circle, Bhubaneswar | 2105 | EHT (O&M) Division, Puri | CL53 | 132/33 kV T/L S/S S/D Nimapara_Line | 3000000822 | SUSPENSION HANGER OF HARDWARE FITTING | HWF.S.HANGER.A001 | ZSPR_ACT | ZSPR | NOS | 180 | 157305.6 | INR
2000 | Central Zone, Bhubaneswar | 2100 | EHT (O&M) Circle, Bhubaneswar | 2105 | EHT (O&M) Division, Puri | CL57 | 220/132/33 kV T/L S/S S/D Samangara_Line | 3000000824 | SUSPENSION CLAMP FOR 7/3.15MM EARTHWIRE | HWF.SC.EW.A002 | ZSPR_ACT | ZSPR | NOS | 18 | 1993.28 | INR
2000 | Central Zone, Bhubaneswar | 2100 | EHT (O&M) Circle, Bhubaneswar | 2105 | EHT (O&M) Division, Puri | CL54 | 132/33 kV S/S S/D Konark line | 3000000824 | SUSPENSION CLAMP FOR 7/3.15MM EARTHWIRE | HWF.SC.EW.A002 | ZSPR_ACT | ZSPR | NOS | 8 | 885.9 | INR
2000 | Central Zone, Bhubaneswar | 2100 | EHT (O&M) Circle, Bhubaneswar | 2105 | EHT (O&M) Division, Puri | C256 | 132/33 kV S/S S/D Satasankha | 3000000824 | SUSPENSION CLAMP FOR 7/3.15MM EARTHWIRE | HWF.SC.EW.A002 | ZSPR_FREE | ZSPR | NOS | 18 | 0 | INR
2000 | Central Zone, Bhubaneswar | 2100 | EHT (O&M) Circle, Bhubaneswar | 2105 | EHT (O&M) Division, Puri | CL53 | 132/33 kV T/L S/S S/D Nimapara_Line | 3000000824 | SUSPENSION CLAMP FOR 7/3.15MM EARTHWIRE | HWF.SC.EW.A002 | ZSPR_SUP | ZSPR | NOS | 4 | 820.76 | INR
2000 | Central Zone, Bhubaneswar | 2100 | EHT (O&M) Circle, Bhubaneswar | 2105 | EHT (O&M) Division, Puri | CL52 | 132/33 kV T/L S/S S/D Puri_Line | 3000000824 | SUSPENSION CLAMP FOR 7/3.15MM EARTHWIRE | HWF.SC.EW.A002 | ZSPR_ACT | ZSPR | NOS | 60 | 6644.28 | INR
2000 | Central Zone, Bhubaneswar | 2100 | EHT (O&M) Circle, Bhubaneswar | 2105 | EHT (O&M) Division, Puri | CL53 | 132/33 kV T/L S/S S/D Nimapara_Line | 3000000845 | SS HARDWARE FITTING ACSR HORSE | HWF.SS.A001 | ZSPR_SUP | ZSPR | NOS | 40 | 19334 | INR
2000 | Central Zone, Bhubaneswar | 2100 | EHT (O&M) Circle, Bhubaneswar | 2105 | EHT (O&M) Division, Puri | CL54 | 132/33 kV S/S S/D Konark line | 3000000846 | SS HARDWARE FITTING ACSR PANTHER | HWF.SS.A002 | ZSPR_ACT | ZSPR | NOS | 7 | 11894.66 | INR
2000 | Central Zone, Bhubaneswar | 2100 | EHT (O&M) Circle, Bhubaneswar | 2105 | EHT (O&M) Division, Puri | CL57 | 220/132/33 kV T/L S/S S/D Samangara_Line | 3000000846 | SS HARDWARE FITTING ACSR PANTHER | HWF.SS.A002 | ZSPR_ACT | ZSPR | NOS | 10 | 16992.37 | INR
2000 | Central Zone, Bhubaneswar | 2100 | EHT (O&M) Circle, Bhubaneswar | 2105 | EHT (O&M) Division, Puri | CL53 | 132/33 kV T/L S/S S/D Nimapara_Line | 3000000846 | SS HARDWARE FITTING ACSR PANTHER | HWF.SS.A002 | ZSPR_ACT | ZSPR | NOS | 39 | 66270.21 | INR
2000 | Central Zone, Bhubaneswar | 2100 | EHT (O&M) Circle, Bhubaneswar | 2105 | EHT (O&M) Division, Puri | C252 | 132/33 kV T/L S/S S/D Puri | 3000000846 | SS HARDWARE FITTING ACSR PANTHER | HWF.SS.A002 | ZSPR_ACT | ZSPR | NOS | 10 | 16992.37 | INR
2000 | Central Zone, Bhubaneswar | 2100 | EHT (O&M) Circle, Bhubaneswar | 2105 | EHT (O&M) Division, Puri | CL53 | 132/33 kV T/L S/S S/D Nimapara_Line | 3000000846 | SS HARDWARE FITTING ACSR PANTHER | HWF.SS.A002 | ZSPR_SUP | ZSPR | NOS | 300 | 300 | INR
2000 | Central Zone, Bhubaneswar | 2100 | EHT (O&M) Circle, Bhubaneswar | 2105 | EHT (O&M) Division, Puri | CL57 | 220/132/33 kV T/L S/S S/D Samangara_Line | 3000000847 | SS HARDWARE FITTING ACSR ZEBRA | HWF.SS.A003 | ZSPR_ACT | ZSPR | NOS | 5 | 0.01 | INR
2000 | Central Zone, Bhubaneswar | 2100 | EHT (O&M) Circle, Bhubaneswar | 2105 | EHT (O&M) Division, Puri | CL52 | 132/33 kV T/L S/S S/D Puri_Line | 3000000857 | SS HWF AGS type for 90 KN insulator | HWF.SS.A016 | ZSPR_ACT | ZSPR | NOS | 79 | 104677.37 | INR
2000 | Central Zone, Bhubaneswar | 2100 | EHT (O&M) Circle, Bhubaneswar | 2105 | EHT (O&M) Division, Puri | C256 | 132/33 kV S/S S/D Satasankha | 3000000857 | SS HWF AGS type for 90 KN insulator | HWF.SS.A016 | ZSPR_FREE | ZSPR | NOS | 93 | 0 | INR
2000 | Central Zone, Bhubaneswar | 2100 | EHT (O&M) Circle, Bhubaneswar | 2105 | EHT (O&M) Division, Puri | CL57 | 220/132/33 kV T/L S/S S/D Samangara_Line | 3000000872 | ARCING HORN OF SS HWF FOR ACSR ZEBRA | HWF.SS.D003 | ZSPR_US | ZSPR | NOS | 77 | 0.08 | INR
2000 | Central Zone, Bhubaneswar | 2100 | EHT (O&M) Circle, Bhubaneswar | 2105 | EHT (O&M) Division, Puri | CL53 | 132/33 kV T/L S/S S/D Nimapara_Line | 3000000876 | ST HARDWARE FITTING LYNX /ACSR HORSE CON | HWF.ST.A001 | ZSPR_SUP | ZSPR | NOS | 15 | 6083.1 | INR
2000 | Central Zone, Bhubaneswar | 2100 | EHT (O&M) Circle, Bhubaneswar | 2105 | EHT (O&M) Division, Puri | CL55 | 132/33 kV S/S S/D Samuka_Line | 3000000877 | ST Hard wares fittings 120KN insulator | HWF.ST.A002 | ZSPR_ACT | ZSPR | NOS | 1 | 4098.61 | INR
2000 | Central Zone, Bhubaneswar | 2100 | EHT (O&M) Circle, Bhubaneswar | 2105 | EHT (O&M) Division, Puri | CL54 | 132/33 kV S/S S/D Konark line | 3000000877 | ST Hard wares fittings 120KN insulator | HWF.ST.A002 | ZSPR_ACT | ZSPR | NOS | 3 | 12295.84 | INR
2000 | Central Zone, Bhubaneswar | 2100 | EHT (O&M) Circle, Bhubaneswar | 2105 | EHT (O&M) Division, Puri | CL53 | 132/33 kV T/L S/S S/D Nimapara_Line | 3000000877 | ST Hard wares fittings 120KN insulator | HWF.ST.A002 | ZSPR_US | ZSPR | NOS | 16 | 16 | INR
2000 | Central Zone, Bhubaneswar | 2100 | EHT (O&M) Circle, Bhubaneswar | 2105 | EHT (O&M) Division, Puri | C257 | 220/132/33 kV T/L S/S S/D Samangara | 3000000877 | ST Hard wares fittings 120KN insulator | HWF.ST.A002 | ZSPR_ACT | ZSPR | NOS | 6 | 24591.69 | INR
2000 | Central Zone, Bhubaneswar | 2100 | EHT (O&M) Circle, Bhubaneswar | 2105 | EHT (O&M) Division, Puri | C252 | 132/33 kV T/L S/S S/D Puri | 3000000877 | ST Hard wares fittings 120KN insulator | HWF.ST.A002 | ZSPR_ACT | ZSPR | NOS | 80 | 327889.17 | INR
2000 | Central Zone, Bhubaneswar | 2100 | EHT (O&M) Circle, Bhubaneswar | 2105 | EHT (O&M) Division, Puri | CL53 | 132/33 kV T/L S/S S/D Nimapara_Line | 3000000877 | ST Hard wares fittings 120KN insulator | HWF.ST.A002 | ZSPR_SUP | ZSPR | NOS | 5 | 5 | INR
2000 | Central Zone, Bhubaneswar | 2100 | EHT (O&M) Circle, Bhubaneswar | 2105 | EHT (O&M) Division, Puri | C252 | 132/33 kV T/L S/S S/D Puri | 3000000878 | ST HWF FOR ACSR ZEBRA | HWF.ST.A003 | ZSPR_ACT | ZSPR | NOS | 7 | 11206.09 | INR
2000 | Central Zone, Bhubaneswar | 2100 | EHT (O&M) Circle, Bhubaneswar | 2105 | EHT (O&M) Division, Puri | C253 | 132/33 kV T/L S/S S/D Nimapara | 3000000878 | ST HWF FOR ACSR ZEBRA | HWF.ST.A003 | ZSPR_ACT | ZSPR | NOS | 8 | 12806.96 | INR
2000 | Central Zone, Bhubaneswar | 2100 | EHT (O&M) Circle, Bhubaneswar | 2105 | EHT (O&M) Division, Puri | C254 | 132/33 kV S/S S/D Konark | 3000000879 | Single Tension H/W Fitting ACSR Moose | HWF.ST.A004 | ZSPR_ACT | ZSPR | SET | 3 | 8002.37 | INR
2000 | Central Zone, Bhubaneswar | 2100 | EHT (O&M) Circle, Bhubaneswar | 2105 | EHT (O&M) Division, Puri | C255 | 132/33 kV S/S S/D Samuka | 3000000879 | Single Tension H/W Fitting ACSR Moose | HWF.ST.A004 | ZSPR_ACT | ZSPR | SET | 6 | 16004.75 | INR
2000 | Central Zone, Bhubaneswar | 2100 | EHT (O&M) Circle, Bhubaneswar | 2105 | EHT (O&M) Division, Puri | C254 | 132/33 kV S/S S/D Konark | 3000000881 | ST HARDWARE FITTING ACSR TWIN MOOSE | HWF.ST.A006 | ZSPR_ACT | ZSPR | NOS | 12 | 105953.64 | INR
2000 | Central Zone, Bhubaneswar | 2100 | EHT (O&M) Circle, Bhubaneswar | 2105 | EHT (O&M) Division, Puri | CL57 | 220/132/33 kV T/L S/S S/D Samangara_Line | 3000000901 | ARCING HORN OF ST HWF FOR ACSR ZEBRA | HWF.ST.D003 | ZSPR_US | ZSPR | NOS | 29 | 0.02 | INR
2000 | Central Zone, Bhubaneswar | 2100 | EHT (O&M) Circle, Bhubaneswar | 2105 | EHT (O&M) Division, Puri | CL54 | 132/33 kV S/S S/D Konark line | 3000000906 | TENSION CLAMP FOR EARTHWIRE | HWF.TC.EW.A002 | ZSPR_ACT | ZSPR | NOS | 5 | 426.58 | INR
2000 | Central Zone, Bhubaneswar | 2100 | EHT (O&M) Circle, Bhubaneswar | 2105 | EHT (O&M) Division, Puri | CL57 | 220/132/33 kV T/L S/S S/D Samangara_Line | 3000000906 | TENSION CLAMP FOR EARTHWIRE | HWF.TC.EW.A002 | ZSPR_ACT | ZSPR | NOS | 16 | 1365.07 | INR
2000 | Central Zone, Bhubaneswar | 2100 | EHT (O&M) Circle, Bhubaneswar | 2105 | EHT (O&M) Division, Puri | CL52 | 132/33 kV T/L S/S S/D Puri_Line | 3000000906 | TENSION CLAMP FOR EARTHWIRE | HWF.TC.EW.A002 | ZSPR_ACT | ZSPR | NOS | 32 | 2730.14 | INR
2000 | Central Zone, Bhubaneswar | 2100 | EHT (O&M) Circle, Bhubaneswar | 2105 | EHT (O&M) Division, Puri | CL53 | 132/33 kV T/L S/S S/D Nimapara_Line | 3000000906 | TENSION CLAMP FOR EARTHWIRE | HWF.TC.EW.A002 | ZSPR_SUP | ZSPR | NOS | 15 | 3908.4 | INR
2000 | Central Zone, Bhubaneswar | 2100 | EHT (O&M) Circle, Bhubaneswar | 2105 | EHT (O&M) Division, Puri | C256 | 132/33 kV S/S S/D Satasankha | 3000000929 | SWITCHYARD LIGHTING WITGH LED LAMPS | ILWR.SY.LFT.A001 | ZSPR_FREE | ZSPR | NOS | 3 | 0 | INR
2000 | Central Zone, Bhubaneswar | 2100 | EHT (O&M) Circle, Bhubaneswar | 2105 | EHT (O&M) Division, Puri | C257 | 220/132/33 kV T/L S/S S/D Samangara | 3000000931 | 90KN ANTIFOG DISC INSULATOR | INS.AF.DISC.B002 | ZSPR_ACT | ZSPR | NOS | 214 | 197645.54 | INR
2000 | Central Zone, Bhubaneswar | 2100 | EHT (O&M) Circle, Bhubaneswar | 2105 | EHT (O&M) Division, Puri | CL54 | 132/33 kV S/S S/D Konark line | 3000000931 | 90KN ANTIFOG DISC INSULATOR | INS.AF.DISC.B002 | ZSPR_ACT | ZSPR | NOS | 32 | 29554.47 | INR
2000 | Central Zone, Bhubaneswar | 2100 | EHT (O&M) Circle, Bhubaneswar | 2105 | EHT (O&M) Division, Puri | CL55 | 132/33 kV S/S S/D Samuka_Line | 3000000931 | 90KN ANTIFOG DISC INSULATOR | INS.AF.DISC.B002 | ZSPR_ACT | ZSPR | NOS | 13 | 12006.5 | INR
2000 | Central Zone, Bhubaneswar | 2100 | EHT (O&M) Circle, Bhubaneswar | 2105 | EHT (O&M) Division, Puri | C256 | 132/33 kV S/S S/D Satasankha | 3000000931 | 90KN ANTIFOG DISC INSULATOR | INS.AF.DISC.B002 | ZSPR_FREE | ZSPR | NOS | 49 | 0 | INR
2000 | Central Zone, Bhubaneswar | 2100 | EHT (O&M) Circle, Bhubaneswar | 2105 | EHT (O&M) Division, Puri | C257 | 220/132/33 kV T/L S/S S/D Samangara | 3000000932 | 120KN ANTIFOG DISC INSULATOR | INS.AF.DISC.B003 | ZSPR_ACT | ZSPR | NOS | 52 | 71522.78 | INR
2000 | Central Zone, Bhubaneswar | 2100 | EHT (O&M) Circle, Bhubaneswar | 2105 | EHT (O&M) Division, Puri | CL54 | 132/33 kV S/S S/D Konark line | 3000000932 | 120KN ANTIFOG DISC INSULATOR | INS.AF.DISC.B003 | ZSPR_ACT | ZSPR | NOS | 39 | 53642.08 | INR
2000 | Central Zone, Bhubaneswar | 2100 | EHT (O&M) Circle, Bhubaneswar | 2105 | EHT (O&M) Division, Puri | C256 | 132/33 kV S/S S/D Satasankha | 3000000932 | 120KN ANTIFOG DISC INSULATOR | INS.AF.DISC.B003 | ZSPR_FREE | ZSPR | NOS | 125 | 0 | INR
2000 | Central Zone, Bhubaneswar | 2100 | EHT (O&M) Circle, Bhubaneswar | 2105 | EHT (O&M) Division, Puri | C255 | 132/33 kV S/S S/D Samuka | 3000000932 | 120KN ANTIFOG DISC INSULATOR | INS.AF.DISC.B003 | ZSPR_ACT | ZSPR | NOS | 12 | 16505.26 | INR
2000 | Central Zone, Bhubaneswar | 2100 | EHT (O&M) Circle, Bhubaneswar | 2105 | EHT (O&M) Division, Puri | CL57 | 220/132/33 kV T/L S/S S/D Samangara_Line | 3000000940 | 120KN POLYMER LONG ROD INSULATOR | INS.PLYMR.A001 | ZSPR_ACT | ZSPR | NOS | 41 | 0.04 | INR
2000 | Central Zone, Bhubaneswar | 2100 | EHT (O&M) Circle, Bhubaneswar | 2105 | EHT (O&M) Division, Puri | CL57 | 220/132/33 kV T/L S/S S/D Samangara_Line | 3000000941 | 90KN POLYMER LONG ROD INSULATOR | INS.PLYMR.A002 | ZSPR_ACT | ZSPR | NOS | 21 | 43345.26 | INR
2000 | Central Zone, Bhubaneswar | 2100 | EHT (O&M) Circle, Bhubaneswar | 2105 | EHT (O&M) Division, Puri | CL52 | 132/33 kV T/L S/S S/D Puri_Line | 3000000941 | 90KN POLYMER LONG ROD INSULATOR | INS.PLYMR.A002 | ZSPR_ACT | ZSPR | NOS | 11 | 22704.66 | INR
2000 | Central Zone, Bhubaneswar | 2100 | EHT (O&M) Circle, Bhubaneswar | 2105 | EHT (O&M) Division, Puri | CL57 | 220/132/33 kV T/L S/S S/D Samangara_Line | 3000000942 | 160KN POLYMER LONG ROD INSULATOR | INS.PLYMR.A003 | ZSPR_US | ZSPR | NOS | 49 | 0.05 | INR
2000 | Central Zone, Bhubaneswar | 2100 | EHT (O&M) Circle, Bhubaneswar | 2105 | EHT (O&M) Division, Puri | C256 | 132/33 kV S/S S/D Satasankha | 3000000943 | 33 KV Bus Post Insulator | INS.POR.BPI.C001 | ZSPR_ACT | ZSPR | NOS | 1 | 2769.89 | INR
2000 | Central Zone, Bhubaneswar | 2100 | EHT (O&M) Circle, Bhubaneswar | 2105 | EHT (O&M) Division, Puri | C255 | 132/33 kV S/S S/D Samuka | 3000000943 | 33 KV Bus Post Insulator | INS.POR.BPI.C001 | ZSPR_ACT | ZSPR | NOS | 2 | 5539.78 | INR
2000 | Central Zone, Bhubaneswar | 2100 | EHT (O&M) Circle, Bhubaneswar | 2105 | EHT (O&M) Division, Puri | C254 | 132/33 kV S/S S/D Konark | 3000000944 | 132 KV BUS POST INSULATORS | INS.POR.BPI.D001 | ZSPR_ACT | ZSPR | NOS | 4 | 41430.35 | INR
2000 | Central Zone, Bhubaneswar | 2100 | EHT (O&M) Circle, Bhubaneswar | 2105 | EHT (O&M) Division, Puri | C252 | 132/33 kV T/L S/S S/D Puri | 3000000944 | 132 KV BUS POST INSULATORS | INS.POR.BPI.D001 | ZSPR_ACT | ZSPR | NOS | 1 | 10357.59 | INR
2000 | Central Zone, Bhubaneswar | 2100 | EHT (O&M) Circle, Bhubaneswar | 2105 | EHT (O&M) Division, Puri | CL52 | 132/33 kV T/L S/S S/D Puri_Line | 3000000947 | 90KN PORCELAIN DISC INSULATOR | INS.POR.DISC.B002 | ZSPR_ACT | ZSPR | NOS | 11 | 1271.05 | INR
2000 | Central Zone, Bhubaneswar | 2100 | EHT (O&M) Circle, Bhubaneswar | 2105 | EHT (O&M) Division, Puri | CL55 | 132/33 kV S/S S/D Samuka_Line | 3000000947 | 90KN PORCELAIN DISC INSULATOR | INS.POR.DISC.B002 | ZSPR_ACT | ZSPR | NOS | 25 | 2888.75 | INR
2000 | Central Zone, Bhubaneswar | 2100 | EHT (O&M) Circle, Bhubaneswar | 2105 | EHT (O&M) Division, Puri | CL53 | 132/33 kV T/L S/S S/D Nimapara_Line | 3000000947 | 90KN PORCELAIN DISC INSULATOR | INS.POR.DISC.B002 | ZSPR_SUP | ZSPR | NOS | 396 | 45757.8 | INR
2000 | Central Zone, Bhubaneswar | 2100 | EHT (O&M) Circle, Bhubaneswar | 2105 | EHT (O&M) Division, Puri | CL52 | 132/33 kV T/L S/S S/D Puri_Line | 3000000947 | 90KN PORCELAIN DISC INSULATOR | INS.POR.DISC.B002 | ZSPR_US | ZSPR | NOS | 7 | 808.85 | INR
2000 | Central Zone, Bhubaneswar | 2100 | EHT (O&M) Circle, Bhubaneswar | 2105 | EHT (O&M) Division, Puri | C255 | 132/33 kV S/S S/D Samuka | 3000000948 | 120KN PORCELAIN DISC INSULATOR | INS.POR.DISC.B003 | ZSPR_ACT | ZSPR | NOS | 69 | 653.43 | INR
2000 | Central Zone, Bhubaneswar | 2100 | EHT (O&M) Circle, Bhubaneswar | 2105 | EHT (O&M) Division, Puri | CL52 | 132/33 kV T/L S/S S/D Puri_Line | 3000000948 | 120KN PORCELAIN DISC INSULATOR | INS.POR.DISC.B003 | ZSPR_SCRAP | ZSPR | NOS | 28 | 265.16 | INR
2000 | Central Zone, Bhubaneswar | 2100 | EHT (O&M) Circle, Bhubaneswar | 2105 | EHT (O&M) Division, Puri | CL53 | 132/33 kV T/L S/S S/D Nimapara_Line | 3000000948 | 120KN PORCELAIN DISC INSULATOR | INS.POR.DISC.B003 | ZSPR_SUP | ZSPR | NOS | 1110 | 10511.7 | INR
2000 | Central Zone, Bhubaneswar | 2100 | EHT (O&M) Circle, Bhubaneswar | 2105 | EHT (O&M) Division, Puri | CL52 | 132/33 kV T/L S/S S/D Puri_Line | 3000000948 | 120KN PORCELAIN DISC INSULATOR | INS.POR.DISC.B003 | ZSPR_ACT | ZSPR | NOS | 59 | 558.73 | INR
2000 | Central Zone, Bhubaneswar | 2100 | EHT (O&M) Circle, Bhubaneswar | 2105 | EHT (O&M) Division, Puri | CL52 | 132/33 kV T/L S/S S/D Puri_Line | 3000000954 | 132KV LR 90KN PORCELAIN INSULATOR | INS.POR.LR.D002 | ZSPR_ACT | ZSPR | NOS | 9 | 64509.19 | INR
2000 | Central Zone, Bhubaneswar | 2100 | EHT (O&M) Circle, Bhubaneswar | 2105 | EHT (O&M) Division, Puri | CL53 | 132/33 kV T/L S/S S/D Nimapara_Line | 3000000954 | 132KV LR 90KN PORCELAIN INSULATOR | INS.POR.LR.D002 | ZSPR_ACT | ZSPR | NOS | 10 | 71676.88 | INR
2000 | Central Zone, Bhubaneswar | 2100 | EHT (O&M) Circle, Bhubaneswar | 2105 | EHT (O&M) Division, Puri | C255 | 132/33 kV S/S S/D Samuka | 3000000954 | 132KV LR 90KN PORCELAIN INSULATOR | INS.POR.LR.D002 | ZSPR_ACT | ZSPR | NOS | 5 | 35838.44 | INR
2000 | Central Zone, Bhubaneswar | 2100 | EHT (O&M) Circle, Bhubaneswar | 2105 | EHT (O&M) Division, Puri | C256 | 132/33 kV S/S S/D Satasankha | 3000000954 | 132KV LR 90KN PORCELAIN INSULATOR | INS.POR.LR.D002 | ZSPR_FREE | ZSPR | NOS | 1 | 0 | INR
2000 | Central Zone, Bhubaneswar | 2100 | EHT (O&M) Circle, Bhubaneswar | 2105 | EHT (O&M) Division, Puri | CL53 | 132/33 kV T/L S/S S/D Nimapara_Line | 3000000955 | 120KN 132 KV PORCELAIN LONG ROD | INS.POR.LR.D003 | ZSPR_ACT | ZSPR | NOS | 5 | 46557.47 | INR
2000 | Central Zone, Bhubaneswar | 2100 | EHT (O&M) Circle, Bhubaneswar | 2105 | EHT (O&M) Division, Puri | CL55 | 132/33 kV S/S S/D Samuka_Line | 3000000955 | 120KN 132 KV PORCELAIN LONG ROD | INS.POR.LR.D003 | ZSPR_ACT | ZSPR | NOS | 1 | 9311.49 | INR
2000 | Central Zone, Bhubaneswar | 2100 | EHT (O&M) Circle, Bhubaneswar | 2105 | EHT (O&M) Division, Puri | C255 | 132/33 kV S/S S/D Samuka | 3000000955 | 120KN 132 KV PORCELAIN LONG ROD | INS.POR.LR.D003 | ZSPR_ACT | ZSPR | NOS | 5 | 46557.48 | INR
2000 | Central Zone, Bhubaneswar | 2100 | EHT (O&M) Circle, Bhubaneswar | 2105 | EHT (O&M) Division, Puri | C256 | 132/33 kV S/S S/D Satasankha | 3000000955 | 120KN 132 KV PORCELAIN LONG ROD | INS.POR.LR.D003 | ZSPR_FREE | ZSPR | NOS | 21 | 0 | INR
2000 | Central Zone, Bhubaneswar | 2100 | EHT (O&M) Circle, Bhubaneswar | 2105 | EHT (O&M) Division, Puri | CL52 | 132/33 kV T/L S/S S/D Puri_Line | 3000000955 | 120KN 132 KV PORCELAIN LONG ROD | INS.POR.LR.D003 | ZSPR_SH | ZSPR | NOS | 51 | 31070.73 | INR
2000 | Central Zone, Bhubaneswar | 2100 | EHT (O&M) Circle, Bhubaneswar | 2105 | EHT (O&M) Division, Puri | CL57 | 220/132/33 kV T/L S/S S/D Samangara_Line | 3000000956 | 120KN 220 KV PORCELAIN LONG ROD | INS.POR.LR.E003 | ZSPR_US | ZSPR | NOS | 73 | 0.07 | INR
2000 | Central Zone, Bhubaneswar | 2100 | EHT (O&M) Circle, Bhubaneswar | 2105 | EHT (O&M) Division, Puri | C253 | 132/33 kV T/L S/S S/D Nimapara | 3000000960 | 90KN 132KV SILICON RUBBER LR INSULATOR | INS.S.RUBBERLR.D001 | ZSPR_ACT | ZSPR | NOS | 12 | 24899.88 | INR
2000 | Central Zone, Bhubaneswar | 2100 | EHT (O&M) Circle, Bhubaneswar | 2105 | EHT (O&M) Division, Puri | CL53 | 132/33 kV T/L S/S S/D Nimapara_Line | 3000000961 | 120KN 132 KV SILICON RUBBER LR INSULATOR | INS.S.RUBBERLR.D002 | ZSPR_SUP | ZSPR | NOS | 4 | 8820 | INR
2000 | Central Zone, Bhubaneswar | 2100 | EHT (O&M) Circle, Bhubaneswar | 2105 | EHT (O&M) Division, Puri | C253 | 132/33 kV T/L S/S S/D Nimapara | 3000000961 | 120KN 132 KV SILICON RUBBER LR INSULATOR | INS.S.RUBBERLR.D002 | ZSPR_ACT | ZSPR | NOS | 3 | 6615 | INR
2000 | Central Zone, Bhubaneswar | 2100 | EHT (O&M) Circle, Bhubaneswar | 2105 | EHT (O&M) Division, Puri | CL57 | 220/132/33 kV T/L S/S S/D Samangara_Line | 3000000963 | 220KV 160KN Silicon Rubber LR Insulator. | INS.S.RUBBERLR.E002 | ZSPR_ACT | ZSPR | NOS | 35 | 0.04 | INR
2000 | Central Zone, Bhubaneswar | 2100 | EHT (O&M) Circle, Bhubaneswar | 2105 | EHT (O&M) Division, Puri | C253 | 132/33 kV T/L S/S S/D Nimapara | 3000000976 | ACDB for Yard Kiosk | MISC.ACDB.A001 | ZSPR_ACT | ZSPR | NOS | 1 | 28622.8 | INR
2000 | Central Zone, Bhubaneswar | 2100 | EHT (O&M) Circle, Bhubaneswar | 2105 | EHT (O&M) Division, Puri | C257 | 220/132/33 kV T/L S/S S/D Samangara | 3000000982 | ALLUMINIUM BINDING TAPE | MISC.ALBINDTAPE.A001 | ZSPR_ACT | ZSPR | KG | 6 | 4663.68 | INR
2000 | Central Zone, Bhubaneswar | 2100 | EHT (O&M) Circle, Bhubaneswar | 2105 | EHT (O&M) Division, Puri | C253 | 132/33 kV T/L S/S S/D Nimapara | 3000000988 | GI Channel (100x50mm) in kg | MISC.CHANNEL.A004 | ZSPR_ACT | ZSPR | KG | 986 | 98895.8 | INR
2000 | Central Zone, Bhubaneswar | 2100 | EHT (O&M) Circle, Bhubaneswar | 2105 | EHT (O&M) Division, Puri | C255 | 132/33 kV S/S S/D Samuka | 3000000988 | GI Channel (100x50mm) in kg | MISC.CHANNEL.A004 | ZSPR_ACT | ZSPR | KG | 108 | 10832.4 | INR
2000 | Central Zone, Bhubaneswar | 2100 | EHT (O&M) Circle, Bhubaneswar | 2105 | EHT (O&M) Division, Puri | C253 | 132/33 kV T/L S/S S/D Nimapara | 3000000989 | GI Channel(100x75mm) in kg | MISC.CHANNEL.C001 | ZSPR_ACT | ZSPR | KG | 1899 | 190469.7 | INR
2000 | Central Zone, Bhubaneswar | 2100 | EHT (O&M) Circle, Bhubaneswar | 2105 | EHT (O&M) Division, Puri | C256 | 132/33 kV S/S S/D Satasankha | 3000000992 | PT/IVT/CVT CONSOLE BOX | MISC.CONSOLE.A001 | ZSPR_FREE | ZSPR | NOS | 1 | 0 | INR
2000 | Central Zone, Bhubaneswar | 2100 | EHT (O&M) Circle, Bhubaneswar | 2105 | EHT (O&M) Division, Puri | C252 | 132/33 kV T/L S/S S/D Puri | 3000000996 | CT CONSOLE BOX | MISC.CT.CONSOLE.A001 | ZSPR_ACT | ZSPR | NOS | 1 | 25458.7 | INR
2000 | Central Zone, Bhubaneswar | 2100 | EHT (O&M) Circle, Bhubaneswar | 2105 | EHT (O&M) Division, Puri | C253 | 132/33 kV T/L S/S S/D Nimapara | 3000000996 | CT CONSOLE BOX | MISC.CT.CONSOLE.A001 | ZSPR_ACT | ZSPR | NOS | 1 | 25458.69 | INR
2000 | Central Zone, Bhubaneswar | 2100 | EHT (O&M) Circle, Bhubaneswar | 2105 | EHT (O&M) Division, Puri | C252 | 132/33 kV T/L S/S S/D Puri | 3000000996 | CT CONSOLE BOX | MISC.CT.CONSOLE.A001 | ZSPR_US | ZSPR | NOS | 13 | 13 | INR
2000 | Central Zone, Bhubaneswar | 2100 | EHT (O&M) Circle, Bhubaneswar | 2105 | EHT (O&M) Division, Puri | C253 | 132/33 kV T/L S/S S/D Nimapara | 3000000997 | D.C DISTRIBUTION BOARD | MISC.DCDB.A001 | ZSPR_ACT | ZSPR | NOS | 2 | 15330.66 | INR
2000 | Central Zone, Bhubaneswar | 2100 | EHT (O&M) Circle, Bhubaneswar | 2105 | EHT (O&M) Division, Puri | C255 | 132/33 kV S/S S/D Samuka | 3000001002 | EMPTY Tfr OIL BARREL | MISC.EMPTYBRL.A001 | ZSPR_FREE | ZSPR | NOS | 20 | 0 | INR
2000 | Central Zone, Bhubaneswar | 2100 | EHT (O&M) Circle, Bhubaneswar | 2105 | EHT (O&M) Division, Puri | C254 | 132/33 kV S/S S/D Konark | 3000001007 | FLEXIBLE COPPER EARTH BOND | MISC.FL.CU.BOND.A001 | ZSPR_ACT | ZSPR | NOS | 10 | 3830 | INR
2000 | Central Zone, Bhubaneswar | 2100 | EHT (O&M) Circle, Bhubaneswar | 2105 | EHT (O&M) Division, Puri | CL57 | 220/132/33 kV T/L S/S S/D Samangara_Line | 3000001008 | FLEXIBLE EARTH BOND | MISC.FL.E.BOND.A001 | ZSPR_FREE | ZSPR | NOS | 1 | 0 | INR
2000 | Central Zone, Bhubaneswar | 2100 | EHT (O&M) Circle, Bhubaneswar | 2105 | EHT (O&M) Division, Puri | CL52 | 132/33 kV T/L S/S S/D Puri_Line | 3000001008 | FLEXIBLE EARTH BOND | MISC.FL.E.BOND.A001 | ZSPR_ACT | ZSPR | NOS | 52 | 6037.24 | INR
2000 | Central Zone, Bhubaneswar | 2100 | EHT (O&M) Circle, Bhubaneswar | 2105 | EHT (O&M) Division, Puri | CL57 | 220/132/33 kV T/L S/S S/D Samangara_Line | 3000001008 | FLEXIBLE EARTH BOND | MISC.FL.E.BOND.A001 | ZSPR_ACT | ZSPR | NOS | 130 | 15093.09 | INR
2000 | Central Zone, Bhubaneswar | 2100 | EHT (O&M) Circle, Bhubaneswar | 2105 | EHT (O&M) Division, Puri | CL52 | 132/33 kV T/L S/S S/D Puri_Line | 3000001010 | FOOT SPRAYER | MISC.FOOTSPRAY.A001 | ZSPR_ACT | ZSPR | NOS | 2 | 400 | INR
2000 | Central Zone, Bhubaneswar | 2100 | EHT (O&M) Circle, Bhubaneswar | 2105 | EHT (O&M) Division, Puri | C255 | 132/33 kV S/S S/D Samuka | 3000001051 | 12 MM POLYPROPELENE ROPE | MISC.ROPE.B001 | ZSPR_ACT | ZSPR | KG | 14 | 3710 | INR
2000 | Central Zone, Bhubaneswar | 2100 | EHT (O&M) Circle, Bhubaneswar | 2105 | EHT (O&M) Division, Puri | C255 | 132/33 kV S/S S/D Samuka | 3000001052 | 16 MM POLYPROPELENE ROPE | MISC.ROPE.B002 | ZSPR_ACT | ZSPR | KG | 41 | 8815 | INR
2000 | Central Zone, Bhubaneswar | 2100 | EHT (O&M) Circle, Bhubaneswar | 2105 | EHT (O&M) Division, Puri | C255 | 132/33 kV S/S S/D Samuka | 3000001054 | 20 /22 MM POLYPROPELENE ROPE | MISC.ROPE.B004 | ZSPR_ACT | ZSPR | KG | 47 | 10701.9 | INR
2000 | Central Zone, Bhubaneswar | 2100 | EHT (O&M) Circle, Bhubaneswar | 2105 | EHT (O&M) Division, Puri | CL52 | 132/33 kV T/L S/S S/D Puri_Line | 3000001059 | STEEL ROPE 10 MM | MISC.ROPE.C001 | ZSPR_ACT | ZSPR | KM | 0.046 | 2300 | INR
2000 | Central Zone, Bhubaneswar | 2100 | EHT (O&M) Circle, Bhubaneswar | 2105 | EHT (O&M) Division, Puri | C252 | 132/33 kV T/L S/S S/D Puri | 3000001067 | 50 Kg SF6 gas Cylinder | MISC.SF6CYLNDR.A002 | ZSPR_ACT | ZSPR | NOS | 1 | 150 | INR
2000 | Central Zone, Bhubaneswar | 2100 | EHT (O&M) Circle, Bhubaneswar | 2105 | EHT (O&M) Division, Puri | C252 | 132/33 kV T/L S/S S/D Puri | 3000001069 | 7KG SF6 GAS CYLINDER | MISC.SF6CYLNDR.A010 | ZSPR_ACT | ZSPR | NOS | 1 | 854.76 | INR
2000 | Central Zone, Bhubaneswar | 2100 | EHT (O&M) Circle, Bhubaneswar | 2105 | EHT (O&M) Division, Puri | C252 | 132/33 kV T/L S/S S/D Puri | 3000001087 | Terminal Block of 2.5 Sq. mm size | MISC.TBLOCK.A002 | ZSPR_ACT | ZSPR | NOS | 30 | 12170.7 | INR
2000 | Central Zone, Bhubaneswar | 2100 | EHT (O&M) Circle, Bhubaneswar | 2105 | EHT (O&M) Division, Puri | C253 | 132/33 kV T/L S/S S/D Nimapara | 3000001087 | Terminal Block of 2.5 Sq. mm size | MISC.TBLOCK.A002 | ZSPR_ACT | ZSPR | NOS | 40 | 16227.6 | INR
2000 | Central Zone, Bhubaneswar | 2100 | EHT (O&M) Circle, Bhubaneswar | 2105 | EHT (O&M) Division, Puri | C255 | 132/33 kV S/S S/D Samuka | 3000001090 | GI TUBULAR POLE FOR STREET LIGHT | MISC.TBULR.POLE.A001 | ZSPR_ACT | ZSPR | NOS | 1 | 8500 | INR
2000 | Central Zone, Bhubaneswar | 2100 | EHT (O&M) Circle, Bhubaneswar | 2105 | EHT (O&M) Division, Puri | C256 | 132/33 kV S/S S/D Satasankha | 3000001090 | GI TUBULAR POLE FOR STREET LIGHT | MISC.TBULR.POLE.A001 | ZSPR_FREE | ZSPR | NOS | 2 | 0 | INR
2000 | Central Zone, Bhubaneswar | 2100 | EHT (O&M) Circle, Bhubaneswar | 2105 | EHT (O&M) Division, Puri | C254 | 132/33 kV S/S S/D Konark | 3000001094 | NEW EHV GRADE Napthelin based Tfr OIL | MISC.TFROIL.A001 | ZSPR_ACT | ZSPR | L | 1050 | 69908.75 | INR
2000 | Central Zone, Bhubaneswar | 2100 | EHT (O&M) Circle, Bhubaneswar | 2105 | EHT (O&M) Division, Puri | C253 | 132/33 kV T/L S/S S/D Nimapara | 3000001095 | USED/ OLD Tfr OIL | MISC.TFROIL.A002 | ZSPR_SUP | ZSPR | L | 600 | 1200 | INR
2000 | Central Zone, Bhubaneswar | 2100 | EHT (O&M) Circle, Bhubaneswar | 2105 | EHT (O&M) Division, Puri | C252 | 132/33 kV T/L S/S S/D Puri | 3000001095 | USED/ OLD Tfr OIL | MISC.TFROIL.A002 | ZSPR_US | ZSPR | L | 2310 | 2310 | INR
2000 | Central Zone, Bhubaneswar | 2100 | EHT (O&M) Circle, Bhubaneswar | 2105 | EHT (O&M) Division, Puri | C252 | 132/33 kV T/L S/S S/D Puri | 3000001109 | 0 TO 120AMP ANALOG AMMETER | MTR.AMMETER.A.A004 | ZSPR_ACT | ZSPR | NOS | 1 | 1 | INR
2000 | Central Zone, Bhubaneswar | 2100 | EHT (O&M) Circle, Bhubaneswar | 2105 | EHT (O&M) Division, Puri | C254 | 132/33 kV S/S S/D Konark | 3000001115 | Digital AC Ammeter | MTR.AMMETER.D.A003 | ZSPR_SCRAP | ZSPR | NOS | 11 | 9402.36 | INR
2000 | Central Zone, Bhubaneswar | 2100 | EHT (O&M) Circle, Bhubaneswar | 2105 | EHT (O&M) Division, Puri | C252 | 132/33 kV T/L S/S S/D Puri | 3000001115 | Digital AC Ammeter | MTR.AMMETER.D.A003 | ZSPR_ACT | ZSPR | NOS | 6 | 6 | INR
2000 | Central Zone, Bhubaneswar | 2100 | EHT (O&M) Circle, Bhubaneswar | 2105 | EHT (O&M) Division, Puri | C255 | 132/33 kV S/S S/D Samuka | 3000001132 | THREE PHASE ANALOG MVAR METER | MTR.MVARMETER.A.A003 | ZSPR_ACT | ZSPR | NOS | 2 | 5200 | INR
2000 | Central Zone, Bhubaneswar | 2100 | EHT (O&M) Circle, Bhubaneswar | 2105 | EHT (O&M) Division, Puri | C254 | 132/33 kV S/S S/D Konark | 3000001133 | 132kV MVAR METER ALONG WITH TRANSDUCER | MTR.MVARMETER.D.A004 | ZSPR_SCRAP | ZSPR | NOS | 11 | 11 | INR
2000 | Central Zone, Bhubaneswar | 2100 | EHT (O&M) Circle, Bhubaneswar | 2105 | EHT (O&M) Division, Puri | C256 | 132/33 kV S/S S/D Satasankha | 3000001133 | 132kV MVAR METER ALONG WITH TRANSDUCER | MTR.MVARMETER.D.A004 | ZSPR_FREE | ZSPR | NOS | 1 | 0 | INR
2000 | Central Zone, Bhubaneswar | 2100 | EHT (O&M) Circle, Bhubaneswar | 2105 | EHT (O&M) Division, Puri | C254 | 132/33 kV S/S S/D Konark | 3000001137 | 132KV Mega watt meter (Digital) | MTR.MWMETER.D.A002 | ZSPR_SCRAP | ZSPR | NOS | 11 | 4240.06 | INR
2000 | Central Zone, Bhubaneswar | 2100 | EHT (O&M) Circle, Bhubaneswar | 2105 | EHT (O&M) Division, Puri | C255 | 132/33 kV S/S S/D Samuka | 3000001137 | 132KV Mega watt meter (Digital) | MTR.MWMETER.D.A002 | ZSPR_ACT | ZSPR | NOS | 2 | 770.92 | INR
2000 | Central Zone, Bhubaneswar | 2100 | EHT (O&M) Circle, Bhubaneswar | 2105 | EHT (O&M) Division, Puri | C252 | 132/33 kV T/L S/S S/D Puri | 3000001150 | DIGITAL VOLTMETER | MTR.VOLTMETER.D.B001 | ZSPR_ACT | ZSPR | NOS | 1 | 1930.14 | INR
2000 | Central Zone, Bhubaneswar | 2100 | EHT (O&M) Circle, Bhubaneswar | 2105 | EHT (O&M) Division, Puri | C254 | 132/33 kV S/S S/D Konark | 3000001150 | DIGITAL VOLTMETER | MTR.VOLTMETER.D.B001 | ZSPR_SUP | ZSPR | NOS | 6 | 5143.98 | INR
2000 | Central Zone, Bhubaneswar | 2100 | EHT (O&M) Circle, Bhubaneswar | 2105 | EHT (O&M) Division, Puri | C255 | 132/33 kV S/S S/D Samuka | 3000001150 | DIGITAL VOLTMETER | MTR.VOLTMETER.D.B001 | ZSPR_ACT | ZSPR | NOS | 2 | 3860.27 | INR
2000 | Central Zone, Bhubaneswar | 2100 | EHT (O&M) Circle, Bhubaneswar | 2105 | EHT (O&M) Division, Puri | CL57 | 220/132/33 kV T/L S/S S/D Samangara_Line | 3000001154 | NUTS AND BOLTS | NBW.ASRT.GINB.A001 | ZSPR_ACT | ZSPR | KG | 217.32 | 25105.89 | INR
2000 | Central Zone, Bhubaneswar | 2100 | EHT (O&M) Circle, Bhubaneswar | 2105 | EHT (O&M) Division, Puri | C257 | 220/132/33 kV T/L S/S S/D Samangara | 3000001154 | NUTS AND BOLTS | NBW.ASRT.GINB.A001 | ZSPR_ACT | ZSPR | KG | 1009 | 116564.71 | INR
2000 | Central Zone, Bhubaneswar | 2100 | EHT (O&M) Circle, Bhubaneswar | 2105 | EHT (O&M) Division, Puri | C253 | 132/33 kV T/L S/S S/D Nimapara | 3000001163 | ASSORTED FOUNDATION NUT & BOLT IN KG | NBW.FDN.NB.A017 | ZSPR_ACT | ZSPR | KG | 50 | 14385 | INR
2000 | Central Zone, Bhubaneswar | 2100 | EHT (O&M) Circle, Bhubaneswar | 2105 | EHT (O&M) Division, Puri | C256 | 132/33 kV S/S S/D Satasankha | 3000001163 | ASSORTED FOUNDATION NUT & BOLT IN KG | NBW.FDN.NB.A017 | ZSPR_FREE | ZSPR | KG | 317 | 0 | INR
2000 | Central Zone, Bhubaneswar | 2100 | EHT (O&M) Circle, Bhubaneswar | 2105 | EHT (O&M) Division, Puri | CL53 | 132/33 kV T/L S/S S/D Nimapara_Line | 3000001182 | 16 X 35 MM GI HALF THREAD NUT & BOLT | NBW.GINB.A006 | ZSPR_ACT | ZSPR | KG | 39 | 2753.4 | INR
2000 | Central Zone, Bhubaneswar | 2100 | EHT (O&M) Circle, Bhubaneswar | 2105 | EHT (O&M) Division, Puri | CL53 | 132/33 kV T/L S/S S/D Nimapara_Line | 3000001183 | 16 X 40 MM GI HALF THREAD NUT & BOLT | NBW.GINB.A007 | ZSPR_ACT | ZSPR | KG | 57 | 3962.64 | INR
2000 | Central Zone, Bhubaneswar | 2100 | EHT (O&M) Circle, Bhubaneswar | 2105 | EHT (O&M) Division, Puri | CL53 | 132/33 kV T/L S/S S/D Nimapara_Line | 3000001184 | 16 X 45 MM GI HALF THREAD NUT & BOLT | NBW.GINB.A008 | ZSPR_ACT | ZSPR | KG | 38 | 3546.16 | INR
2000 | Central Zone, Bhubaneswar | 2100 | EHT (O&M) Circle, Bhubaneswar | 2105 | EHT (O&M) Division, Puri | CL53 | 132/33 kV T/L S/S S/D Nimapara_Line | 3000001185 | 16X50MM GI HALF THREAD NUT & BOLT | NBW.GINB.A009 | ZSPR_ACT | ZSPR | KG | 36 | 3352.68 | INR
2000 | Central Zone, Bhubaneswar | 2100 | EHT (O&M) Circle, Bhubaneswar | 2105 | EHT (O&M) Division, Puri | CL52 | 132/33 kV T/L S/S S/D Puri_Line | 3000001186 | 16X55MM GI HALF THREAD NUT & BOLT | NBW.GINB.A010 | ZSPR_ACT | ZSPR | KG | 35 | 2804.55 | INR
2000 | Central Zone, Bhubaneswar | 2100 | EHT (O&M) Circle, Bhubaneswar | 2105 | EHT (O&M) Division, Puri | CL52 | 132/33 kV T/L S/S S/D Puri_Line | 3000001187 | 16X60MM GI HALF THREAD NUT & BOLT | NBW.GINB.A011 | ZSPR_ACT | ZSPR | KG | 18 | 1757.52 | INR
2000 | Central Zone, Bhubaneswar | 2100 | EHT (O&M) Circle, Bhubaneswar | 2105 | EHT (O&M) Division, Puri | CL53 | 132/33 kV T/L S/S S/D Nimapara_Line | 3000001187 | 16X60MM GI HALF THREAD NUT & BOLT | NBW.GINB.A011 | ZSPR_ACT | ZSPR | KG | 43 | 4198.52 | INR
2000 | Central Zone, Bhubaneswar | 2100 | EHT (O&M) Circle, Bhubaneswar | 2105 | EHT (O&M) Division, Puri | CL52 | 132/33 kV T/L S/S S/D Puri_Line | 3000001250 | 16 X 16MM THICK PACK / FLAT GI WASHER | NBW.GIWSR.A020 | ZSPR_ACT | ZSPR | KG | 1 | 76.9 | INR
2000 | Central Zone, Bhubaneswar | 2100 | EHT (O&M) Circle, Bhubaneswar | 2105 | EHT (O&M) Division, Puri | C256 | 132/33 kV S/S S/D Satasankha | 3000001285 | 132KV SIMPLEX SYNCRONISATION PANEL | PNL.132.S.D001 | ZSPR_FREE | ZSPR | NOS | 2 | 0 | INR
2000 | Central Zone, Bhubaneswar | 2100 | EHT (O&M) Circle, Bhubaneswar | 2105 | EHT (O&M) Division, Puri | C256 | 132/33 kV S/S S/D Satasankha | 3000001286 | SYNCRONISATION TRANSFORMER | PNL.132.S.D002 | ZSPR_FREE | ZSPR | NOS | 2 | 0 | INR
2000 | Central Zone, Bhubaneswar | 2100 | EHT (O&M) Circle, Bhubaneswar | 2105 | EHT (O&M) Division, Puri | C255 | 132/33 kV S/S S/D Samuka | 3000001297 | 33KV Transformer CR Panel | PNL.33.S.B002 | ZSPR_ACT | ZSPR | NOS | 1 | 348767 | INR
2000 | Central Zone, Bhubaneswar | 2100 | EHT (O&M) Circle, Bhubaneswar | 2105 | EHT (O&M) Division, Puri | C257 | 220/132/33 kV T/L S/S S/D Samangara | 3000001323 | Air Break Auxiliary contactor Relay | RLAY.AIR.ACR.A001 | ZSPR_ACT | ZSPR | NOS | 4 | 4 | INR
2000 | Central Zone, Bhubaneswar | 2100 | EHT (O&M) Circle, Bhubaneswar | 2105 | EHT (O&M) Division, Puri | C256 | 132/33 kV S/S S/D Satasankha | 3000001325 | 8 WINDOW FACIA ANNUNCIATOR RELAY | RLAY.ANCITOR.A001 | ZSPR_FREE | ZSPR | NOS | 1 | 0 | INR
2000 | Central Zone, Bhubaneswar | 2100 | EHT (O&M) Circle, Bhubaneswar | 2105 | EHT (O&M) Division, Puri | C257 | 220/132/33 kV T/L S/S S/D Samangara | 3000001327 | 12/16 WINDOW FACIA ANNUNCIATOR RELAY | RLAY.ANCITOR.A003 | ZSPR_ACT | ZSPR | NOS | 3 | 10462.84 | INR
2000 | Central Zone, Bhubaneswar | 2100 | EHT (O&M) Circle, Bhubaneswar | 2105 | EHT (O&M) Division, Puri | C253 | 132/33 kV T/L S/S S/D Nimapara | 3000001327 | 12/16 WINDOW FACIA ANNUNCIATOR RELAY | RLAY.ANCITOR.A003 | ZSPR_SCRAP | ZSPR | NOS | 6 | 20925.68 | INR
2000 | Central Zone, Bhubaneswar | 2100 | EHT (O&M) Circle, Bhubaneswar | 2105 | EHT (O&M) Division, Puri | C256 | 132/33 kV S/S S/D Satasankha | 3000001327 | 12/16 WINDOW FACIA ANNUNCIATOR RELAY | RLAY.ANCITOR.A003 | ZSPR_FREE | ZSPR | NOS | 1 | 0 | INR
2000 | Central Zone, Bhubaneswar | 2100 | EHT (O&M) Circle, Bhubaneswar | 2105 | EHT (O&M) Division, Puri | C255 | 132/33 kV S/S S/D Samuka | 3000001328 | 16 Window Annunciation fascia | RLAY.ANCITOR.A004 | ZSPR_ACT | ZSPR | NOS | 2 | 32240 | INR
2000 | Central Zone, Bhubaneswar | 2100 | EHT (O&M) Circle, Bhubaneswar | 2105 | EHT (O&M) Division, Puri | C254 | 132/33 kV S/S S/D Konark | 3000001332 | 33KV AUXILIARY RELAY | RLAY.AUX.A008 | ZSPR_ACT | ZSPR | NOS | 2 | 130000 | INR
2000 | Central Zone, Bhubaneswar | 2100 | EHT (O&M) Circle, Bhubaneswar | 2105 | EHT (O&M) Division, Puri | C256 | 132/33 kV S/S S/D Satasankha | 3000001333 | Auxiliary relay | RLAY.AUX.A023 | ZSPR_FREE | ZSPR | NOS | 2 | 0 | INR
2000 | Central Zone, Bhubaneswar | 2100 | EHT (O&M) Circle, Bhubaneswar | 2105 | EHT (O&M) Division, Puri | C252 | 132/33 kV T/L S/S S/D Puri | 3000001333 | Auxiliary relay | RLAY.AUX.A023 | ZSPR_ACT | ZSPR | NOS | 2 | 15077.09 | INR
2000 | Central Zone, Bhubaneswar | 2100 | EHT (O&M) Circle, Bhubaneswar | 2105 | EHT (O&M) Division, Puri | C253 | 132/33 kV T/L S/S S/D Nimapara | 3000001333 | Auxiliary relay | RLAY.AUX.A023 | ZSPR_ACT | ZSPR | NOS | 1 | 7538.55 | INR
2000 | Central Zone, Bhubaneswar | 2100 | EHT (O&M) Circle, Bhubaneswar | 2105 | EHT (O&M) Division, Puri | C255 | 132/33 kV S/S S/D Samuka | 3000001333 | Auxiliary relay | RLAY.AUX.A023 | ZSPR_ACT | ZSPR | NOS | 3 | 22615.63 | INR
2000 | Central Zone, Bhubaneswar | 2100 | EHT (O&M) Circle, Bhubaneswar | 2105 | EHT (O&M) Division, Puri | C257 | 220/132/33 kV T/L S/S S/D Samangara | 3000001347 | NUMERIC DIFFERENTIAL RELAY | RLAY.DIFFTIAL.C001 | ZSPR_ACT | ZSPR | NOS | 2 | 683429.53 | INR
2000 | Central Zone, Bhubaneswar | 2100 | EHT (O&M) Circle, Bhubaneswar | 2105 | EHT (O&M) Division, Puri | C255 | 132/33 kV S/S S/D Samuka | 3000001347 | NUMERIC DIFFERENTIAL RELAY | RLAY.DIFFTIAL.C001 | ZSPR_ACT | ZSPR | NOS | 1 | 341714.77 | INR
2000 | Central Zone, Bhubaneswar | 2100 | EHT (O&M) Circle, Bhubaneswar | 2105 | EHT (O&M) Division, Puri | C256 | 132/33 kV S/S S/D Satasankha | 3000001350 | Distance Protection Relay | RLAY.DP.B003 | ZSPR_FREE | ZSPR | NOS | 1 | 0 | INR
2000 | Central Zone, Bhubaneswar | 2100 | EHT (O&M) Circle, Bhubaneswar | 2105 | EHT (O&M) Division, Puri | C257 | 220/132/33 kV T/L S/S S/D Samangara | 3000001351 | Numerical Feeder Management Relay | RLAY.DP.C001 | ZSPR_ACT | ZSPR | NOS | 1 | 337051.61 | INR
2000 | Central Zone, Bhubaneswar | 2100 | EHT (O&M) Circle, Bhubaneswar | 2105 | EHT (O&M) Division, Puri | C256 | 132/33 kV S/S S/D Satasankha | 3000001356 | BACKUP DIR&NON-DIR PROTECTION RELAY | RLAY.EMBACKUP.B001 | ZSPR_FREE | ZSPR | NOS | 1 | 0 | INR
2000 | Central Zone, Bhubaneswar | 2100 | EHT (O&M) Circle, Bhubaneswar | 2105 | EHT (O&M) Division, Puri | C253 | 132/33 kV T/L S/S S/D Nimapara | 3000001371 | TJM 12 EARTH FAULT DIR BACK UP RELAY | RLAY.EMBACKUP.F003 | ZSPR_ACT | ZSPR | NOS | 1 | 2500.5 | INR
2000 | Central Zone, Bhubaneswar | 2100 | EHT (O&M) Circle, Bhubaneswar | 2105 | EHT (O&M) Division, Puri | C256 | 132/33 kV S/S S/D Satasankha | 3000001385 | ELECTROMAGNETIC MASTER TRIP RELAY | RLAY.MTRIP.A001 | ZSPR_FREE | ZSPR | NOS | 4 | 0 | INR
2000 | Central Zone, Bhubaneswar | 2100 | EHT (O&M) Circle, Bhubaneswar | 2105 | EHT (O&M) Division, Puri | C253 | 132/33 kV T/L S/S S/D Nimapara | 3000001385 | ELECTROMAGNETIC MASTER TRIP RELAY | RLAY.MTRIP.A001 | ZSPR_ACT | ZSPR | NOS | 1 | 8782 | INR
2000 | Central Zone, Bhubaneswar | 2100 | EHT (O&M) Circle, Bhubaneswar | 2105 | EHT (O&M) Division, Puri | C253 | 132/33 kV T/L S/S S/D Nimapara | 3000001385 | ELECTROMAGNETIC MASTER TRIP RELAY | RLAY.MTRIP.A001 | ZSPR_SUP | ZSPR | NOS | 2 | 2 | INR
2000 | Central Zone, Bhubaneswar | 2100 | EHT (O&M) Circle, Bhubaneswar | 2105 | EHT (O&M) Division, Puri | C254 | 132/33 kV S/S S/D Konark | 3000001389 | Master trip relay Numerical | RLAY.MTRIP.A006 | ZSPR_ACT | ZSPR | NOS | 3 | 30000 | INR
2000 | Central Zone, Bhubaneswar | 2100 | EHT (O&M) Circle, Bhubaneswar | 2105 | EHT (O&M) Division, Puri | C255 | 132/33 kV S/S S/D Samuka | 3000001390 | High Burden Master Trip Relay | RLAY.MTRIP.A007 | ZSPR_ACT | ZSPR | NOS | 4 | 21256 | INR
2000 | Central Zone, Bhubaneswar | 2100 | EHT (O&M) Circle, Bhubaneswar | 2105 | EHT (O&M) Division, Puri | C252 | 132/33 kV T/L S/S S/D Puri | 3000001392 | ELECTROMAGNETIC MASTER TRIP RELAY | RLAY.MTRIP.A011 | ZSPR_ACT | ZSPR | NOS | 6 | 52692 | INR
2000 | Central Zone, Bhubaneswar | 2100 | EHT (O&M) Circle, Bhubaneswar | 2105 | EHT (O&M) Division, Puri | C256 | 132/33 kV S/S S/D Satasankha | 3000001401 | Num Backup Relay | RLAY.NUMBACKUP.A002 | ZSPR_FREE | ZSPR | NOS | 1 | 0 | INR
2000 | Central Zone, Bhubaneswar | 2100 | EHT (O&M) Circle, Bhubaneswar | 2105 | EHT (O&M) Division, Puri | C257 | 220/132/33 kV T/L S/S S/D Samangara | 3000001401 | Num Backup Relay | RLAY.NUMBACKUP.A002 | ZSPR_ACT | ZSPR | NOS | 1 | 134400.64 | INR
2000 | Central Zone, Bhubaneswar | 2100 | EHT (O&M) Circle, Bhubaneswar | 2105 | EHT (O&M) Division, Puri | C255 | 132/33 kV S/S S/D Samuka | 3000001416 | RESTRICTED EARTH FAULT RELAY | RLAY.REF.A001 | ZSPR_US | ZSPR | NOS | 1 | 1 | INR
2000 | Central Zone, Bhubaneswar | 2100 | EHT (O&M) Circle, Bhubaneswar | 2105 | EHT (O&M) Division, Puri | C252 | 132/33 kV T/L S/S S/D Puri | 3000001417 | HV REF Relay (Auto Tfr) | RLAY.REF.A002 | ZSPR_ACT | ZSPR | NOS | 2 | 26815.38 | INR
2000 | Central Zone, Bhubaneswar | 2100 | EHT (O&M) Circle, Bhubaneswar | 2105 | EHT (O&M) Division, Puri | C254 | 132/33 kV S/S S/D Konark | 3000001421 | TC Supervision Relay | RLAY.SUPERVISION.A002 | ZSPR_ACT | ZSPR | NOS | 2 | 15180 | INR
2000 | Central Zone, Bhubaneswar | 2100 | EHT (O&M) Circle, Bhubaneswar | 2105 | EHT (O&M) Division, Puri | C256 | 132/33 kV S/S S/D Satasankha | 3000001421 | TC Supervision Relay | RLAY.SUPERVISION.A002 | ZSPR_FREE | ZSPR | NOS | 3 | 0 | INR
2000 | Central Zone, Bhubaneswar | 2100 | EHT (O&M) Circle, Bhubaneswar | 2105 | EHT (O&M) Division, Puri | C255 | 132/33 kV S/S S/D Samuka | 3000001422 | THERMAL OVERLOAD RELAY | RLAY.THOVERLOAD.A001 | ZSPR_ACT | ZSPR | NOS | 3 | 29998.8 | INR
2000 | Central Zone, Bhubaneswar | 2100 | EHT (O&M) Circle, Bhubaneswar | 2105 | EHT (O&M) Division, Puri | C252 | 132/33 kV T/L S/S S/D Puri | 3000001422 | THERMAL OVERLOAD RELAY | RLAY.THOVERLOAD.A001 | ZSPR_ACT | ZSPR | NOS | 2 | 19999.2 | INR
2000 | Central Zone, Bhubaneswar | 2100 | EHT (O&M) Circle, Bhubaneswar | 2105 | EHT (O&M) Division, Puri | C256 | 132/33 kV S/S S/D Satasankha | 3000001477 | E.cards for 300AH, 48V VRLA Bat charger | SPR.BAT.CHRG.A004 | ZSPR_FREE | ZSPR | NOS | 1 | 0 | INR
2000 | Central Zone, Bhubaneswar | 2100 | EHT (O&M) Circle, Bhubaneswar | 2105 | EHT (O&M) Division, Puri | C256 | 132/33 kV S/S S/D Satasankha | 3000001478 | E.cards-350AH,220V Plante Bat charger | SPR.BAT.CHRG.A005 | ZSPR_FREE | ZSPR | SET | 1 | 0 | INR
2000 | Central Zone, Bhubaneswar | 2100 | EHT (O&M) Circle, Bhubaneswar | 2105 | EHT (O&M) Division, Puri | C256 | 132/33 kV S/S S/D Satasankha | 3000001502 | Discrepancy Control switch Circuit (CB) | SPR.BKR.MISC.A001 | ZSPR_FREE | ZSPR | NOS | 2 | 0 | INR
2000 | Central Zone, Bhubaneswar | 2100 | EHT (O&M) Circle, Bhubaneswar | 2105 | EHT (O&M) Division, Puri | C254 | 132/33 kV S/S S/D Konark | 3000001503 | CLOSING COIL of 145kV SF6 CB | SPR.BKR132.C001 | ZSPR_ACT | ZSPR | NOS | 2 | 3277.92 | INR
2000 | Central Zone, Bhubaneswar | 2100 | EHT (O&M) Circle, Bhubaneswar | 2105 | EHT (O&M) Division, Puri | C256 | 132/33 kV S/S S/D Satasankha | 3000001505 | Density Monitor of 145kV SF6 CB | SPR.BKR132.C003 | ZSPR_FREE | ZSPR | NOS | 1 | 0 | INR
2000 | Central Zone, Bhubaneswar | 2100 | EHT (O&M) Circle, Bhubaneswar | 2105 | EHT (O&M) Division, Puri | C252 | 132/33 kV T/L S/S S/D Puri | 3000001568 | TRIPPING/CLOSING COIL 132KV CGL SF6 CB | SPR.BKR132CGL.D006 | ZSPR_ACT | ZSPR | NOS | 3 | 11848.77 | INR
2000 | Central Zone, Bhubaneswar | 2100 | EHT (O&M) Circle, Bhubaneswar | 2105 | EHT (O&M) Division, Puri | C253 | 132/33 kV T/L S/S S/D Nimapara | 3000001568 | TRIPPING/CLOSING COIL 132KV CGL SF6 CB | SPR.BKR132CGL.D006 | ZSPR_SUP | ZSPR | NOS | 2 | 10004.82 | INR
2000 | Central Zone, Bhubaneswar | 2100 | EHT (O&M) Circle, Bhubaneswar | 2105 | EHT (O&M) Division, Puri | C257 | 220/132/33 kV T/L S/S S/D Samangara | 3000001611 | AIR PRESSURE SWITCH 132 KV SF6 BREAKER | SPR.BKR132CGL.D054 | ZSPR_ACT | ZSPR | NOS | 2 | 75600.18 | INR
2000 | Central Zone, Bhubaneswar | 2100 | EHT (O&M) Circle, Bhubaneswar | 2105 | EHT (O&M) Division, Puri | C254 | 132/33 kV S/S S/D Konark | 3000001650 | AUXILIARY CONTACT132KV SIEMENS SF6 CB | SPR.BKR132SMNS.B001 | ZSPR_ACT | ZSPR | NOS | 1 | 5000 | INR
2000 | Central Zone, Bhubaneswar | 2100 | EHT (O&M) Circle, Bhubaneswar | 2105 | EHT (O&M) Division, Puri | C257 | 220/132/33 kV T/L S/S S/D Samangara | 3000001651 | Trip/Close coil 132KV SF6 Seimens Brker | SPR.BKR132SMNS.B008 | ZSPR_ACT | ZSPR | NOS | 4 | 6765.66 | INR
2000 | Central Zone, Bhubaneswar | 2100 | EHT (O&M) Circle, Bhubaneswar | 2105 | EHT (O&M) Division, Puri | C252 | 132/33 kV T/L S/S S/D Puri | 3000001651 | Trip/Close coil 132KV SF6 Seimens Brker | SPR.BKR132SMNS.B008 | ZSPR_ACT | ZSPR | NOS | 2 | 3382.83 | INR
2000 | Central Zone, Bhubaneswar | 2100 | EHT (O&M) Circle, Bhubaneswar | 2105 | EHT (O&M) Division, Puri | C256 | 132/33 kV S/S S/D Satasankha | 3000001651 | Trip/Close coil 132KV SF6 Seimens Brker | SPR.BKR132SMNS.B008 | ZSPR_FREE | ZSPR | NOS | 8 | 0 | INR
2000 | Central Zone, Bhubaneswar | 2100 | EHT (O&M) Circle, Bhubaneswar | 2105 | EHT (O&M) Division, Puri | C253 | 132/33 kV T/L S/S S/D Nimapara | 3000001651 | Trip/Close coil 132KV SF6 Seimens Brker | SPR.BKR132SMNS.B008 | ZSPR_ACT | ZSPR | NOS | 1 | 1691.41 | INR
2000 | Central Zone, Bhubaneswar | 2100 | EHT (O&M) Circle, Bhubaneswar | 2105 | EHT (O&M) Division, Puri | C254 | 132/33 kV S/S S/D Konark | 3000001651 | Trip/Close coil 132KV SF6 Seimens Brker | SPR.BKR132SMNS.B008 | ZSPR_ACT | ZSPR | NOS | 1 | 1691.41 | INR
2000 | Central Zone, Bhubaneswar | 2100 | EHT (O&M) Circle, Bhubaneswar | 2105 | EHT (O&M) Division, Puri | C255 | 132/33 kV S/S S/D Samuka | 3000001651 | Trip/Close coil 132KV SF6 Seimens Brker | SPR.BKR132SMNS.B008 | ZSPR_ACT | ZSPR | NOS | 1 | 1691.41 | INR
2000 | Central Zone, Bhubaneswar | 2100 | EHT (O&M) Circle, Bhubaneswar | 2105 | EHT (O&M) Division, Puri | C256 | 132/33 kV S/S S/D Satasankha | 3000001652 | MARSELLING BOX GASKET 132KV SMNS SF6 CB | SPR.BKR132SMNS.D001 | ZSPR_FREE | ZSPR | NOS | 1 | 0 | INR
2000 | Central Zone, Bhubaneswar | 2100 | EHT (O&M) Circle, Bhubaneswar | 2105 | EHT (O&M) Division, Puri | C255 | 132/33 kV S/S S/D Samuka | 3000001653 | POWER CONTACT132KV SIEMENS SF6 CB | SPR.BKR132SMNS.D002 | ZSPR_ACT | ZSPR | NOS | 9 | 16200 | INR
2000 | Central Zone, Bhubaneswar | 2100 | EHT (O&M) Circle, Bhubaneswar | 2105 | EHT (O&M) Division, Puri | C254 | 132/33 kV S/S S/D Konark | 3000001658 | DENSITY MONITOR 132KV SIEMENS SF6 CB | SPR.BKR132SMNS.D007 | ZSPR_ACT | ZSPR | NOS | 1 | 31400 | INR
2000 | Central Zone, Bhubaneswar | 2100 | EHT (O&M) Circle, Bhubaneswar | 2105 | EHT (O&M) Division, Puri | C255 | 132/33 kV S/S S/D Samuka | 3000001658 | DENSITY MONITOR 132KV SIEMENS SF6 CB | SPR.BKR132SMNS.D007 | ZSPR_ACT | ZSPR | NOS | 1 | 31400 | INR
2000 | Central Zone, Bhubaneswar | 2100 | EHT (O&M) Circle, Bhubaneswar | 2105 | EHT (O&M) Division, Puri | C256 | 132/33 kV S/S S/D Satasankha | 3000001660 | Relay PC for 132KV SMNS Bkr | SPR.BKR132SMNS.D009 | ZSPR_FREE | ZSPR | NOS | 1 | 0 | INR
2000 | Central Zone, Bhubaneswar | 2100 | EHT (O&M) Circle, Bhubaneswar | 2105 | EHT (O&M) Division, Puri | C255 | 132/33 kV S/S S/D Samuka | 3000001660 | Relay PC for 132KV SMNS Bkr | SPR.BKR132SMNS.D009 | ZSPR_ACT | ZSPR | NOS | 3 | 36675 | INR
2000 | Central Zone, Bhubaneswar | 2100 | EHT (O&M) Circle, Bhubaneswar | 2105 | EHT (O&M) Division, Puri | C254 | 132/33 kV S/S S/D Konark | 3000001660 | Relay PC for 132KV SMNS Bkr | SPR.BKR132SMNS.D009 | ZSPR_ACT | ZSPR | NOS | 2 | 24450 | INR
2000 | Central Zone, Bhubaneswar | 2100 | EHT (O&M) Circle, Bhubaneswar | 2105 | EHT (O&M) Division, Puri | C254 | 132/33 kV S/S S/D Konark | 3000001661 | ONE POLE ASSEMBLE 132KV SIEMENS SF6 CB | SPR.BKR132SMNS.D011 | ZSPR_ACT | ZSPR | NOS | 1 | 86333.33 | INR
2000 | Central Zone, Bhubaneswar | 2100 | EHT (O&M) Circle, Bhubaneswar | 2105 | EHT (O&M) Division, Puri | C253 | 132/33 kV T/L S/S S/D Nimapara | 3000001661 | ONE POLE ASSEMBLE 132KV SIEMENS SF6 CB | SPR.BKR132SMNS.D011 | ZSPR_ACT | ZSPR | NOS | 2 | 172666.66 | INR
2000 | Central Zone, Bhubaneswar | 2100 | EHT (O&M) Circle, Bhubaneswar | 2105 | EHT (O&M) Division, Puri | C253 | 132/33 kV T/L S/S S/D Nimapara | 3000001662 | SUPPORT INSULATOR 132KV SIEMENS SF6 CB | SPR.BKR132SMNS.D012 | ZSPR_ACT | ZSPR | NOS | 1 | 30000 | INR
2000 | Central Zone, Bhubaneswar | 2100 | EHT (O&M) Circle, Bhubaneswar | 2105 | EHT (O&M) Division, Puri | C255 | 132/33 kV S/S S/D Samuka | 3000001664 | AUXILIARY SWITCH 132KV SIEMENS SF6 CB | SPR.BKR132SMNS.D014 | ZSPR_ACT | ZSPR | NOS | 2 | 8400 | INR
2000 | Central Zone, Bhubaneswar | 2100 | EHT (O&M) Circle, Bhubaneswar | 2105 | EHT (O&M) Division, Puri | C255 | 132/33 kV S/S S/D Samuka | 3000001665 | SC MOTOR FOR 132KV SMENS SF6 CB | SPR.BKR132SMNS.D015 | ZSPR_ACT | ZSPR | NOS | 2 | 12240.02 | INR
2000 | Central Zone, Bhubaneswar | 2100 | EHT (O&M) Circle, Bhubaneswar | 2105 | EHT (O&M) Division, Puri | C256 | 132/33 kV S/S S/D Satasankha | 3000001665 | SC MOTOR FOR 132KV SMENS SF6 CB | SPR.BKR132SMNS.D015 | ZSPR_FREE | ZSPR | NOS | 1 | 0 | INR
2000 | Central Zone, Bhubaneswar | 2100 | EHT (O&M) Circle, Bhubaneswar | 2105 | EHT (O&M) Division, Puri | C255 | 132/33 kV S/S S/D Samuka | 3000001667 | GAS FILLING DEVICE 132KV SIEMENS SF6 CB | SPR.BKR132SMNS.D017 | ZSPR_ACT | ZSPR | NOS | 1 | 6500 | INR
2000 | Central Zone, Bhubaneswar | 2100 | EHT (O&M) Circle, Bhubaneswar | 2105 | EHT (O&M) Division, Puri | C256 | 132/33 kV S/S S/D Satasankha | 3000001667 | GAS FILLING DEVICE 132KV SIEMENS SF6 CB | SPR.BKR132SMNS.D017 | ZSPR_FREE | ZSPR | NOS | 1 | 0 | INR
2000 | Central Zone, Bhubaneswar | 2100 | EHT (O&M) Circle, Bhubaneswar | 2105 | EHT (O&M) Division, Puri | C256 | 132/33 kV S/S S/D Satasankha | 3000001671 | GASKETS,O-RINGS,SEALS 132KV SMNS SF6 CB | SPR.BKR132SMNS.D021 | ZSPR_FREE | ZSPR | NOS | 1 | 0 | INR
2000 | Central Zone, Bhubaneswar | 2100 | EHT (O&M) Circle, Bhubaneswar | 2105 | EHT (O&M) Division, Puri | C255 | 132/33 kV S/S S/D Samuka | 3000001671 | GASKETS,O-RINGS,SEALS 132KV SMNS SF6 CB | SPR.BKR132SMNS.D021 | ZSPR_ACT | ZSPR | NOS | 1 | 19900 | INR
2000 | Central Zone, Bhubaneswar | 2100 | EHT (O&M) Circle, Bhubaneswar | 2105 | EHT (O&M) Division, Puri | C255 | 132/33 kV S/S S/D Samuka | 3000001673 | LIMB FOR 132KV SIEMENS MAKE SF6 CB | SPR.BKR132SMNS.D027 | ZSPR_ACT | ZSPR | NOS | 1 | 111583.34 | INR
2000 | Central Zone, Bhubaneswar | 2100 | EHT (O&M) Circle, Bhubaneswar | 2105 | EHT (O&M) Division, Puri | C253 | 132/33 kV T/L S/S S/D Nimapara | 3000001673 | LIMB FOR 132KV SIEMENS MAKE SF6 CB | SPR.BKR132SMNS.D027 | ZSPR_ACT | ZSPR | NOS | 1 | 111583.33 | INR
2000 | Central Zone, Bhubaneswar | 2100 | EHT (O&M) Circle, Bhubaneswar | 2105 | EHT (O&M) Division, Puri | C257 | 220/132/33 kV T/L S/S S/D Samangara | 3000001855 | TRIP/CLOSE COIL 220KV SIEMENS SF6 CB | SPR.BKR220SMNS.D010 | ZSPR_ACT | ZSPR | NOS | 3 | 5670.03 | INR
2000 | Central Zone, Bhubaneswar | 2100 | EHT (O&M) Circle, Bhubaneswar | 2105 | EHT (O&M) Division, Puri | C257 | 220/132/33 kV T/L S/S S/D Samangara | 3000001865 | Pole assembly for 220KV SF6 CB SIEMENS | SPR.BKR220SMNS.D027 | ZSPR_ACT | ZSPR | NOS | 1 | 50400.24 | INR
2000 | Central Zone, Bhubaneswar | 2100 | EHT (O&M) Circle, Bhubaneswar | 2105 | EHT (O&M) Division, Puri | C252 | 132/33 kV T/L S/S S/D Puri | 3000001956 | Tripping coil for 36KV VCB SEIL | SPR.BKR36SEIL.E002 | ZSPR_ACT | ZSPR | NOS | 1 | 1545.01 | INR
2000 | Central Zone, Bhubaneswar | 2100 | EHT (O&M) Circle, Bhubaneswar | 2105 | EHT (O&M) Division, Puri | C252 | 132/33 kV T/L S/S S/D Puri | 3000001957 | Closing coil for 36KV VCB SEIL | SPR.BKR36SEIL.E003 | ZSPR_ACT | ZSPR | NOS | 1 | 1545.01 | INR
2000 | Central Zone, Bhubaneswar | 2100 | EHT (O&M) Circle, Bhubaneswar | 2105 | EHT (O&M) Division, Puri | C254 | 132/33 kV S/S S/D Konark | 3000001965 | Tripping coil for 36KV Stelmec make VCB. | SPR.BKR36SL.E004 | ZSPR_ACT | ZSPR | NOS | 2 | 3902.85 | INR
2000 | Central Zone, Bhubaneswar | 2100 | EHT (O&M) Circle, Bhubaneswar | 2105 | EHT (O&M) Division, Puri | C252 | 132/33 kV T/L S/S S/D Puri | 3000001965 | Tripping coil for 36KV Stelmec make VCB. | SPR.BKR36SL.E004 | ZSPR_ACT | ZSPR | NOS | 2 | 3902.85 | INR
2000 | Central Zone, Bhubaneswar | 2100 | EHT (O&M) Circle, Bhubaneswar | 2105 | EHT (O&M) Division, Puri | C254 | 132/33 kV S/S S/D Konark | 3000001966 | Closing coil for 36KV Stelmec make VCB. | SPR.BKR36SL.E005 | ZSPR_ACT | ZSPR | NOS | 2 | 3904.56 | INR
2000 | Central Zone, Bhubaneswar | 2100 | EHT (O&M) Circle, Bhubaneswar | 2105 | EHT (O&M) Division, Puri | C252 | 132/33 kV T/L S/S S/D Puri | 3000001966 | Closing coil for 36KV Stelmec make VCB. | SPR.BKR36SL.E005 | ZSPR_ACT | ZSPR | NOS | 2 | 3904.56 | INR
2000 | Central Zone, Bhubaneswar | 2100 | EHT (O&M) Circle, Bhubaneswar | 2105 | EHT (O&M) Division, Puri | C253 | 132/33 kV T/L S/S S/D Nimapara | 3000001970 | LIMB OF BREAKER MEGAWIN MAKE 36KV VCB | SPR.BKR36SMGWN.E004 | ZSPR_ACT | ZSPR | NOS | 1 | 4000 | INR
2000 | Central Zone, Bhubaneswar | 2100 | EHT (O&M) Circle, Bhubaneswar | 2105 | EHT (O&M) Division, Puri | C256 | 132/33 kV S/S S/D Satasankha | 3000001972 | CLOSING COIL OF 36KV SIEMENS VCB | SPR.BKR36SMNS.E002 | ZSPR_FREE | ZSPR | NOS | 4 | 0 | INR
2000 | Central Zone, Bhubaneswar | 2100 | EHT (O&M) Circle, Bhubaneswar | 2105 | EHT (O&M) Division, Puri | C256 | 132/33 kV S/S S/D Satasankha | 3000001973 | TRIPPING COIL OF 36KV SIEMENS VCB | SPR.BKR36SMNS.E003 | ZSPR_FREE | ZSPR | NOS | 2 | 0 | INR
2000 | Central Zone, Bhubaneswar | 2100 | EHT (O&M) Circle, Bhubaneswar | 2105 | EHT (O&M) Division, Puri | C256 | 132/33 kV S/S S/D Satasankha | 3000001975 | SC MOTOR FOR 36KV,1250A,25KA, SIEMENS | SPR.BKR36SMNS.E005 | ZSPR_FREE | ZSPR | NOS | 1 | 0 | INR
2000 | Central Zone, Bhubaneswar | 2100 | EHT (O&M) Circle, Bhubaneswar | 2105 | EHT (O&M) Division, Puri | C256 | 132/33 kV S/S S/D Satasankha | 3000001977 | GASKET,O-RING for 36KV VCB SMNS | SPR.BKR36SMNS.E007 | ZSPR_FREE | ZSPR | NOS | 1 | 0 | INR
2000 | Central Zone, Bhubaneswar | 2100 | EHT (O&M) Circle, Bhubaneswar | 2105 | EHT (O&M) Division, Puri | C256 | 132/33 kV S/S S/D Satasankha | 3000001978 | PC RELAY MCB OF 36KV, 1250A,25KA, SMNS | SPR.BKR36SMNS.E008 | ZSPR_FREE | ZSPR | SET | 1 | 0 | INR
2000 | Central Zone, Bhubaneswar | 2100 | EHT (O&M) Circle, Bhubaneswar | 2105 | EHT (O&M) Division, Puri | C254 | 132/33 kV S/S S/D Konark | 3000001979 | CLOSING COIL FOR 36KV S & S MAKE VCB | SPR.BKR36SS.E001 | ZSPR_ACT | ZSPR | NOS | 2 | 2850 | INR
2000 | Central Zone, Bhubaneswar | 2100 | EHT (O&M) Circle, Bhubaneswar | 2105 | EHT (O&M) Division, Puri | C254 | 132/33 kV S/S S/D Konark | 3000001980 | TRIPPING COIL FOR 36KV S & S MAKE VCB | SPR.BKR36SS.E002 | ZSPR_ACT | ZSPR | NOS | 2 | 2742.86 | INR
2000 | Central Zone, Bhubaneswar | 2100 | EHT (O&M) Circle, Bhubaneswar | 2105 | EHT (O&M) Division, Puri | C255 | 132/33 kV S/S S/D Samuka | 3000001980 | TRIPPING COIL FOR 36KV S & S MAKE VCB | SPR.BKR36SS.E002 | ZSPR_ACT | ZSPR | NOS | 3 | 4114.29 | INR
2000 | Central Zone, Bhubaneswar | 2100 | EHT (O&M) Circle, Bhubaneswar | 2105 | EHT (O&M) Division, Puri | C252 | 132/33 kV T/L S/S S/D Puri | 3000001985 | LIMIT SWITCH FOR 36KV S & S MAKE VCB | SPR.BKR36SS.E008 | ZSPR_ACT | ZSPR | NOS | 2 | 756.8 | INR
2000 | Central Zone, Bhubaneswar | 2100 | EHT (O&M) Circle, Bhubaneswar | 2105 | EHT (O&M) Division, Puri | C254 | 132/33 kV S/S S/D Konark | 3000002156 | AVR/ACR Card-220V,350AH CLRD Bat charger | SPR.CHRG.CLRD.A005 | ZSPR_ACT | ZSPR | NOS | 1 | 61155.92 | INR
2000 | Central Zone, Bhubaneswar | 2100 | EHT (O&M) Circle, Bhubaneswar | 2105 | EHT (O&M) Division, Puri | C256 | 132/33 kV S/S S/D Satasankha | 3000002193 | AMMETER WITH TRANSDUCER 132KV CR PANEL | SPR.CRPNL132AE.A001 | ZSPR_FREE | ZSPR | NOS | 1 | 0 | INR
2000 | Central Zone, Bhubaneswar | 2100 | EHT (O&M) Circle, Bhubaneswar | 2105 | EHT (O&M) Division, Puri | C256 | 132/33 kV S/S S/D Satasankha | 3000002194 | VOLTMETER WITH TRANSDUCER-132KV CRP AE | SPR.CRPNL132AE.A002 | ZSPR_FREE | ZSPR | NOS | 1 | 0 | INR
2000 | Central Zone, Bhubaneswar | 2100 | EHT (O&M) Circle, Bhubaneswar | 2105 | EHT (O&M) Division, Puri | C254 | 132/33 kV S/S S/D Konark | 3000002194 | VOLTMETER WITH TRANSDUCER-132KV CRP AE | SPR.CRPNL132AE.A002 | ZSPR_ACT | ZSPR | NOS | 1 | 5000 | INR
2000 | Central Zone, Bhubaneswar | 2100 | EHT (O&M) Circle, Bhubaneswar | 2105 | EHT (O&M) Division, Puri | C256 | 132/33 kV S/S S/D Satasankha | 3000002195 | WATTMETER WITH TRANSDUCER-132KV CRP AE | SPR.CRPNL132AE.A003 | ZSPR_FREE | ZSPR | NOS | 1 | 0 | INR
2000 | Central Zone, Bhubaneswar | 2100 | EHT (O&M) Circle, Bhubaneswar | 2105 | EHT (O&M) Division, Puri | C254 | 132/33 kV S/S S/D Konark | 3000002195 | WATTMETER WITH TRANSDUCER-132KV CRP AE | SPR.CRPNL132AE.A003 | ZSPR_ACT | ZSPR | NOS | 2 | 20000 | INR
2000 | Central Zone, Bhubaneswar | 2100 | EHT (O&M) Circle, Bhubaneswar | 2105 | EHT (O&M) Division, Puri | C254 | 132/33 kV S/S S/D Konark | 3000002196 | VAR METER WITH TRANSDUCER-132KV CRP AE | SPR.CRPNL132AE.A004 | ZSPR_ACT | ZSPR | NOS | 2 | 20000 | INR
2000 | Central Zone, Bhubaneswar | 2100 | EHT (O&M) Circle, Bhubaneswar | 2105 | EHT (O&M) Division, Puri | C254 | 132/33 kV S/S S/D Konark | 3000002200 | Voltmeter selector switch-132KV CRP AE | SPR.CRPNL132AE.A008 | ZSPR_ACT | ZSPR | NOS | 2 | 2400 | INR
2000 | Central Zone, Bhubaneswar | 2100 | EHT (O&M) Circle, Bhubaneswar | 2105 | EHT (O&M) Division, Puri | C254 | 132/33 kV S/S S/D Konark | 3000002204 | 132KV AMMETER SELECTOR SWITCH | SPR.CRPNL132AE.A012 | ZSPR_ACT | ZSPR | NOS | 2 | 2400 | INR
2000 | Central Zone, Bhubaneswar | 2100 | EHT (O&M) Circle, Bhubaneswar | 2105 | EHT (O&M) Division, Puri | C256 | 132/33 kV S/S S/D Satasankha | 3000002204 | 132KV AMMETER SELECTOR SWITCH | SPR.CRPNL132AE.A012 | ZSPR_FREE | ZSPR | NOS | 1 | 0 | INR
2000 | Central Zone, Bhubaneswar | 2100 | EHT (O&M) Circle, Bhubaneswar | 2105 | EHT (O&M) Division, Puri | C257 | 220/132/33 kV T/L S/S S/D Samangara | 3000002212 | Definite time O/V Relay 48V DC | SPR.CRPNL132JVS.A004 | ZSPR_ACT | ZSPR | NOS | 4 | 52920.24 | INR
2000 | Central Zone, Bhubaneswar | 2100 | EHT (O&M) Circle, Bhubaneswar | 2105 | EHT (O&M) Division, Puri | C256 | 132/33 kV S/S S/D Satasankha | 3000002214 | CONTROL SWITCH OF 220V CRP-MME | SPR.CRPNL132MME.A001 | ZSPR_FREE | ZSPR | NOS | 2 | 0 | INR
2000 | Central Zone, Bhubaneswar | 2100 | EHT (O&M) Circle, Bhubaneswar | 2105 | EHT (O&M) Division, Puri | C253 | 132/33 kV T/L S/S S/D Nimapara | 3000002221 | AMMETER SELECTOR SWITCH 33KV CR PANEL | SPR.CRPNL33BHEL.A006 | ZSPR_US | ZSPR | NOS | 1 | 365 | INR
2000 | Central Zone, Bhubaneswar | 2100 | EHT (O&M) Circle, Bhubaneswar | 2105 | EHT (O&M) Division, Puri | C256 | 132/33 kV S/S S/D Satasankha | 3000002221 | AMMETER SELECTOR SWITCH 33KV CR PANEL | SPR.CRPNL33BHEL.A006 | ZSPR_FREE | ZSPR | NOS | 1 | 0 | INR
2000 | Central Zone, Bhubaneswar | 2100 | EHT (O&M) Circle, Bhubaneswar | 2105 | EHT (O&M) Division, Puri | C253 | 132/33 kV T/L S/S S/D Nimapara | 3000002268 | STARTOR 415V OIL FILTER M/C STREAM LINE | SPR.FLTM.STRL.C003 | ZSPR_ACT | ZSPR | NOS | 2 | 2400 | INR
2000 | Central Zone, Bhubaneswar | 2100 | EHT (O&M) Circle, Bhubaneswar | 2105 | EHT (O&M) Division, Puri | C254 | 132/33 kV S/S S/D Konark | 3000002279 | HINGE PINS TC TPAD 132KV ISOLATOR | SPR.ISO.132SS.A002 | ZSPR_ACT | ZSPR | NOS | 1 | 5000 | INR
2000 | Central Zone, Bhubaneswar | 2100 | EHT (O&M) Circle, Bhubaneswar | 2105 | EHT (O&M) Division, Puri | C256 | 132/33 kV S/S S/D Satasankha | 3000002279 | HINGE PINS TC TPAD 132KV ISOLATOR | SPR.ISO.132SS.A002 | ZSPR_FREE | ZSPR | NOS | 1 | 0 | INR
2000 | Central Zone, Bhubaneswar | 2100 | EHT (O&M) Circle, Bhubaneswar | 2105 | EHT (O&M) Division, Puri | C255 | 132/33 kV S/S S/D Samuka | 3000002282 | Earthing Rod & Blade Contactor | SPR.ISO.33SS.A007 | ZSPR_ACT | ZSPR | NOS | 2 | 24800 | INR
2000 | Central Zone, Bhubaneswar | 2100 | EHT (O&M) Circle, Bhubaneswar | 2105 | EHT (O&M) Division, Puri | C254 | 132/33 kV S/S S/D Konark | 3000002282 | Earthing Rod & Blade Contactor | SPR.ISO.33SS.A007 | ZSPR_ACT | ZSPR | NOS | 1 | 12400 | INR
2000 | Central Zone, Bhubaneswar | 2100 | EHT (O&M) Circle, Bhubaneswar | 2105 | EHT (O&M) Division, Puri | C254 | 132/33 kV S/S S/D Konark | 3000002284 | Auxillary Switch Assy | SPR.ISO.33SS.A010 | ZSPR_ACT | ZSPR | NOS | 1 | 7000 | INR
2000 | Central Zone, Bhubaneswar | 2100 | EHT (O&M) Circle, Bhubaneswar | 2105 | EHT (O&M) Division, Puri | C254 | 132/33 kV S/S S/D Konark | 3000002285 | Limit switch of Isolator M. box | SPR.ISO.33SS.A011 | ZSPR_ACT | ZSPR | NOS | 2 | 10000 | INR
2000 | Central Zone, Bhubaneswar | 2100 | EHT (O&M) Circle, Bhubaneswar | 2105 | EHT (O&M) Division, Puri | C254 | 132/33 kV S/S S/D Konark | 3000002286 | Discrepancy Control switch for Isolator | SPR.ISO.MISC.A001 | ZSPR_ACT | ZSPR | NOS | 2 | 11455.59 | INR
2000 | Central Zone, Bhubaneswar | 2100 | EHT (O&M) Circle, Bhubaneswar | 2105 | EHT (O&M) Division, Puri | C255 | 132/33 kV S/S S/D Samuka | 3000002286 | Discrepancy Control switch for Isolator | SPR.ISO.MISC.A001 | ZSPR_ACT | ZSPR | NOS | 1 | 5727.8 | INR
2000 | Central Zone, Bhubaneswar | 2100 | EHT (O&M) Circle, Bhubaneswar | 2105 | EHT (O&M) Division, Puri | C257 | 220/132/33 kV T/L S/S S/D Samangara | 3000002286 | Discrepancy Control switch for Isolator | SPR.ISO.MISC.A001 | ZSPR_ACT | ZSPR | NOS | 6 | 34366.77 | INR
2000 | Central Zone, Bhubaneswar | 2100 | EHT (O&M) Circle, Bhubaneswar | 2105 | EHT (O&M) Division, Puri | C256 | 132/33 kV S/S S/D Satasankha | 3000002286 | Discrepancy Control switch for Isolator | SPR.ISO.MISC.A001 | ZSPR_FREE | ZSPR | NOS | 4 | 0 | INR
2000 | Central Zone, Bhubaneswar | 2100 | EHT (O&M) Circle, Bhubaneswar | 2105 | EHT (O&M) Division, Puri | C255 | 132/33 kV S/S S/D Samuka | 3000002294 | RPC,switch fuse for 36KV Isolator | SPR.ISO.MISC.A009 | ZSPR_ACT | ZSPR | SET | 1 | 14860 | INR
2000 | Central Zone, Bhubaneswar | 2100 | EHT (O&M) Circle, Bhubaneswar | 2105 | EHT (O&M) Division, Puri | C254 | 132/33 kV S/S S/D Konark | 3000002301 | Male&Female contacts of 132KV Isolator | SPR.ISO132.A001 | ZSPR_ACT | ZSPR | NOS | 1 | 16000 | INR
2000 | Central Zone, Bhubaneswar | 2100 | EHT (O&M) Circle, Bhubaneswar | 2105 | EHT (O&M) Division, Puri | C257 | 220/132/33 kV T/L S/S S/D Samangara | 3000002348 | MOTOR&GEAR A&BG A FOR132KV SMNS ISOLATOR | SPR.ISO132SMNS.A002 | ZSPR_ACT | ZSPR | NOS | 1 | 15120.07 | INR
2000 | Central Zone, Bhubaneswar | 2100 | EHT (O&M) Circle, Bhubaneswar | 2105 | EHT (O&M) Division, Puri | C256 | 132/33 kV S/S S/D Satasankha | 3000002350 | MALE&FEMALE CONTACT OF ISOLATOR | SPR.ISO132SMNS.A005 | ZSPR_FREE | ZSPR | NOS | 1 | 0 | INR
2000 | Central Zone, Bhubaneswar | 2100 | EHT (O&M) Circle, Bhubaneswar | 2105 | EHT (O&M) Division, Puri | C254 | 132/33 kV S/S S/D Konark | 3000002368 | LIMIT SWITCH FOR 132KV SS MAKE ISOLATOR | SPR.ISO132SS.A016 | ZSPR_ACT | ZSPR | NOS | 2 | 10000 | INR
2000 | Central Zone, Bhubaneswar | 2100 | EHT (O&M) Circle, Bhubaneswar | 2105 | EHT (O&M) Division, Puri | C254 | 132/33 kV S/S S/D Konark | 3000002377 | EARTHING ROD & BLADE 132KV ISOLATOR | SPR.ISO132SS.A027 | ZSPR_ACT | ZSPR | NOS | 1 | 15000 | INR
2000 | Central Zone, Bhubaneswar | 2100 | EHT (O&M) Circle, Bhubaneswar | 2105 | EHT (O&M) Division, Puri | C256 | 132/33 kV S/S S/D Satasankha | 3000002378 | MOTOR WITH GEAR ASSEMBLY 132KV ISOLATOR | SPR.ISO132SS.A029 | ZSPR_FREE | ZSPR | NOS | 1 | 0 | INR
2000 | Central Zone, Bhubaneswar | 2100 | EHT (O&M) Circle, Bhubaneswar | 2105 | EHT (O&M) Division, Puri | C255 | 132/33 kV S/S S/D Samuka | 3000002378 | MOTOR WITH GEAR ASSEMBLY 132KV ISOLATOR | SPR.ISO132SS.A029 | ZSPR_ACT | ZSPR | NOS | 1 | 16120 | INR
2000 | Central Zone, Bhubaneswar | 2100 | EHT (O&M) Circle, Bhubaneswar | 2105 | EHT (O&M) Division, Puri | C254 | 132/33 kV S/S S/D Konark | 3000002380 | AUX SWITCH ASSEMBLY OF 132KV ISOLATOR | SPR.ISO132SS.A031 | ZSPR_ACT | ZSPR | NOS | 1 | 15000 | INR
2000 | Central Zone, Bhubaneswar | 2100 | EHT (O&M) Circle, Bhubaneswar | 2105 | EHT (O&M) Division, Puri | C254 | 132/33 kV S/S S/D Konark | 3000002389 | Contactor & Relay 132KV SS ISOLATOR | SPR.ISO132SS.A047 | ZSPR_ACT | ZSPR | NOS | 1 | 15000 | INR
2000 | Central Zone, Bhubaneswar | 2100 | EHT (O&M) Circle, Bhubaneswar | 2105 | EHT (O&M) Division, Puri | C257 | 220/132/33 kV T/L S/S S/D Samangara | 3000002448 | MOTOR &GA&BEVEL GEAR FOR 220KV SMNS ISO | SPR.ISO22SMNS.A001 | ZSPR_ACT | ZSPR | NOS | 1 | 18900.09 | INR
2000 | Central Zone, Bhubaneswar | 2100 | EHT (O&M) Circle, Bhubaneswar | 2105 | EHT (O&M) Division, Puri | C256 | 132/33 kV S/S S/D Satasankha | 3000002449 | MALE&FEMALE CONTACT-36KV ISOLATOR | SPR.ISO33.A001 | ZSPR_FREE | ZSPR | NOS | 1 | 0 | INR
2000 | Central Zone, Bhubaneswar | 2100 | EHT (O&M) Circle, Bhubaneswar | 2105 | EHT (O&M) Division, Puri | C257 | 220/132/33 kV T/L S/S S/D Samangara | 3000002472 | Male Contacts 33KV SIEMENS ISOLATOR | SPR.ISO33SMNS.A001 | ZSPR_ACT | ZSPR | SET | 2 | 27720.14 | INR
2000 | Central Zone, Bhubaneswar | 2100 | EHT (O&M) Circle, Bhubaneswar | 2105 | EHT (O&M) Division, Puri | C257 | 220/132/33 kV T/L S/S S/D Samangara | 3000002473 | Female Contacts 33KV SIEMENS ISOLATOR | SPR.ISO33SMNS.A002 | ZSPR_ACT | ZSPR | SET | 2 | 27720.14 | INR
2000 | Central Zone, Bhubaneswar | 2100 | EHT (O&M) Circle, Bhubaneswar | 2105 | EHT (O&M) Division, Puri | C256 | 132/33 kV S/S S/D Satasankha | 3000002474 | Motor,GA&BGA FOR 33KV SIEMENS ISOLATOR | SPR.ISO33SMNS.A003 | ZSPR_FREE | ZSPR | SET | 1 | 0 | INR
2000 | Central Zone, Bhubaneswar | 2100 | EHT (O&M) Circle, Bhubaneswar | 2105 | EHT (O&M) Division, Puri | C257 | 220/132/33 kV T/L S/S S/D Samangara | 3000002474 | Motor,GA&BGA FOR 33KV SIEMENS ISOLATOR | SPR.ISO33SMNS.A003 | ZSPR_ACT | ZSPR | SET | 1 | 15120.07 | INR
2000 | Central Zone, Bhubaneswar | 2100 | EHT (O&M) Circle, Bhubaneswar | 2105 | EHT (O&M) Division, Puri | C256 | 132/33 kV S/S S/D Satasankha | 3000002475 | ER & Blade contaCT33KV SMNS ISOLATOR | SPR.ISO33SMNS.A004 | ZSPR_FREE | ZSPR | SET | 1 | 0 | INR
2000 | Central Zone, Bhubaneswar | 2100 | EHT (O&M) Circle, Bhubaneswar | 2105 | EHT (O&M) Division, Puri | C256 | 132/33 kV S/S S/D Satasankha | 3000002478 | HINGE PINS,TC,TPAD OF 33KV SMNS ISOLATOR | SPR.ISO33SMNS.A009 | ZSPR_FREE | ZSPR | NOS | 1 | 0 | INR
2000 | Central Zone, Bhubaneswar | 2100 | EHT (O&M) Circle, Bhubaneswar | 2105 | EHT (O&M) Division, Puri | C253 | 132/33 kV T/L S/S S/D Nimapara | 3000002479 | MOVING CONTACTASSEMBLY 33KV SS ISOLATOR | SPR.ISO33SS.A001 | ZSPR_ACT | ZSPR | NOS | 1 | 3062.63 | INR
2000 | Central Zone, Bhubaneswar | 2100 | EHT (O&M) Circle, Bhubaneswar | 2105 | EHT (O&M) Division, Puri | C253 | 132/33 kV T/L S/S S/D Nimapara | 3000002482 | MECHANISM BOX FOR 33KV ISOLATOR | SPR.ISO33SS.A004 | ZSPR_ACT | ZSPR | NOS | 1 | 7980.95 | INR
2000 | Central Zone, Bhubaneswar | 2100 | EHT (O&M) Circle, Bhubaneswar | 2105 | EHT (O&M) Division, Puri | C255 | 132/33 kV S/S S/D Samuka | 3000002497 | MOTOR WITH GEAR ASSEMBLY 36KV ISOLATOR | SPR.ISO33SS.A024 | ZSPR_ACT | ZSPR | NOS | 1 | 14060 | INR
2000 | Central Zone, Bhubaneswar | 2100 | EHT (O&M) Circle, Bhubaneswar | 2105 | EHT (O&M) Division, Puri | C255 | 132/33 kV S/S S/D Samuka | 3000002578 | TRIP CKT SUPERVISION RELAY FOR CR PNL | SPR.MISC.A056 | ZSPR_ACT | ZSPR | NOS | 3 | 22770 | INR
2000 | Central Zone, Bhubaneswar | 2100 | EHT (O&M) Circle, Bhubaneswar | 2105 | EHT (O&M) Division, Puri | C254 | 132/33 kV S/S S/D Konark | 3000002579 | ANNUCIATION RELAY FOR 6 FASIA FOR CR PNL | SPR.MISC.A057 | ZSPR_ACT | ZSPR | NOS | 3 | 7002.51 | INR
2000 | Central Zone, Bhubaneswar | 2100 | EHT (O&M) Circle, Bhubaneswar | 2105 | EHT (O&M) Division, Puri | C254 | 132/33 kV S/S S/D Konark | 3000002579 | ANNUCIATION RELAY FOR 6 FASIA FOR CR PNL | SPR.MISC.A057 | ZSPR_SCRAP | ZSPR | NOS | 15 | 35012.55 | INR
2000 | Central Zone, Bhubaneswar | 2100 | EHT (O&M) Circle, Bhubaneswar | 2105 | EHT (O&M) Division, Puri | C255 | 132/33 kV S/S S/D Samuka | 3000002694 | HWF/SPRS/CLAMP 3NOS IN EACH SET | SPR.MISC.A300 | ZSPR_ACT | ZSPR | NOS | 2 | 137500 | INR
2000 | Central Zone, Bhubaneswar | 2100 | EHT (O&M) Circle, Bhubaneswar | 2105 | EHT (O&M) Division, Puri | C257 | 220/132/33 kV T/L S/S S/D Samangara | 3000002715 | PI Clamps for 33 KV | SPR.MISC.A344 | ZSPR_ACT | ZSPR | NOS | 8 | 6320 | INR
2000 | Central Zone, Bhubaneswar | 2100 | EHT (O&M) Circle, Bhubaneswar | 2105 | EHT (O&M) Division, Puri | C253 | 132/33 kV T/L S/S S/D Nimapara | 3000002770 | AC/DC Distribution Board | SPR.MISC.A513 | ZSPR_ACT | ZSPR | NOS | 2 | 22882 | INR
2000 | Central Zone, Bhubaneswar | 2100 | EHT (O&M) Circle, Bhubaneswar | 2105 | EHT (O&M) Division, Puri | C255 | 132/33 kV S/S S/D Samuka | 3000002792 | CONTACTOR | SPR.MISC.A563 | ZSPR_ACT | ZSPR | NOS | 4 | 8053.6 | INR
2000 | Central Zone, Bhubaneswar | 2100 | EHT (O&M) Circle, Bhubaneswar | 2105 | EHT (O&M) Division, Puri | C253 | 132/33 kV T/L S/S S/D Nimapara | 3000002792 | CONTACTOR | SPR.MISC.A563 | ZSPR_ACT | ZSPR | NOS | 2 | 4026.8 | INR
2000 | Central Zone, Bhubaneswar | 2100 | EHT (O&M) Circle, Bhubaneswar | 2105 | EHT (O&M) Division, Puri | C254 | 132/33 kV S/S S/D Konark | 3000002793 | AMMETER / CURRENT TRANSDUCER | SPR.MISC.A565 | ZSPR_SCRAP | ZSPR | NOS | 2 | 2 | INR
2000 | Central Zone, Bhubaneswar | 2100 | EHT (O&M) Circle, Bhubaneswar | 2105 | EHT (O&M) Division, Puri | C255 | 132/33 kV S/S S/D Samuka | 3000002801 | Discrepancy Control switch for CB | SPR.MISC.AB27 | ZSPR_ACT | ZSPR | NOS | 3 | 12976.95 | INR
2000 | Central Zone, Bhubaneswar | 2100 | EHT (O&M) Circle, Bhubaneswar | 2105 | EHT (O&M) Division, Puri | C257 | 220/132/33 kV T/L S/S S/D Samangara | 3000002801 | Discrepancy Control switch for CB | SPR.MISC.AB27 | ZSPR_ACT | ZSPR | NOS | 4 | 17302.6 | INR
2000 | Central Zone, Bhubaneswar | 2100 | EHT (O&M) Circle, Bhubaneswar | 2105 | EHT (O&M) Division, Puri | C255 | 132/33 kV S/S S/D Samuka | 3000002813 | Protection Transfer Switch(NIT) | SPR.PNL33.A001 | ZSPR_ACT | ZSPR | NOS | 2 | 8600 | INR
2000 | Central Zone, Bhubaneswar | 2100 | EHT (O&M) Circle, Bhubaneswar | 2105 | EHT (O&M) Division, Puri | C256 | 132/33 kV S/S S/D Satasankha | 3000002813 | Protection Transfer Switch(NIT) | SPR.PNL33.A001 | ZSPR_FREE | ZSPR | NOS | 1 | 0 | INR
2000 | Central Zone, Bhubaneswar | 2100 | EHT (O&M) Circle, Bhubaneswar | 2105 | EHT (O&M) Division, Puri | C254 | 132/33 kV S/S S/D Konark | 3000002814 | Ammeter selector switch | SPR.PNL33.A002 | ZSPR_ACT | ZSPR | NOS | 1 | 757.93 | INR
2000 | Central Zone, Bhubaneswar | 2100 | EHT (O&M) Circle, Bhubaneswar | 2105 | EHT (O&M) Division, Puri | C255 | 132/33 kV S/S S/D Samuka | 3000002814 | Ammeter selector switch | SPR.PNL33.A002 | ZSPR_ACT | ZSPR | NOS | 2 | 1515.86 | INR
2000 | Central Zone, Bhubaneswar | 2100 | EHT (O&M) Circle, Bhubaneswar | 2105 | EHT (O&M) Division, Puri | C254 | 132/33 kV S/S S/D Konark | 3000002814 | Ammeter selector switch | SPR.PNL33.A002 | ZSPR_SCRAP | ZSPR | NOS | 11 | 8337.03 | INR
2000 | Central Zone, Bhubaneswar | 2100 | EHT (O&M) Circle, Bhubaneswar | 2105 | EHT (O&M) Division, Puri | C254 | 132/33 kV S/S S/D Konark | 3000002815 | Voltmeter Selector Switch | SPR.PNL33.A003 | ZSPR_SCRAP | ZSPR | NOS | 7 | 7144.9 | INR
2000 | Central Zone, Bhubaneswar | 2100 | EHT (O&M) Circle, Bhubaneswar | 2105 | EHT (O&M) Division, Puri | C254 | 132/33 kV S/S S/D Konark | 3000002815 | Voltmeter Selector Switch | SPR.PNL33.A003 | ZSPR_ACT | ZSPR | NOS | 1 | 1020.7 | INR
2000 | Central Zone, Bhubaneswar | 2100 | EHT (O&M) Circle, Bhubaneswar | 2105 | EHT (O&M) Division, Puri | C255 | 132/33 kV S/S S/D Samuka | 3000002815 | Voltmeter Selector Switch | SPR.PNL33.A003 | ZSPR_ACT | ZSPR | NOS | 2 | 2041.4 | INR
2000 | Central Zone, Bhubaneswar | 2100 | EHT (O&M) Circle, Bhubaneswar | 2105 | EHT (O&M) Division, Puri | C254 | 132/33 kV S/S S/D Konark | 3000002816 | Voltmeter with Transducer of 33KV Panel | SPR.PNL33.A004 | ZSPR_ACT | ZSPR | NOS | 1 | 5000 | INR
2000 | Central Zone, Bhubaneswar | 2100 | EHT (O&M) Circle, Bhubaneswar | 2105 | EHT (O&M) Division, Puri | C256 | 132/33 kV S/S S/D Satasankha | 3000002816 | Voltmeter with Transducer of 33KV Panel | SPR.PNL33.A004 | ZSPR_FREE | ZSPR | NOS | 1 | 0 | INR
2000 | Central Zone, Bhubaneswar | 2100 | EHT (O&M) Circle, Bhubaneswar | 2105 | EHT (O&M) Division, Puri | C254 | 132/33 kV S/S S/D Konark | 3000002817 | Ammeter with Transducer of 33KV Panel | SPR.PNL33.A005 | ZSPR_ACT | ZSPR | NOS | 3 | 3600 | INR
2000 | Central Zone, Bhubaneswar | 2100 | EHT (O&M) Circle, Bhubaneswar | 2105 | EHT (O&M) Division, Puri | C256 | 132/33 kV S/S S/D Satasankha | 3000002817 | Ammeter with Transducer of 33KV Panel | SPR.PNL33.A005 | ZSPR_FREE | ZSPR | NOS | 1 | 0 | INR
2000 | Central Zone, Bhubaneswar | 2100 | EHT (O&M) Circle, Bhubaneswar | 2105 | EHT (O&M) Division, Puri | C256 | 132/33 kV S/S S/D Satasankha | 3000002818 | 33KV MW METER ALONG WITH TRANSDUCER | SPR.PNL33.A006 | ZSPR_FREE | ZSPR | SET | 1 | 0 | INR
2000 | Central Zone, Bhubaneswar | 2100 | EHT (O&M) Circle, Bhubaneswar | 2105 | EHT (O&M) Division, Puri | C254 | 132/33 kV S/S S/D Konark | 3000002818 | 33KV MW METER ALONG WITH TRANSDUCER | SPR.PNL33.A006 | ZSPR_ACT | ZSPR | SET | 1 | 10000 | INR
2000 | Central Zone, Bhubaneswar | 2100 | EHT (O&M) Circle, Bhubaneswar | 2105 | EHT (O&M) Division, Puri | C254 | 132/33 kV S/S S/D Konark | 3000002819 | 33KV DIGITAL MVAR METER WITH TRANSDUCER | SPR.PNL33.A007 | ZSPR_ACT | ZSPR | SET | 1 | 10000 | INR
2000 | Central Zone, Bhubaneswar | 2100 | EHT (O&M) Circle, Bhubaneswar | 2105 | EHT (O&M) Division, Puri | C256 | 132/33 kV S/S S/D Satasankha | 3000002819 | 33KV DIGITAL MVAR METER WITH TRANSDUCER | SPR.PNL33.A007 | ZSPR_FREE | ZSPR | SET | 1 | 0 | INR
2000 | Central Zone, Bhubaneswar | 2100 | EHT (O&M) Circle, Bhubaneswar | 2105 | EHT (O&M) Division, Puri | C256 | 132/33 kV S/S S/D Satasankha | 3000002820 | Protection T. Switch 33KV SMNS panel | SPR.PNL33SMNS.A001 | ZSPR_FREE | ZSPR | NOS | 1 | 0 | INR
2000 | Central Zone, Bhubaneswar | 2100 | EHT (O&M) Circle, Bhubaneswar | 2105 | EHT (O&M) Division, Puri | C257 | 220/132/33 kV T/L S/S S/D Samangara | 3000002820 | Protection T. Switch 33KV SMNS panel | SPR.PNL33SMNS.A001 | ZSPR_ACT | ZSPR | NOS | 3 | 14760.03 | INR
2000 | Central Zone, Bhubaneswar | 2100 | EHT (O&M) Circle, Bhubaneswar | 2105 | EHT (O&M) Division, Puri | C254 | 132/33 kV S/S S/D Konark | 3000002820 | Protection T. Switch 33KV SMNS panel | SPR.PNL33SMNS.A001 | ZSPR_ACT | ZSPR | NOS | 1 | 4920.01 | INR
2000 | Central Zone, Bhubaneswar | 2100 | EHT (O&M) Circle, Bhubaneswar | 2105 | EHT (O&M) Division, Puri | C257 | 220/132/33 kV T/L S/S S/D Samangara | 3000002821 | Ammeter Selector Switch-33KV SMNS panel | SPR.PNL33SMNS.A002 | ZSPR_ACT | ZSPR | NOS | 4 | 20160.08 | INR
2000 | Central Zone, Bhubaneswar | 2100 | EHT (O&M) Circle, Bhubaneswar | 2105 | EHT (O&M) Division, Puri | C256 | 132/33 kV S/S S/D Satasankha | 3000002822 | V Selector Switch-132KV&33KV Smns CRP | SPR.PNL33SMNS.A003 | ZSPR_FREE | ZSPR | NOS | 2 | 0 | INR
2000 | Central Zone, Bhubaneswar | 2100 | EHT (O&M) Circle, Bhubaneswar | 2105 | EHT (O&M) Division, Puri | C257 | 220/132/33 kV T/L S/S S/D Samangara | 3000002822 | V Selector Switch-132KV&33KV Smns CRP | SPR.PNL33SMNS.A003 | ZSPR_ACT | ZSPR | NOS | 6 | 45360.24 | INR
2000 | Central Zone, Bhubaneswar | 2100 | EHT (O&M) Circle, Bhubaneswar | 2105 | EHT (O&M) Division, Puri | C257 | 220/132/33 kV T/L S/S S/D Samangara | 3000002882 | OIL PUMP-100MVA 220/132KV BHEL AT | SPR.TFR100BHEL.CG07 | ZSPR_ACT | ZSPR | NOS | 2 | 2 | INR
2000 | Central Zone, Bhubaneswar | 2100 | EHT (O&M) Circle, Bhubaneswar | 2105 | EHT (O&M) Division, Puri | C257 | 220/132/33 kV T/L S/S S/D Samangara | 3000002936 | MOLG of 160MVA 220/132/33KV BHEL AT | SPR.TFR160BHEL.DC04 | ZSPR_ACT | ZSPR | NOS | 2 | 2 | INR
2000 | Central Zone, Bhubaneswar | 2100 | EHT (O&M) Circle, Bhubaneswar | 2105 | EHT (O&M) Division, Puri | C257 | 220/132/33 kV T/L S/S S/D Samangara | 3000002937 | OFI FOR 160MVA 220/132/33KV BHEL AT | SPR.TFR160BHEL.DC05 | ZSPR_ACT | ZSPR | NOS | 4 | 4 | INR
2000 | Central Zone, Bhubaneswar | 2100 | EHT (O&M) Circle, Bhubaneswar | 2105 | EHT (O&M) Division, Puri | C257 | 220/132/33 kV T/L S/S S/D Samangara | 3000002938 | LV Bushing-160 MVA,220/132/33KV BHEL AT | SPR.TFR160BHEL.DC06 | ZSPR_ACT | ZSPR | NOS | 1 | 1 | INR
2000 | Central Zone, Bhubaneswar | 2100 | EHT (O&M) Circle, Bhubaneswar | 2105 | EHT (O&M) Division, Puri | C257 | 220/132/33 kV T/L S/S S/D Samangara | 3000002941 | HVBushing &Rod-160MVA 220/132/33KVBHELAT | SPR.TFR160BHEL.DC10 | ZSPR_ACT | ZSPR | NOS | 1 | 1 | INR
2000 | Central Zone, Bhubaneswar | 2100 | EHT (O&M) Circle, Bhubaneswar | 2105 | EHT (O&M) Division, Puri | C257 | 220/132/33 kV T/L S/S S/D Samangara | 3000002945 | PRE GAUGE ] 160MVA 220/132/33KV BHEL AT | SPR.TFR160BHEL.DC15 | ZSPR_ACT | ZSPR | NOS | 1 | 1 | INR
2000 | Central Zone, Bhubaneswar | 2100 | EHT (O&M) Circle, Bhubaneswar | 2105 | EHT (O&M) Division, Puri | C257 | 220/132/33 kV T/L S/S S/D Samangara | 3000002947 | BR of 160MVA 220/132/33KV BHEL AT | SPR.TFR160BHEL.DC18 | ZSPR_ACT | ZSPR | NOS | 2 | 2 | INR
2000 | Central Zone, Bhubaneswar | 2100 | EHT (O&M) Circle, Bhubaneswar | 2105 | EHT (O&M) Division, Puri | C257 | 220/132/33 kV T/L S/S S/D Samangara | 3000002951 | BUSHING CT160MVA 220/132/33KV BHEL AT | SPR.TFR160BHEL.DC23 | ZSPR_ACT | ZSPR | NOS | 3 | 3 | INR
2000 | Central Zone, Bhubaneswar | 2100 | EHT (O&M) Circle, Bhubaneswar | 2105 | EHT (O&M) Division, Puri | C257 | 220/132/33 kV T/L S/S S/D Samangara | 3000003032 | BUCHOLZ RELAY FOR 20MVA BHEL Tfr | SPR.TFR20BHEL.DC02 | ZSPR_ACT | ZSPR | NOS | 2 | 2 | INR
2000 | Central Zone, Bhubaneswar | 2100 | EHT (O&M) Circle, Bhubaneswar | 2105 | EHT (O&M) Division, Puri | C254 | 132/33 kV S/S S/D Konark | 3000003032 | BUCHOLZ RELAY FOR 20MVA BHEL Tfr | SPR.TFR20BHEL.DC02 | ZSPR_ACT | ZSPR | NOS | 1 | 1 | INR
2000 | Central Zone, Bhubaneswar | 2100 | EHT (O&M) Circle, Bhubaneswar | 2105 | EHT (O&M) Division, Puri | C257 | 220/132/33 kV T/L S/S S/D Samangara | 3000003033 | PRV FOR 20MVA 132/33KV BHEL Tfr | SPR.TFR20BHEL.EC10 | ZSPR_ACT | ZSPR | NOS | 3 | 3 | INR
2000 | Central Zone, Bhubaneswar | 2100 | EHT (O&M) Circle, Bhubaneswar | 2105 | EHT (O&M) Division, Puri | C257 | 220/132/33 kV T/L S/S S/D Samangara | 3000003035 | Copper tube of 132/33KV 20MVA BHEL Tfr | SPR.TFR20BHEL.ED03 | ZSPR_ACT | ZSPR | NOS | 4 | 4 | INR
2000 | Central Zone, Bhubaneswar | 2100 | EHT (O&M) Circle, Bhubaneswar | 2105 | EHT (O&M) Division, Puri | C254 | 132/33 kV S/S S/D Konark | 3000003036 | Cooling Fan&Motor 132/33KV 20MVABHEL Tfr | SPR.TFR20BHEL.ED04 | ZSPR_ACT | ZSPR | NOS | 1 | 1 | INR
2000 | Central Zone, Bhubaneswar | 2100 | EHT (O&M) Circle, Bhubaneswar | 2105 | EHT (O&M) Division, Puri | C257 | 220/132/33 kV T/L S/S S/D Samangara | 3000003038 | 36KV Bushing 132/33KV 20MVA BHEL Tfr | SPR.TFR20BHEL.ED06 | ZSPR_ACT | ZSPR | NOS | 6 | 6 | INR
2000 | Central Zone, Bhubaneswar | 2100 | EHT (O&M) Circle, Bhubaneswar | 2105 | EHT (O&M) Division, Puri | C257 | 220/132/33 kV T/L S/S S/D Samangara | 3000003039 | Fan Motor control-132/33KV 20MVA BHELTfr | SPR.TFR20BHEL.ED08 | ZSPR_ACT | ZSPR | NOS | 4 | 4 | INR
2000 | Central Zone, Bhubaneswar | 2100 | EHT (O&M) Circle, Bhubaneswar | 2105 | EHT (O&M) Division, Puri | C257 | 220/132/33 kV T/L S/S S/D Samangara | 3000003043 | Fan SupplyBreaker 132/33KV 20MVA BHELTRF | SPR.TFR20BHEL.ED14 | ZSPR_ACT | ZSPR | NOS | 2 | 2 | INR
2000 | Central Zone, Bhubaneswar | 2100 | EHT (O&M) Circle, Bhubaneswar | 2105 | EHT (O&M) Division, Puri | C257 | 220/132/33 kV T/L S/S S/D Samangara | 3000003046 | Time Delay Relay 132/33kV 20MVA BHEL Tfr | SPR.TFR20BHEL.ED17 | ZSPR_ACT | ZSPR | NOS | 2 | 2 | INR
2000 | Central Zone, Bhubaneswar | 2100 | EHT (O&M) Circle, Bhubaneswar | 2105 | EHT (O&M) Division, Puri | C254 | 132/33 kV S/S S/D Konark | 3000003047 | MOLG 20MVA 132/33kV BHEL Tfr | SPR.TFR20BHEL.ED18 | ZSPR_ACT | ZSPR | NOS | 1 | 1 | INR
2000 | Central Zone, Bhubaneswar | 2100 | EHT (O&M) Circle, Bhubaneswar | 2105 | EHT (O&M) Division, Puri | C257 | 220/132/33 kV T/L S/S S/D Samangara | 3000003048 | WTI(LOCAL) FOR 20MVA BHEL Tfr | SPR.TFR20BHEL.ED19 | ZSPR_ACT | ZSPR | NOS | 2 | 2 | INR
2000 | Central Zone, Bhubaneswar | 2100 | EHT (O&M) Circle, Bhubaneswar | 2105 | EHT (O&M) Division, Puri | C254 | 132/33 kV S/S S/D Konark | 3000003048 | WTI(LOCAL) FOR 20MVA BHEL Tfr | SPR.TFR20BHEL.ED19 | ZSPR_ACT | ZSPR | NOS | 1 | 1 | INR
2000 | Central Zone, Bhubaneswar | 2100 | EHT (O&M) Circle, Bhubaneswar | 2105 | EHT (O&M) Division, Puri | C254 | 132/33 kV S/S S/D Konark | 3000003049 | OTI 20MVA 132/33kV BHEL Tfr | SPR.TFR20BHEL.ED20 | ZSPR_ACT | ZSPR | NOS | 1 | 1 | INR
2000 | Central Zone, Bhubaneswar | 2100 | EHT (O&M) Circle, Bhubaneswar | 2105 | EHT (O&M) Division, Puri | C257 | 220/132/33 kV T/L S/S S/D Samangara | 3000003049 | OTI 20MVA 132/33kV BHEL Tfr | SPR.TFR20BHEL.ED20 | ZSPR_ACT | ZSPR | NOS | 2 | 2 | INR
2000 | Central Zone, Bhubaneswar | 2100 | EHT (O&M) Circle, Bhubaneswar | 2105 | EHT (O&M) Division, Puri | C252 | 132/33 kV T/L S/S S/D Puri | 3000003109 | AUX CONTACT31.5MVA 132/33KV ASTM Tfr | SPR.TFR31.5ASTM.EA04 | ZSPR_ACT | ZSPR | NOS | 5 | 10000 | INR
2000 | Central Zone, Bhubaneswar | 2100 | EHT (O&M) Circle, Bhubaneswar | 2105 | EHT (O&M) Division, Puri | C252 | 132/33 kV T/L S/S S/D Puri | 3000003110 | CONTACTOR 31.5MVA 132/33KV ASTM Tfr | SPR.TFR31.5ASTM.EA07 | ZSPR_ACT | ZSPR | NOS | 9 | 13500 | INR
2000 | Central Zone, Bhubaneswar | 2100 | EHT (O&M) Circle, Bhubaneswar | 2105 | EHT (O&M) Division, Puri | C253 | 132/33 kV T/L S/S S/D Nimapara | 3000003152 | CF & MOTOR 40MVA 132/33KV AREVA Tfr | SPR.TFR40ARVA.EA01 | ZSPR_ACT | ZSPR | NOS | 2 | 8606.8 | INR
2000 | Central Zone, Bhubaneswar | 2100 | EHT (O&M) Circle, Bhubaneswar | 2105 | EHT (O&M) Division, Puri | C252 | 132/33 kV T/L S/S S/D Puri | 3000003152 | CF & MOTOR 40MVA 132/33KV AREVA Tfr | SPR.TFR40ARVA.EA01 | ZSPR_ACT | ZSPR | NOS | 1 | 4303.4 | INR
2000 | Central Zone, Bhubaneswar | 2100 | EHT (O&M) Circle, Bhubaneswar | 2105 | EHT (O&M) Division, Puri | C253 | 132/33 kV T/L S/S S/D Nimapara | 3000003154 | BUCHHOLZ RELAY 40MVA 132/33KV AREVA Tfr | SPR.TFR40ARVA.EC01 | ZSPR_ACT | ZSPR | NOS | 1 | 4336.27 | INR
2000 | Central Zone, Bhubaneswar | 2100 | EHT (O&M) Circle, Bhubaneswar | 2105 | EHT (O&M) Division, Puri | C252 | 132/33 kV T/L S/S S/D Puri | 3000003154 | BUCHHOLZ RELAY 40MVA 132/33KV AREVA Tfr | SPR.TFR40ARVA.EC01 | ZSPR_ACT | ZSPR | NOS | 1 | 4336.27 | INR
2000 | Central Zone, Bhubaneswar | 2100 | EHT (O&M) Circle, Bhubaneswar | 2105 | EHT (O&M) Division, Puri | C253 | 132/33 kV T/L S/S S/D Nimapara | 3000003155 | CRS of 40MVA 132/33KV AREVA Tfr | SPR.TFR40ARVA.EC02 | ZSPR_ACT | ZSPR | NOS | 1 | 28690 | INR
2000 | Central Zone, Bhubaneswar | 2100 | EHT (O&M) Circle, Bhubaneswar | 2105 | EHT (O&M) Division, Puri | C253 | 132/33 kV T/L S/S S/D Nimapara | 3000003157 | MOLG of 40MVA 132/33KV AREVA Tfr | SPR.TFR40ARVA.EC04 | ZSPR_ACT | ZSPR | NOS | 2 | 7652 | INR
2000 | Central Zone, Bhubaneswar | 2100 | EHT (O&M) Circle, Bhubaneswar | 2105 | EHT (O&M) Division, Puri | C253 | 132/33 kV T/L S/S S/D Nimapara | 3000003158 | OTI&CONTACTOF 40MVA 132/33KV AREVA Tfr | SPR.TFR40ARVA.EC05 | ZSPR_ACT | ZSPR | NOS | 2 | 11477.34 | INR
2000 | Central Zone, Bhubaneswar | 2100 | EHT (O&M) Circle, Bhubaneswar | 2105 | EHT (O&M) Division, Puri | C252 | 132/33 kV T/L S/S S/D Puri | 3000003158 | OTI&CONTACTOF 40MVA 132/33KV AREVA Tfr | SPR.TFR40ARVA.EC05 | ZSPR_ACT | ZSPR | NOS | 1 | 5738.67 | INR
2000 | Central Zone, Bhubaneswar | 2100 | EHT (O&M) Circle, Bhubaneswar | 2105 | EHT (O&M) Division, Puri | C253 | 132/33 kV T/L S/S S/D Nimapara | 3000003159 | PRD 40MVA 132/33KV AREVA Tfr | SPR.TFR40ARVA.EC06 | ZSPR_ACT | ZSPR | NOS | 2 | 7652 | INR
2000 | Central Zone, Bhubaneswar | 2100 | EHT (O&M) Circle, Bhubaneswar | 2105 | EHT (O&M) Division, Puri | C253 | 132/33 kV T/L S/S S/D Nimapara | 3000003161 | WTI with Contact-40MVA Tfr | SPR.TFR40ARVA.EC08 | ZSPR_ACT | ZSPR | NOS | 2 | 28690.66 | INR
2000 | Central Zone, Bhubaneswar | 2100 | EHT (O&M) Circle, Bhubaneswar | 2105 | EHT (O&M) Division, Puri | C253 | 132/33 kV T/L S/S S/D Nimapara | 3000003183 | RS SWITCH-40MVA 132/33KV AREVATfr | SPR.TFR40ARVA.EC37 | ZSPR_ACT | ZSPR | NOS | 1 | 850 | INR
2000 | Central Zone, Bhubaneswar | 2100 | EHT (O&M) Circle, Bhubaneswar | 2105 | EHT (O&M) Division, Puri | C253 | 132/33 kV T/L S/S S/D Nimapara | 3000003184 | LAMP of 40MVA 132/33KV AREVA Tfr | SPR.TFR40ARVA.EC38 | ZSPR_ACT | ZSPR | NOS | 20 | 67344 | INR
2000 | Central Zone, Bhubaneswar | 2100 | EHT (O&M) Circle, Bhubaneswar | 2105 | EHT (O&M) Division, Puri | C252 | 132/33 kV T/L S/S S/D Puri | 3000003240 | PRV FOR 40MVA 132/33KV BHEL Tfr | SPR.TFR40BHEL.EC02 | ZSPR_ACT | ZSPR | NOS | 1 | 4000 | INR
2000 | Central Zone, Bhubaneswar | 2100 | EHT (O&M) Circle, Bhubaneswar | 2105 | EHT (O&M) Division, Puri | C252 | 132/33 kV T/L S/S S/D Puri | 3000003242 | OTI FOR 40MVA 132/33KV BHEL Tfr | SPR.TFR40BHEL.EC05 | ZSPR_ACT | ZSPR | NOS | 1 | 5875 | INR
2000 | Central Zone, Bhubaneswar | 2100 | EHT (O&M) Circle, Bhubaneswar | 2105 | EHT (O&M) Division, Puri | C252 | 132/33 kV T/L S/S S/D Puri | 3000003244 | BUCHHOLZRELAY FOR 40MVA 132/33KV BHELTfr | SPR.TFR40BHEL.EC07 | ZSPR_US | ZSPR | NOS | 2 | 2 | INR
2000 | Central Zone, Bhubaneswar | 2100 | EHT (O&M) Circle, Bhubaneswar | 2105 | EHT (O&M) Division, Puri | C252 | 132/33 kV T/L S/S S/D Puri | 3000003245 | MOLG FOR 40MVA 132/33KV BHEL Tfr | SPR.TFR40BHEL.EC08 | ZSPR_ACT | ZSPR | NOS | 1 | 1500.5 | INR
2000 | Central Zone, Bhubaneswar | 2100 | EHT (O&M) Circle, Bhubaneswar | 2105 | EHT (O&M) Division, Puri | C252 | 132/33 kV T/L S/S S/D Puri | 3000003247 | HV BUSHING FOR 40 MVA 132/33KV BHEL Tfr | SPR.TFR40BHEL.EF01 | ZSPR_ACT | ZSPR | NOS | 1 | 85000 | INR
2000 | Central Zone, Bhubaneswar | 2100 | EHT (O&M) Circle, Bhubaneswar | 2105 | EHT (O&M) Division, Puri | C252 | 132/33 kV T/L S/S S/D Puri | 3000003248 | LV BUSHING FOR 40 MVA 132/33KV BHEL Tfr | SPR.TFR40BHEL.EF02 | ZSPR_ACT | ZSPR | NOS | 4 | 104000 | INR
2000 | Central Zone, Bhubaneswar | 2100 | EHT (O&M) Circle, Bhubaneswar | 2105 | EHT (O&M) Division, Puri | C252 | 132/33 kV T/L S/S S/D Puri | 3000003249 | HV N bushing for 40MVA 132/33kV BHEL Tfr | SPR.TFR40BHEL.EF03 | ZSPR_ACT | ZSPR | NOS | 2 | 52000 | INR
2000 | Central Zone, Bhubaneswar | 2100 | EHT (O&M) Circle, Bhubaneswar | 2105 | EHT (O&M) Division, Puri | C252 | 132/33 kV T/L S/S S/D Puri | 3000003250 | STARTER FOR 40MVA 132/33KV BHEL Tfr | SPR.TFR40BHEL.EF04 | ZSPR_ACT | ZSPR | NOS | 1 | 8000 | INR
2000 | Central Zone, Bhubaneswar | 2100 | EHT (O&M) Circle, Bhubaneswar | 2105 | EHT (O&M) Division, Puri | C256 | 132/33 kV S/S S/D Satasankha | 3000003258 | WTIfor 40MVA or 20 MVA, 132/33kV PT M/s | SPR.TFR40ECE.EC05 | ZSPR_ACT | ZSPR | NOS | 1 | 43505.99 | INR
2000 | Central Zone, Bhubaneswar | 2100 | EHT (O&M) Circle, Bhubaneswar | 2105 | EHT (O&M) Division, Puri | C254 | 132/33 kV S/S S/D Konark | 3000003451 | MW meter along with Transducer | TEL.MISC.A577 | ZSPR_SCRAP | ZSPR | NOS | 5 | 5 | INR
2000 | Central Zone, Bhubaneswar | 2100 | EHT (O&M) Circle, Bhubaneswar | 2105 | EHT (O&M) Division, Puri | C254 | 132/33 kV S/S S/D Konark | 3000003452 | VOLTAGE TRANSDUCER | TEL.MISC.A578 | ZSPR_SCRAP | ZSPR | NOS | 2 | 2 | INR
2000 | Central Zone, Bhubaneswar | 2100 | EHT (O&M) Circle, Bhubaneswar | 2105 | EHT (O&M) Division, Puri | C254 | 132/33 kV S/S S/D Konark | 3000003454 | MVAR TRANSDUCER | TEL.SPR.MISC.A564 | ZSPR_SCRAP | ZSPR | NOS | 2 | 2 | INR
2000 | Central Zone, Bhubaneswar | 2100 | EHT (O&M) Circle, Bhubaneswar | 2105 | EHT (O&M) Division, Puri | CL52 | 132/33 kV T/L S/S S/D Puri_Line | 3000003474 | 132 KV ASSORTED NX TYPE TOWER | TWR.132NX.L.A002 | ZSPR_ACT | ZSPR | MT | 2.746 | 54468.63 | INR
2000 | Central Zone, Bhubaneswar | 2100 | EHT (O&M) Circle, Bhubaneswar | 2105 | EHT (O&M) Division, Puri | CL52 | 132/33 kV T/L S/S S/D Puri_Line | 3000003477 | 132 KV ASSORTED NX+3 EXTENSION TOWER | TWR.132NX+3.L.A002 | ZSPR_ACT | ZSPR | MT | 0.517 | 23265 | INR
2000 | Central Zone, Bhubaneswar | 2100 | EHT (O&M) Circle, Bhubaneswar | 2105 | EHT (O&M) Division, Puri | CL52 | 132/33 kV T/L S/S S/D Puri_Line | 3000003479 | 132 KV NZ TYPE TOWER | TWR.132NZ.L.A001 | ZSPR_ACT | ZSPR | MT | 0.675 | 12833.74 | INR
2000 | Central Zone, Bhubaneswar | 2100 | EHT (O&M) Circle, Bhubaneswar | 2105 | EHT (O&M) Division, Puri | CL57 | 220/132/33 kV T/L S/S S/D Samangara_Line | 3000003482 | 132 KV PA TYPE TOWER COMPLETE SET | TWR.132PA.L.A001 | ZSPR_ACT | ZSPR | MT | 9.9 | 949162.5 | INR
2000 | Central Zone, Bhubaneswar | 2100 | EHT (O&M) Circle, Bhubaneswar | 2105 | EHT (O&M) Division, Puri | CL57 | 220/132/33 kV T/L S/S S/D Samangara_Line | 3000003515 | 220 KV OA TYPE STUB | TWR.220OA.STUB.A001 | ZSPR_US | ZSPR | MT | 0.167 | 11857 | INR
2000 | Central Zone, Bhubaneswar | 2100 | EHT (O&M) Circle, Bhubaneswar | 2105 | EHT (O&M) Division, Puri | CL52 | 132/33 kV T/L S/S S/D Puri_Line | 3000003560 | DISMANTLED TOWER MEMBERS | TWR.DISMENTAL.A001 | ZSPR_US | ZSPR | MT | 34.211 | 34.21 | INR
2000 | Central Zone, Bhubaneswar | 2100 | EHT (O&M) Circle, Bhubaneswar | 2105 | EHT (O&M) Division, Puri | C255 | 132/33 kV S/S S/D Samuka | 3000003562 | ASSORTED GI TOWER ANGLE | TWR.GI.ANGLE.A001 | ZSPR_ACT | ZSPR | MT | 0.065 | 3229.89 | INR
2000 | Central Zone, Bhubaneswar | 2100 | EHT (O&M) Circle, Bhubaneswar | 2105 | EHT (O&M) Division, Puri | CL53 | 132/33 kV T/L S/S S/D Nimapara_Line | 3000003562 | ASSORTED GI TOWER ANGLE | TWR.GI.ANGLE.A001 | ZSPR_ACT | ZSPR | MT | 2.07 | 102859.56 | INR
2000 | Central Zone, Bhubaneswar | 2100 | EHT (O&M) Circle, Bhubaneswar | 2105 | EHT (O&M) Division, Puri | CL57 | 220/132/33 kV T/L S/S S/D Samangara_Line | 3000003562 | ASSORTED GI TOWER ANGLE | TWR.GI.ANGLE.A001 | ZSPR_ACT | ZSPR | MT | 0.969 | 48150.2 | INR
2000 | Central Zone, Bhubaneswar | 2100 | EHT (O&M) Circle, Bhubaneswar | 2105 | EHT (O&M) Division, Puri | CL53 | 132/33 kV T/L S/S S/D Nimapara_Line | 3000003562 | ASSORTED GI TOWER ANGLE | TWR.GI.ANGLE.A001 | ZSPR_SUP | ZSPR | MT | 0.25 | 12422.65 | INR
2000 | Central Zone, Bhubaneswar | 2100 | EHT (O&M) Circle, Bhubaneswar | 2105 | EHT (O&M) Division, Puri | CL57 | 220/132/33 kV T/L S/S S/D Samangara_Line | 3000003562 | ASSORTED GI TOWER ANGLE | TWR.GI.ANGLE.A001 | ZSPR_US | ZSPR | MT | 187.883 | 0.19 | INR
2000 | Central Zone, Bhubaneswar | 2100 | EHT (O&M) Circle, Bhubaneswar | 2105 | EHT (O&M) Division, Puri | C256 | 132/33 kV S/S S/D Satasankha | 3000003562 | ASSORTED GI TOWER ANGLE | TWR.GI.ANGLE.A001 | ZSPR_FREE | ZSPR | MT | 8.515 | 0 | INR
2000 | Central Zone, Bhubaneswar | 2100 | EHT (O&M) Circle, Bhubaneswar | 2105 | EHT (O&M) Division, Puri | CL53 | 132/33 kV T/L S/S S/D Nimapara_Line | 3000003566 | 60X60X6MM SIZE GI TOWER ANGLE | TWR.GI.ANGLE.A005 | ZSPR_ACT | ZSPR | MT | 0.253 | 16878.06 | INR
2000 | Central Zone, Bhubaneswar | 2100 | EHT (O&M) Circle, Bhubaneswar | 2105 | EHT (O&M) Division, Puri | CL53 | 132/33 kV T/L S/S S/D Nimapara_Line | 3000003569 | 80X80X6MM SIZE GI TOWER ANGLE | TWR.GI.ANGLE.A008 | ZSPR_ACT | ZSPR | MT | 0.355 | 23682.65 | INR
2000 | Central Zone, Bhubaneswar | 2100 | EHT (O&M) Circle, Bhubaneswar | 2105 | EHT (O&M) Division, Puri | CL52 | 132/33 kV T/L S/S S/D Puri_Line | 3000003576 | TOWER LINK PLATE | TWR.LNK.PLT.A001 | ZSPR_ACT | ZSPR | NOS | 36 | 3600 | INR
2000 | Central Zone, Bhubaneswar | 2100 | EHT (O&M) Circle, Bhubaneswar | 2105 | EHT (O&M) Division, Puri | CL53 | 132/33 kV T/L S/S S/D Nimapara_Line | 3000003581 | 16X175 MM TOWER STEP BOLT | TWR.STP.BLT.A001 | ZSPR_ACT | ZSPR | KG | 20 | 660 | INR
2000 | Central Zone, Bhubaneswar | 2100 | EHT (O&M) Circle, Bhubaneswar | 2105 | EHT (O&M) Division, Puri | CL57 | 220/132/33 kV T/L S/S S/D Samangara_Line | 3000003582 | 132KV TOWER STUB MATERIALS | TWR.STUB.A001 | ZSPR_US | ZSPR | MT | 1.26 | 222000 | INR
2000 | Central Zone, Bhubaneswar | 2100 | EHT (O&M) Circle, Bhubaneswar | 2105 | EHT (O&M) Division, Puri | C254 | 132/33 kV S/S S/D Konark | 3000003586 | 132KV WAVE TRAP 800A/0.5mH | WT.132.E005 | ZSPR_SUP | ZSPR | NOS | 1 | 272264.52 | INR
2000 | Central Zone, Bhubaneswar | 2100 | EHT (O&M) Circle, Bhubaneswar | 2105 | EHT (O&M) Division, Puri | C257 | 220/132/33 kV T/L S/S S/D Samangara | 3000003589 | 220 kV WAVE TRAP 1200/1.0 mH | WT.220.FOO7 | ZSPR_SCRAP | ZSPR | NOS | 4 | 4 | INR
2000 | Central Zone, Bhubaneswar | 2100 | EHT (O&M) Circle, Bhubaneswar | 2105 | EHT (O&M) Division, Puri | C253 | 132/33 kV T/L S/S S/D Nimapara | 3000003601 | SPACER Y CLAMP ALLUMINIUM FOR TWIN MOOSE | CLMP.Y.AL.B002 | ZSPR_ACT | ZSPR | NOS | 39 | 19098.3 | INR
2000 | Central Zone, Bhubaneswar | 2100 | EHT (O&M) Circle, Bhubaneswar | 2105 | EHT (O&M) Division, Puri | C254 | 132/33 kV S/S S/D Konark | 3000003616 | Circuit Breaker (CB) control switch | SPR.MISC.A489 | ZSPR_ACT | ZSPR | NOS | 1 | 700 | INR
2000 | Central Zone, Bhubaneswar | 2100 | EHT (O&M) Circle, Bhubaneswar | 2105 | EHT (O&M) Division, Puri | C252 | 132/33 kV T/L S/S S/D Puri | 3000003878 | Nitrogen Injec Type Fire Prev & Extg Sys | SPR.TFR63ECE.EC11 | ZSPR_ACT | ZSPR | NOS | 1 | 2125613.29 | INR
2000 | Central Zone, Bhubaneswar | 2100 | EHT (O&M) Circle, Bhubaneswar | 2105 | EHT (O&M) Division, Puri | C252 | 132/33 kV T/L S/S S/D Puri | 4000000004 | FRP Telescopic earth discharge rods | MISC.DISCHARGE.B001 | ZTNP_US | ZTNP | NOS | 11 | 11 | INR
2000 | Central Zone, Bhubaneswar | 2100 | EHT (O&M) Circle, Bhubaneswar | 2105 | EHT (O&M) Division, Puri | C252 | 132/33 kV T/L S/S S/D Puri | 4000000004 | FRP Telescopic earth discharge rods | MISC.DISCHARGE.B001 | ZTNP_ACT | ZTNP | NOS | 4 | 267.84 | INR
2000 | Central Zone, Bhubaneswar | 2100 | EHT (O&M) Circle, Bhubaneswar | 2105 | EHT (O&M) Division, Puri | C252 | 132/33 kV T/L S/S S/D Puri | 4000000006 | TOOL BOX Kit Set | TNP. TOOLBOX.A001 | ZTNP_ACT | ZTNP | NOS | 3 | 30000 | INR
2000 | Central Zone, Bhubaneswar | 2100 | EHT (O&M) Circle, Bhubaneswar | 2105 | EHT (O&M) Division, Puri | CL52 | 132/33 kV T/L S/S S/D Puri_Line | 4000000012 | 15 MM/12MM (1/2") BULDOG CLAMP | TNP.BD.CLAMP.A001 | ZTNP_SCRAP | ZTNP | NOS | 4 | 1077.72 | INR
2000 | Central Zone, Bhubaneswar | 2100 | EHT (O&M) Circle, Bhubaneswar | 2105 | EHT (O&M) Division, Puri | CL52 | 132/33 kV T/L S/S S/D Puri_Line | 4000000016 | ASSORTED SIZE BULDOG CLAMP | TNP.BD.CLAMP.A005 | ZTNP_US | ZTNP | NOS | 6 | 1788 | INR
2000 | Central Zone, Bhubaneswar | 2100 | EHT (O&M) Circle, Bhubaneswar | 2105 | EHT (O&M) Division, Puri | CL52 | 132/33 kV T/L S/S S/D Puri_Line | 4000000022 | COM-ALONG CLAMP FOR HORSE | TNP.CA.CLAMP.A002 | ZTNP_ACT | ZTNP | NOS | 1 | 150 | INR
2000 | Central Zone, Bhubaneswar | 2100 | EHT (O&M) Circle, Bhubaneswar | 2105 | EHT (O&M) Division, Puri | CL52 | 132/33 kV T/L S/S S/D Puri_Line | 4000000023 | COM-ALONG CLAMP FOR STEEL / GI | TNP.CA.CLAMP.A003 | ZTNP_ACT | ZTNP | NOS | 1 | 200 | INR
2000 | Central Zone, Bhubaneswar | 2100 | EHT (O&M) Circle, Bhubaneswar | 2105 | EHT (O&M) Division, Puri | CL52 | 132/33 kV T/L S/S S/D Puri_Line | 4000000047 | D SHACKLE 1" | TNP.DSHAKLE.A001 | ZTNP_ACT | ZTNP | NOS | 4 | 63.04 | INR
2000 | Central Zone, Bhubaneswar | 2100 | EHT (O&M) Circle, Bhubaneswar | 2105 | EHT (O&M) Division, Puri | CL52 | 132/33 kV T/L S/S S/D Puri_Line | 4000000047 | D SHACKLE 1" | TNP.DSHAKLE.A001 | ZTNP_US | ZTNP | NOS | 8 | 126.08 | INR
2000 | Central Zone, Bhubaneswar | 2100 | EHT (O&M) Circle, Bhubaneswar | 2105 | EHT (O&M) Division, Puri | C252 | 132/33 kV T/L S/S S/D Puri | 4000000063 | FOLDED STRETCHER | TNP.F.STRCHR.A001 | ZTNP_ACT | ZTNP | NOS | 1 | 1975.5 | INR
2000 | Central Zone, Bhubaneswar | 2100 | EHT (O&M) Circle, Bhubaneswar | 2105 | EHT (O&M) Division, Puri | C252 | 132/33 kV T/L S/S S/D Puri | 4000000080 | CO2 TYPE 4.5 KG FIRE EXTINGUISHER | TNP.FR.EXTGR.A002 | ZTNP_ACT | ZTNP | NOS | 5 | 15260.9 | INR
2000 | Central Zone, Bhubaneswar | 2100 | EHT (O&M) Circle, Bhubaneswar | 2105 | EHT (O&M) Division, Puri | C252 | 132/33 kV T/L S/S S/D Puri | 4000000082 | CO2 TYPE 6.5KG FIRE EXTINGUISHER | TNP.FR.EXTGR.A004 | ZTNP_ACT | ZTNP | NOS | 2 | 4638.84 | INR
2000 | Central Zone, Bhubaneswar | 2100 | EHT (O&M) Circle, Bhubaneswar | 2105 | EHT (O&M) Division, Puri | C252 | 132/33 kV T/L S/S S/D Puri | 4000000090 | DCP TYPE 5KG FIRE EXTINGUISHER | TNP.FR.EXTGR.C003 | ZTNP_ACT | ZTNP | NOS | 7 | 14696.85 | INR
2000 | Central Zone, Bhubaneswar | 2100 | EHT (O&M) Circle, Bhubaneswar | 2105 | EHT (O&M) Division, Puri | C252 | 132/33 kV T/L S/S S/D Puri | 4000000097 | FIRE EXTINGUESHIER ABC 10 KG | TNP.FR.EXTGR.E002 | ZTNP_ACT | ZTNP | NOS | 2 | 8533.34 | INR
2000 | Central Zone, Bhubaneswar | 2100 | EHT (O&M) Circle, Bhubaneswar | 2105 | EHT (O&M) Division, Puri | C252 | 132/33 kV T/L S/S S/D Puri | 4000000098 | FIRE EXTINGUESHIER ABC 25 KG | TNP.FR.EXTGR.E003 | ZTNP_ACT | ZTNP | NOS | 3 | 43515.75 | INR
2000 | Central Zone, Bhubaneswar | 2100 | EHT (O&M) Circle, Bhubaneswar | 2105 | EHT (O&M) Division, Puri | C252 | 132/33 kV T/L S/S S/D Puri | 4000000099 | FIRE EXTINGUESHIER ABC 6 KG | TNP.FR.EXTGR.E005 | ZTNP_ACT | ZTNP | NOS | 3 | 5165.1 | INR
2000 | Central Zone, Bhubaneswar | 2100 | EHT (O&M) Circle, Bhubaneswar | 2105 | EHT (O&M) Division, Puri | C252 | 132/33 kV T/L S/S S/D Puri | 4000000100 | FIRE EXTINGUESHIER ABC 9 KG | TNP.FR.EXTGR.E006 | ZTNP_ACT | ZTNP | NOS | 3 | 7890.42 | INR
2000 | Central Zone, Bhubaneswar | 2100 | EHT (O&M) Circle, Bhubaneswar | 2105 | EHT (O&M) Division, Puri | CL52 | 132/33 kV T/L S/S S/D Puri_Line | 4000000149 | LINE MAN SAFETY BELT | TNP.SFTYINSTMT.A002 | ZTNP_ACT | ZTNP | NOS | 3 | 8700 | INR
2000 | Central Zone, Bhubaneswar | 2100 | EHT (O&M) Circle, Bhubaneswar | 2105 | EHT (O&M) Division, Puri | C253 | 132/33 kV T/L S/S S/D Nimapara | 5000000003 | SCRAP ACSR CONDUCTOR OF DIFFERENT TYPE | SCRP.COND.ACSR.A001 | ZSRP_SCRAP | ZSRP | KM | 0.01 | 0.38 | INR
2000 | Central Zone, Bhubaneswar | 2100 | EHT (O&M) Circle, Bhubaneswar | 2105 | EHT (O&M) Division, Puri | CL55 | 132/33 kV S/S S/D Samuka_Line | 5000000003 | SCRAP ACSR CONDUCTOR OF DIFFERENT TYPE | SCRP.COND.ACSR.A001 | ZSRP_SCRAP | ZSRP | KM | 0.26 | 9.88 | INR
2000 | Central Zone, Bhubaneswar | 2100 | EHT (O&M) Circle, Bhubaneswar | 2105 | EHT (O&M) Division, Puri | C253 | 132/33 kV T/L S/S S/D Nimapara | 5000000008 | SCRAP 36KV CT HAVING DIFFERENT RATIO | SCRP.CT1.36OIL.C001 | ZSRP_SCRAP | ZSRP | NOS | 2 | 2 | INR
2000 | Central Zone, Bhubaneswar | 2100 | EHT (O&M) Circle, Bhubaneswar | 2105 | EHT (O&M) Division, Puri | C253 | 132/33 kV T/L S/S S/D Nimapara | 5000000027 | SCRAP FLOOD LED LIGHT | SCRP.ILWR.TLFT.A001 | ZSRP_SCRAP | ZSRP | NOS | 4 | 4 | INR
2000 | Central Zone, Bhubaneswar | 2100 | EHT (O&M) Circle, Bhubaneswar | 2105 | EHT (O&M) Division, Puri | CL57 | 220/132/33 kV T/L S/S S/D Samangara_Line | 5000000028 | SCRAP LR INSULATOR OF ASSORTED TYPES | SCRP.INS.LR.A001 | ZSRP_SCRAP | ZSRP | NOS | 130 | 0.13 | INR
2000 | Central Zone, Bhubaneswar | 2100 | EHT (O&M) Circle, Bhubaneswar | 2105 | EHT (O&M) Division, Puri | C253 | 132/33 kV T/L S/S S/D Nimapara | 5000000029 | Scrap 132 KV PORCELAIN POST INSULATOR | SCRP.INS.PI.B001 | ZSRP_SCRAP | ZSRP | NOS | 10 | 10 | INR
2000 | Central Zone, Bhubaneswar | 2100 | EHT (O&M) Circle, Bhubaneswar | 2105 | EHT (O&M) Division, Puri | C253 | 132/33 kV T/L S/S S/D Nimapara | 5000000030 | SCRAP PORCELAIN DISC INSULATOR | SCRP.INS.POR.DISC.C001 | ZSRP_SCRAP | ZSRP | NOS | 828 | 828 | INR
2000 | Central Zone, Bhubaneswar | 2100 | EHT (O&M) Circle, Bhubaneswar | 2105 | EHT (O&M) Division, Puri | C253 | 132/33 kV T/L S/S S/D Nimapara | 5000000032 | SCRAP 33KV ISOLATOR OF DIFFERENT TYPE | SCRP.ISO.33DI.A003 | ZSRP_SCRAP | ZSRP | NOS | 2 | 801 | INR
2000 | Central Zone, Bhubaneswar | 2100 | EHT (O&M) Circle, Bhubaneswar | 2105 | EHT (O&M) Division, Puri | C253 | 132/33 kV T/L S/S S/D Nimapara | 5000000054 | SCRAP 250KVA 33/0.4KV Tfr | SCRP.MISC.A056 | ZSRP_SCRAP | ZSRP | NOS | 1 | 1 | INR
2000 | Central Zone, Bhubaneswar | 2100 | EHT (O&M) Circle, Bhubaneswar | 2105 | EHT (O&M) Division, Puri | C252 | 132/33 kV T/L S/S S/D Puri | 5000000059 | SCRAP AC/DC DISTRIBUTION BOARD | SCRP.MISC.A071 | ZSRP_SCRAP | ZSRP | NOS | 1 | 1 | INR
2000 | Central Zone, Bhubaneswar | 2100 | EHT (O&M) Circle, Bhubaneswar | 2105 | EHT (O&M) Division, Puri | C252 | 132/33 kV T/L S/S S/D Puri | 5000000060 | Scrap 132KV SF6 Circuit Breaker | SCRP.MISC.A074 | ZSRP_SCRAP | ZSRP | NOS | 1 | 1 | INR
2000 | Central Zone, Bhubaneswar | 2100 | EHT (O&M) Circle, Bhubaneswar | 2105 | EHT (O&M) Division, Puri | C257 | 220/132/33 kV T/L S/S S/D Samangara | 5000000093 | 250 KVA 33/0.433 ST with all Accessories | SCRP.MISC.A242 | ZSRP_SCRAP | ZSRP | NOS | 1 | 1 | INR
2000 | Central Zone, Bhubaneswar | 2100 | EHT (O&M) Circle, Bhubaneswar | 2105 | EHT (O&M) Division, Puri | C253 | 132/33 kV T/L S/S S/D Nimapara | 5000000118 | Scrap TNC Switch for Control Panel | SCRP.MISC.A368 | ZSRP_SCRAP | ZSRP | NOS | 4 | 4 | INR
2000 | Central Zone, Bhubaneswar | 2100 | EHT (O&M) Circle, Bhubaneswar | 2105 | EHT (O&M) Division, Puri | CL57 | 220/132/33 kV T/L S/S S/D Samangara_Line | 5000000152 | SCRAP GI NUT & BOLT | SCRP.NBW.GINB.A001 | ZSRP_SCRAP | ZSRP | KG | 1000 | 1 | INR
2000 | Central Zone, Bhubaneswar | 2100 | EHT (O&M) Circle, Bhubaneswar | 2105 | EHT (O&M) Division, Puri | C253 | 132/33 kV T/L S/S S/D Nimapara | 5000000159 | SCRAP DIR/NON-DIR BACK UP RELAY OF | SCRP.RLAY.BACKUP.A001 | ZSRP_SCRAP | ZSRP | NOS | 4 | 4 | INR
2000 | Central Zone, Bhubaneswar | 2100 | EHT (O&M) Circle, Bhubaneswar | 2105 | EHT (O&M) Division, Puri | C253 | 132/33 kV T/L S/S S/D Nimapara | 5000000160 | SCRAP DISTANCE PROTECTION RELAY OF | SCRP.RLAY.DP.A001 | ZSRP_SCRAP | ZSRP | NOS | 2 | 2 | INR
2000 | Central Zone, Bhubaneswar | 2100 | EHT (O&M) Circle, Bhubaneswar | 2105 | EHT (O&M) Division, Puri | C253 | 132/33 kV T/L S/S S/D Nimapara | 5000000161 | SCRAP SURGE ARRESTER | SCRP.SA.132MO.A002 | ZSRP_SCRAP | ZSRP | NOS | 1 | 1 | INR
2000 | Central Zone, Bhubaneswar | 2100 | EHT (O&M) Circle, Bhubaneswar | 2105 | EHT (O&M) Division, Puri | CL55 | 132/33 kV S/S S/D Samuka_Line | 5000000173 | scrap tower material | SCRP.TWR.A001 | ZSRP_SCRAP | ZSRP | MT | 0.08 | 303.64 | INR
2000 | Central Zone, Bhubaneswar | 2100 | EHT (O&M) Circle, Bhubaneswar | 2105 | EHT (O&M) Division, Puri | CL57 | 220/132/33 kV T/L S/S S/D Samangara_Line | 5000000173 | scrap tower material | SCRP.TWR.A001 | ZSRP_SCRAP | ZSRP | MT | 27.161 | 103088.3 | INR
2000 | Central Zone, Bhubaneswar | 2100 | EHT (O&M) Circle, Bhubaneswar | 2105 | EHT (O&M) Division, Puri | C253 | 132/33 kV T/L S/S S/D Nimapara | 5000000179 | Damaged 132 KV Bushing of different rat | SCRP.BUSH.132.A001 | ZSRP_SCRAP | ZSRP | NOS | 2 | 2 | INR
2000 | Central Zone, Bhubaneswar | 2200 | EHT (O&M) Circle, Cuttack | 2202 | EHT (O&M) Division, Cuttack | C323 | 220/132/33 kV T/L S/S S/D Bidanasi | 1000000000 | 132KV SF6 CB with Strcture | BKR.145SF6.G.P.AI08 | ZCAP_ACT | ZCAP | NOS | 1 | 660160 | INR
2000 | Central Zone, Bhubaneswar | 2200 | EHT (O&M) Circle, Cuttack | 2202 | EHT (O&M) Division, Cuttack | C325 | 132/33 kV T/L S/S S/D Phulnakhara | 1000000004 | 36KV VCB with Structure | BKR.36VCB.G.S.F005 | ZCAP_ACT | ZCAP | NOS | 1 | 240084.75 | INR
2000 | Central Zone, Bhubaneswar | 2200 | EHT (O&M) Circle, Cuttack | 2202 | EHT (O&M) Division, Cuttack | C324 | 220/132/33 kV T/L S/S S/D Cuttack | 1000000004 | 36KV VCB with Structure | BKR.36VCB.G.S.F005 | ZCAP_SCRAP | ZCAP | NOS | 1 | 128474.43 | INR
2000 | Central Zone, Bhubaneswar | 2200 | EHT (O&M) Circle, Cuttack | 2202 | EHT (O&M) Division, Cuttack | CL24 | 220/132/33 kV T/L S/S S/D Cuttack_Line | 1000000013 | AAAC PANTHER EQUIVALENT CONDUCTOR | COND.AAAC.A001 | ZCAP_ACT | ZCAP | KM | 2.1 | 84000 | INR
2000 | Central Zone, Bhubaneswar | 2200 | EHT (O&M) Circle, Cuttack | 2202 | EHT (O&M) Division, Cuttack | CL23 | 220/132/33 kV T/L S/S S/D Bidanasi_Line | 1000000014 | AAAC ZEBRA CONDUCTOR | COND.AAAC.A002 | ZCAP_ACT | ZCAP | KM | 2.15 | 190445.76 | INR
2000 | Central Zone, Bhubaneswar | 2200 | EHT (O&M) Circle, Cuttack | 2202 | EHT (O&M) Division, Cuttack | C326 | 132/33 kV T/L S/S S/D Brajabiharipur | 1000000016 | ACSR PANTHER CONDUCTOR | COND.ACSR.A002 | ZCAP_ACT | ZCAP | KM | 1.236 | 193445.76 | INR
2000 | Central Zone, Bhubaneswar | 2200 | EHT (O&M) Circle, Cuttack | 2202 | EHT (O&M) Division, Cuttack | CL27 | 132/33 kV T/L S/S S/D Jagatsinghpur_Line | 1000000016 | ACSR PANTHER CONDUCTOR | COND.ACSR.A002 | ZCAP_ACT | ZCAP | KM | 16.67 | 2609013.64 | INR
2000 | Central Zone, Bhubaneswar | 2200 | EHT (O&M) Circle, Cuttack | 2202 | EHT (O&M) Division, Cuttack | C327 | 132/33 kV T/L S/S S/D Jagatsinghpur | 1000000017 | ACSR ZEBRA CONDUCTOR | COND.ACSR.A003 | ZCAP_ACT | ZCAP | KM | 0.08 | 4292.83 | INR
2000 | Central Zone, Bhubaneswar | 2200 | EHT (O&M) Circle, Cuttack | 2202 | EHT (O&M) Division, Cuttack | C324 | 220/132/33 kV T/L S/S S/D Cuttack | 1000000017 | ACSR ZEBRA CONDUCTOR | COND.ACSR.A003 | ZCAP_ACT | ZCAP | KM | 1.2 | 64392.48 | INR
2000 | Central Zone, Bhubaneswar | 2200 | EHT (O&M) Circle, Cuttack | 2202 | EHT (O&M) Division, Cuttack | C324 | 220/132/33 kV T/L S/S S/D Cuttack | 1000000017 | ACSR ZEBRA CONDUCTOR | COND.ACSR.A003 | ZCAP_SCRAP | ZCAP | KM | 4.42 | 353600 | INR
2000 | Central Zone, Bhubaneswar | 2200 | EHT (O&M) Circle, Cuttack | 2202 | EHT (O&M) Division, Cuttack | C323 | 220/132/33 kV T/L S/S S/D Bidanasi | 1000000017 | ACSR ZEBRA CONDUCTOR | COND.ACSR.A003 | ZCAP_ACT | ZCAP | KM | 0.085 | 4561.13 | INR
2000 | Central Zone, Bhubaneswar | 2200 | EHT (O&M) Circle, Cuttack | 2202 | EHT (O&M) Division, Cuttack | C327 | 132/33 kV T/L S/S S/D Jagatsinghpur | 1000000018 | ACSR MOOSE CONDUCTOR | COND.ACSR.A004 | ZCAP_ACT | ZCAP | KM | 0.486 | 127065.77 | INR
2000 | Central Zone, Bhubaneswar | 2200 | EHT (O&M) Circle, Cuttack | 2202 | EHT (O&M) Division, Cuttack | C325 | 132/33 kV T/L S/S S/D Phulnakhara | 1000000018 | ACSR MOOSE CONDUCTOR | COND.ACSR.A004 | ZCAP_ACT | ZCAP | KM | 0.03 | 7843.57 | INR
2000 | Central Zone, Bhubaneswar | 2200 | EHT (O&M) Circle, Cuttack | 2202 | EHT (O&M) Division, Cuttack | C323 | 220/132/33 kV T/L S/S S/D Bidanasi | 1000000018 | ACSR MOOSE CONDUCTOR | COND.ACSR.A004 | ZCAP_ACT | ZCAP | KM | 1.182 | 309036.5 | INR
2000 | Central Zone, Bhubaneswar | 2200 | EHT (O&M) Circle, Cuttack | 2202 | EHT (O&M) Division, Cuttack | C324 | 220/132/33 kV T/L S/S S/D Cuttack | 1000000018 | ACSR MOOSE CONDUCTOR | COND.ACSR.A004 | ZCAP_ACT | ZCAP | KM | 0.18 | 47061.4 | INR
2000 | Central Zone, Bhubaneswar | 2200 | EHT (O&M) Circle, Cuttack | 2202 | EHT (O&M) Division, Cuttack | C327 | 132/33 kV T/L S/S S/D Jagatsinghpur | 1000000024 | 132KV 2CORE NCTOF PRIMARY CURRENT 200A | CT.132NCT200.B001 | ZCAP_ACT | ZCAP | NOS | 1 | 182812.7 | INR
2000 | Central Zone, Bhubaneswar | 2200 | EHT (O&M) Circle, Cuttack | 2202 | EHT (O&M) Division, Cuttack | C327 | 132/33 kV T/L S/S S/D Jagatsinghpur | 1000000035 | 36KV NCT- 800-400-200 A | CT.36NCT800.B001 | ZCAP_ACT | ZCAP | NOS | 1 | 44527.79 | INR
2000 | Central Zone, Bhubaneswar | 2200 | EHT (O&M) Circle, Cuttack | 2202 | EHT (O&M) Division, Cuttack | C326 | 132/33 kV T/L S/S S/D Brajabiharipur | 1000000035 | 36KV NCT- 800-400-200 A | CT.36NCT800.B001 | ZCAP_ACT | ZCAP | NOS | 3 | 133583.35 | INR
2000 | Central Zone, Bhubaneswar | 2200 | EHT (O&M) Circle, Cuttack | 2202 | EHT (O&M) Division, Cuttack | C327 | 132/33 kV T/L S/S S/D Jagatsinghpur | 1000000045 | 132KV CT OF RATIO 400-200-100/1-1-1-1A | CT1.132OIL400.C004 | ZCAP_ACT | ZCAP | NOS | 6 | 910446.4 | INR
2000 | Central Zone, Bhubaneswar | 2200 | EHT (O&M) Circle, Cuttack | 2202 | EHT (O&M) Division, Cuttack | C323 | 220/132/33 kV T/L S/S S/D Bidanasi | 1000000047 | 132KV CT OF RATIO 600-300-150/1-1-1A | CT1.132OIL600.C003 | ZCAP_SCRAP | ZCAP | NOS | 6 | 37311.24 | INR
2000 | Central Zone, Bhubaneswar | 2200 | EHT (O&M) Circle, Cuttack | 2202 | EHT (O&M) Division, Cuttack | C323 | 220/132/33 kV T/L S/S S/D Bidanasi | 1000000048 | 132KV CT -600-300-150/1-1-1-1A | CT1.132OIL600.C004 | ZCAP_ACT | ZCAP | NOS | 1 | 105000 | INR
2000 | Central Zone, Bhubaneswar | 2200 | EHT (O&M) Circle, Cuttack | 2202 | EHT (O&M) Division, Cuttack | C323 | 220/132/33 kV T/L S/S S/D Bidanasi | 1000000050 | 132KV CT 800-400-200/1-1-1-1A 0-2s | CT1.132OIL800.C004 | ZCAP_ACT | ZCAP | NOS | 3 | 977203.11 | INR
2000 | Central Zone, Bhubaneswar | 2200 | EHT (O&M) Circle, Cuttack | 2202 | EHT (O&M) Division, Cuttack | C323 | 220/132/33 kV T/L S/S S/D Bidanasi | 1000000051 | 132 KV CT(800-400-200/1-1-1-1A) | CT1.145OIL800.C004 | ZCAP_ACT | ZCAP | NOS | 4 | 1097469.31 | INR
2000 | Central Zone, Bhubaneswar | 2200 | EHT (O&M) Circle, Cuttack | 2202 | EHT (O&M) Division, Cuttack | C323 | 220/132/33 kV T/L S/S S/D Bidanasi | 1000000055 | 220KV CT OF 1200-600-300/1-1-1-1A | CT1.220OIL1200.C004 | ZCAP_ACT | ZCAP | NOS | 1 | 82081 | INR
2000 | Central Zone, Bhubaneswar | 2200 | EHT (O&M) Circle, Cuttack | 2202 | EHT (O&M) Division, Cuttack | C323 | 220/132/33 kV T/L S/S S/D Bidanasi | 1000000056 | 220KV CT OF RATIO 600-300-150/1-1-1-1-1A | CT1.220OIL600.C005 | ZCAP_ACT | ZCAP | NOS | 3 | 810000 | INR
2000 | Central Zone, Bhubaneswar | 2200 | EHT (O&M) Circle, Cuttack | 2202 | EHT (O&M) Division, Cuttack | C323 | 220/132/33 kV T/L S/S S/D Bidanasi | 1000000057 | 220KV CT RATIO 1200-600-300/1-1-1-1-1A | CT1.245OIL1200.C005 | ZCAP_ACT | ZCAP | NOS | 1 | 276666.67 | INR
2000 | Central Zone, Bhubaneswar | 2200 | EHT (O&M) Circle, Cuttack | 2202 | EHT (O&M) Division, Cuttack | C323 | 220/132/33 kV T/L S/S S/D Bidanasi | 1000000058 | 36KV OIL 1200-600-300/1-1-1A CT | CT1.36OIL1200.C003 | ZCAP_ACT | ZCAP | NOS | 3 | 175192.96 | INR
2000 | Central Zone, Bhubaneswar | 2200 | EHT (O&M) Circle, Cuttack | 2202 | EHT (O&M) Division, Cuttack | C324 | 220/132/33 kV T/L S/S S/D Cuttack | 1000000059 | 36KV CT OF RATIO 200-100/1-1-1A | CT1.36OIL200.B003 | ZCAP_SCRAP | ZCAP | NOS | 3 | 1500 | INR
2000 | Central Zone, Bhubaneswar | 2200 | EHT (O&M) Circle, Cuttack | 2202 | EHT (O&M) Division, Cuttack | C323 | 220/132/33 kV T/L S/S S/D Bidanasi | 1000000062 | 36KV CT OF RATIO 400-200-100/1-1-1A | CT1.36OIL400.C003 | ZCAP_ACT | ZCAP | NOS | 1 | 17792.63 | INR
2000 | Central Zone, Bhubaneswar | 2200 | EHT (O&M) Circle, Cuttack | 2202 | EHT (O&M) Division, Cuttack | C327 | 132/33 kV T/L S/S S/D Jagatsinghpur | 1000000062 | 36KV CT OF RATIO 400-200-100/1-1-1A | CT1.36OIL400.C003 | ZCAP_SCRAP | ZCAP | NOS | 2 | 24214.03 | INR
2000 | Central Zone, Bhubaneswar | 2200 | EHT (O&M) Circle, Cuttack | 2202 | EHT (O&M) Division, Cuttack | C327 | 132/33 kV T/L S/S S/D Jagatsinghpur | 1000000062 | 36KV CT OF RATIO 400-200-100/1-1-1A | CT1.36OIL400.C003 | ZCAP_SH | ZCAP | NOS | 2 | 40000 | INR
2000 | Central Zone, Bhubaneswar | 2200 | EHT (O&M) Circle, Cuttack | 2202 | EHT (O&M) Division, Cuttack | C324 | 220/132/33 kV T/L S/S S/D Cuttack | 1000000062 | 36KV CT OF RATIO 400-200-100/1-1-1A | CT1.36OIL400.C003 | ZCAP_SCRAP | ZCAP | NOS | 1 | 12107.02 | INR
2000 | Central Zone, Bhubaneswar | 2200 | EHT (O&M) Circle, Cuttack | 2202 | EHT (O&M) Division, Cuttack | C324 | 220/132/33 kV T/L S/S S/D Cuttack | 1000000064 | 36KV CT 800-400-200/1-1-1A 0.2s | CT1.36OIL800.B003 | ZCAP_ACT | ZCAP | NOS | 3 | 210628.96 | INR
2000 | Central Zone, Bhubaneswar | 2200 | EHT (O&M) Circle, Cuttack | 2202 | EHT (O&M) Division, Cuttack | C327 | 132/33 kV T/L S/S S/D Jagatsinghpur | 1000000064 | 36KV CT 800-400-200/1-1-1A 0.2s | CT1.36OIL800.B003 | ZCAP_ACT | ZCAP | NOS | 1 | 70209.65 | INR
2000 | Central Zone, Bhubaneswar | 2200 | EHT (O&M) Circle, Cuttack | 2202 | EHT (O&M) Division, Cuttack | C324 | 220/132/33 kV T/L S/S S/D Cuttack | 1000000064 | 36KV CT 800-400-200/1-1-1A 0.2s | CT1.36OIL800.B003 | ZCAP_US | ZCAP | NOS | 3 | 30000 | INR
2000 | Central Zone, Bhubaneswar | 2200 | EHT (O&M) Circle, Cuttack | 2202 | EHT (O&M) Division, Cuttack | C323 | 220/132/33 kV T/L S/S S/D Bidanasi | 1000000066 | 33kV CT (800-400-200/1-1-1) | CT1.36OIL800.C003 | ZCAP_ACT | ZCAP | NOS | 3 | 180081.88 | INR
2000 | Central Zone, Bhubaneswar | 2200 | EHT (O&M) Circle, Cuttack | 2202 | EHT (O&M) Division, Cuttack | C325 | 132/33 kV T/L S/S S/D Phulnakhara | 1000000066 | 33kV CT (800-400-200/1-1-1) | CT1.36OIL800.C003 | ZCAP_ACT | ZCAP | NOS | 2 | 120054.59 | INR
2000 | Central Zone, Bhubaneswar | 2200 | EHT (O&M) Circle, Cuttack | 2202 | EHT (O&M) Division, Cuttack | C324 | 220/132/33 kV T/L S/S S/D Cuttack | 1000000069 | 132KV CVT | CVT.132OIL.S.C003 | ZCAP_ACT | ZCAP | NOS | 1 | 152204.38 | INR
2000 | Central Zone, Bhubaneswar | 2200 | EHT (O&M) Circle, Cuttack | 2202 | EHT (O&M) Division, Cuttack | C326 | 132/33 kV T/L S/S S/D Brajabiharipur | 1000000069 | 132KV CVT | CVT.132OIL.S.C003 | ZCAP_ACT | ZCAP | NOS | 1 | 152204.39 | INR
2000 | Central Zone, Bhubaneswar | 2200 | EHT (O&M) Circle, Cuttack | 2202 | EHT (O&M) Division, Cuttack | C324 | 220/132/33 kV T/L S/S S/D Cuttack | 1000000070 | 220 KV CVT | CVT.220OIL.S.B002 | ZCAP_ACT | ZCAP | NOS | 1 | 229000 | INR
2000 | Central Zone, Bhubaneswar | 2200 | EHT (O&M) Circle, Cuttack | 2202 | EHT (O&M) Division, Cuttack | C324 | 220/132/33 kV T/L S/S S/D Cuttack | 1000000074 | 7/3.15 MM SIZE G.I. EARTH WIRE | EW.STEEL.A002 | ZCAP_SCRAP | ZCAP | KM | 5.2 | 130000 | INR
2000 | Central Zone, Bhubaneswar | 2200 | EHT (O&M) Circle, Cuttack | 2202 | EHT (O&M) Division, Cuttack | CL27 | 132/33 kV T/L S/S S/D Jagatsinghpur_Line | 1000000074 | 7/3.15 MM SIZE G.I. EARTH WIRE | EW.STEEL.A002 | ZCAP_ACT | ZCAP | KM | 1.2 | 16972.13 | INR
2000 | Central Zone, Bhubaneswar | 2200 | EHT (O&M) Circle, Cuttack | 2202 | EHT (O&M) Division, Cuttack | C325 | 132/33 kV T/L S/S S/D Phulnakhara | 1000000080 | 132KV DI W/o ES 1200A | ISO.132DI.DB.B002 | ZCAP_ACT | ZCAP | SET | 1 | 10081 | INR
2000 | Central Zone, Bhubaneswar | 2200 | EHT (O&M) Circle, Cuttack | 2202 | EHT (O&M) Division, Cuttack | C324 | 220/132/33 kV T/L S/S S/D Cuttack | 1000000082 | 132KV DI with DB ES of 2000A | ISO.132DI.DB.B004 | ZCAP_ACT | ZCAP | SET | 1 | 440167.14 | INR
2000 | Central Zone, Bhubaneswar | 2200 | EHT (O&M) Circle, Cuttack | 2202 | EHT (O&M) Division, Cuttack | C323 | 220/132/33 kV T/L S/S S/D Bidanasi | 1000000110 | 33KV DI WITH SINGLE BREAK W/O ES OF 800A | ISO.33DI.SB.A001 | ZCAP_SCRAP | ZCAP | SET | 1 | 20000 | INR
2000 | Central Zone, Bhubaneswar | 2200 | EHT (O&M) Circle, Cuttack | 2202 | EHT (O&M) Division, Cuttack | C325 | 132/33 kV T/L S/S S/D Phulnakhara | 1000000111 | 33kV Beam Mounted isolator 1250A | ISO.33SI.BM.C001 | ZCAP_SCRAP | ZCAP | SET | 2 | 200 | INR
2000 | Central Zone, Bhubaneswar | 2200 | EHT (O&M) Circle, Cuttack | 2202 | EHT (O&M) Division, Cuttack | C323 | 220/132/33 kV T/L S/S S/D Bidanasi | 1000000117 | 33KV SI WITH SB W/O ES OF 1600A | ISO.33SI.SB.A004 | ZCAP_SCRAP | ZCAP | SET | 2 | 64800 | INR
2000 | Central Zone, Bhubaneswar | 2200 | EHT (O&M) Circle, Cuttack | 2202 | EHT (O&M) Division, Cuttack | C327 | 132/33 kV T/L S/S S/D Jagatsinghpur | 1000000118 | 132KV OIL SP 2C IVT/PT | IVT.132OIL.S.B004 | ZCAP_ACT | ZCAP | NOS | 3 | 529570.23 | INR
2000 | Central Zone, Bhubaneswar | 2200 | EHT (O&M) Circle, Cuttack | 2202 | EHT (O&M) Division, Cuttack | C323 | 220/132/33 kV T/L S/S S/D Bidanasi | 1000000118 | 132KV OIL SP 2C IVT/PT | IVT.132OIL.S.B004 | ZCAP_ACT | ZCAP | NOS | 4 | 706093.64 | INR
2000 | Central Zone, Bhubaneswar | 2200 | EHT (O&M) Circle, Cuttack | 2202 | EHT (O&M) Division, Cuttack | C324 | 220/132/33 kV T/L S/S S/D Cuttack | 1000000120 | 220KV OIL 2C IVT/PT | IVT.220OIL.S.B003 | ZCAP_ACT | ZCAP | NOS | 1 | 231909.18 | INR
2000 | Central Zone, Bhubaneswar | 2200 | EHT (O&M) Circle, Cuttack | 2202 | EHT (O&M) Division, Cuttack | C323 | 220/132/33 kV T/L S/S S/D Bidanasi | 1000000121 | 36KV OIL SP 1C IVT | IVT.36OIL.S.A001 | ZCAP_ACT | ZCAP | NOS | 4 | 116503.4 | INR
2000 | Central Zone, Bhubaneswar | 2200 | EHT (O&M) Circle, Cuttack | 2202 | EHT (O&M) Division, Cuttack | C327 | 132/33 kV T/L S/S S/D Jagatsinghpur | 1000000130 | 132KV SURGE ARRESTER OF 120 KV | SA.145MO.GL.A001 | ZCAP_SCRAP | ZCAP | NOS | 1 | 3668.14 | INR
2000 | Central Zone, Bhubaneswar | 2200 | EHT (O&M) Circle, Cuttack | 2202 | EHT (O&M) Division, Cuttack | C323 | 220/132/33 kV T/L S/S S/D Bidanasi | 1000000130 | 132KV SURGE ARRESTER OF 120 KV | SA.145MO.GL.A001 | ZCAP_ACT | ZCAP | NOS | 5 | 156193.62 | INR
2000 | Central Zone, Bhubaneswar | 2200 | EHT (O&M) Circle, Cuttack | 2202 | EHT (O&M) Division, Cuttack | C327 | 132/33 kV T/L S/S S/D Jagatsinghpur | 1000000130 | 132KV SURGE ARRESTER OF 120 KV | SA.145MO.GL.A001 | ZCAP_SH | ZCAP | NOS | 9 | 21000 | INR
2000 | Central Zone, Bhubaneswar | 2200 | EHT (O&M) Circle, Cuttack | 2202 | EHT (O&M) Division, Cuttack | C325 | 132/33 kV T/L S/S S/D Phulnakhara | 1000000130 | 132KV SURGE ARRESTER OF 120 KV | SA.145MO.GL.A001 | ZCAP_ACT | ZCAP | NOS | 1 | 31238.72 | INR
2000 | Central Zone, Bhubaneswar | 2200 | EHT (O&M) Circle, Cuttack | 2202 | EHT (O&M) Division, Cuttack | C324 | 220/132/33 kV T/L S/S S/D Cuttack | 1000000130 | 132KV SURGE ARRESTER OF 120 KV | SA.145MO.GL.A001 | ZCAP_US | ZCAP | NOS | 7 | 25676.95 | INR
2000 | Central Zone, Bhubaneswar | 2200 | EHT (O&M) Circle, Cuttack | 2202 | EHT (O&M) Division, Cuttack | C324 | 220/132/33 kV T/L S/S S/D Cuttack | 1000000130 | 132KV SURGE ARRESTER OF 120 KV | SA.145MO.GL.A001 | ZCAP_ACT | ZCAP | NOS | 1 | 31238.72 | INR
2000 | Central Zone, Bhubaneswar | 2200 | EHT (O&M) Circle, Cuttack | 2202 | EHT (O&M) Division, Cuttack | C324 | 220/132/33 kV T/L S/S S/D Cuttack | 1000000131 | 216KV SURGE ARRESTER & SAS integration | SA.216MO.A005 | ZCAP_SCRAP | ZCAP | NOS | 3 | 9000 | INR
2000 | Central Zone, Bhubaneswar | 2200 | EHT (O&M) Circle, Cuttack | 2202 | EHT (O&M) Division, Cuttack | C324 | 220/132/33 kV T/L S/S S/D Cuttack | 1000000132 | 220KV MO WITH RING SURGE ARRESTER | SA.245MO.WR.A005 | ZCAP_ACT | ZCAP | NOS | 3 | 131735.57 | INR
2000 | Central Zone, Bhubaneswar | 2200 | EHT (O&M) Circle, Cuttack | 2202 | EHT (O&M) Division, Cuttack | C323 | 220/132/33 kV T/L S/S S/D Bidanasi | 1000000132 | 220KV MO WITH RING SURGE ARRESTER | SA.245MO.WR.A005 | ZCAP_ACT | ZCAP | NOS | 6 | 263471.14 | INR
2000 | Central Zone, Bhubaneswar | 2200 | EHT (O&M) Circle, Cuttack | 2202 | EHT (O&M) Division, Cuttack | C325 | 132/33 kV T/L S/S S/D Phulnakhara | 1000000133 | 30KV MO SURGE ARRESTER | SA.30MO.A001 | ZCAP_SH | ZCAP | NOS | 8 | 1600 | INR
2000 | Central Zone, Bhubaneswar | 2200 | EHT (O&M) Circle, Cuttack | 2202 | EHT (O&M) Division, Cuttack | C323 | 220/132/33 kV T/L S/S S/D Bidanasi | 1000000134 | 36KV MO W/O SURGE ARRESTER | SA.36MO.WOR.A001 | ZCAP_ACT | ZCAP | NOS | 2 | 12469.78 | INR
2000 | Central Zone, Bhubaneswar | 2200 | EHT (O&M) Circle, Cuttack | 2202 | EHT (O&M) Division, Cuttack | C324 | 220/132/33 kV T/L S/S S/D Cuttack | 1000000134 | 36KV MO W/O SURGE ARRESTER | SA.36MO.WOR.A001 | ZCAP_ACT | ZCAP | NOS | 1 | 6234.89 | INR
2000 | Central Zone, Bhubaneswar | 2200 | EHT (O&M) Circle, Cuttack | 2202 | EHT (O&M) Division, Cuttack | C324 | 220/132/33 kV T/L S/S S/D Cuttack | 1000000134 | 36KV MO W/O SURGE ARRESTER | SA.36MO.WOR.A001 | ZCAP_SCRAP | ZCAP | NOS | 3 | 1500 | INR
2000 | Central Zone, Bhubaneswar | 2200 | EHT (O&M) Circle, Cuttack | 2202 | EHT (O&M) Division, Cuttack | C326 | 132/33 kV T/L S/S S/D Brajabiharipur | 1000000138 | TOWER STRUCTURE (HT) | STRS.HT.TOWER.A001 | ZCAP_ACT | ZCAP | MT | 1.469 | 136544.4 | INR
2000 | Central Zone, Bhubaneswar | 2200 | EHT (O&M) Circle, Cuttack | 2202 | EHT (O&M) Division, Cuttack | CL23 | 220/132/33 kV T/L S/S S/D Bidanasi_Line | 1000000145 | 160MVA 220/132/33kV Auto transformer | TFR.160AT220H.E001 | ZCAP_ACT | ZCAP | NOS | 1 | 119488807.6 | INR
2000 | Central Zone, Bhubaneswar | 2200 | EHT (O&M) Circle, Cuttack | 2202 | EHT (O&M) Division, Cuttack | C327 | 132/33 kV T/L S/S S/D Jagatsinghpur | 1000000193 | 132 KV PB TYPE TOWER | TWR.132PB.L.A001 | ZCAP_ACT | ZCAP | MT | 0.433 | 43558.57 | INR
2000 | Central Zone, Bhubaneswar | 2200 | EHT (O&M) Circle, Cuttack | 2202 | EHT (O&M) Division, Cuttack | C324 | 220/132/33 kV T/L S/S S/D Cuttack | 1000000280 | 36KV 2CORE NCTOF PRIMARY CURRENT 1200A | CT.36NCT1200.A001 | ZCAP_ACT | ZCAP | NOS | 2 | 97000 | INR
2000 | Central Zone, Bhubaneswar | 2200 | EHT (O&M) Circle, Cuttack | 2202 | EHT (O&M) Division, Cuttack | C325 | 132/33 kV T/L S/S S/D Phulnakhara | 1000000427 | 132 KV polymer Surge Arrester |  | ZCAP_ACT | ZCAP | NOS | 2 | 62477.44 | INR
2000 | Central Zone, Bhubaneswar | 2200 | EHT (O&M) Circle, Cuttack | 2202 | EHT (O&M) Division, Cuttack | C323 | 220/132/33 kV T/L S/S S/D Bidanasi | 2000000022 | SILICAGEL | CNSM.SILICAGEL.A001 | ZCON_ACT | ZCON | KG | 25 | 5700 | INR
2000 | Central Zone, Bhubaneswar | 2200 | EHT (O&M) Circle, Cuttack | 2202 | EHT (O&M) Division, Cuttack | CL23 | 220/132/33 kV T/L S/S S/D Bidanasi_Line | 2000000044 | GI PIPE OF SIZE 2 INCH &1/2 INCH | CVL.GI.PIPE.A008 | ZCON_ACT | ZCON | NOS | 7 | 10500 | INR
2000 | Central Zone, Bhubaneswar | 2200 | EHT (O&M) Circle, Cuttack | 2202 | EHT (O&M) Division, Cuttack | C323 | 220/132/33 kV T/L S/S S/D Bidanasi | 2000000061 | PVC PIPE OF DIFFERENT SIZE | CVL.PVC.PIPE.A001 | ZCON_ACT | ZCON | NOS | 23 | 44249 | INR
2000 | Central Zone, Bhubaneswar | 2200 | EHT (O&M) Circle, Cuttack | 2202 | EHT (O&M) Division, Cuttack | C325 | 132/33 kV T/L S/S S/D Phulnakhara | 2000000086 | CEILING FAN | ILWR.FANACCS.A001 | ZCON_ACT | ZCON | NOS | 3 | 3600 | INR
2000 | Central Zone, Bhubaneswar | 2200 | EHT (O&M) Circle, Cuttack | 2202 | EHT (O&M) Division, Cuttack | C325 | 132/33 kV T/L S/S S/D Phulnakhara | 2000000087 | EXHAUST FAN | ILWR.FANACCS.E001 | ZCON_ACT | ZCON | NOS | 8 | 12000 | INR
2000 | Central Zone, Bhubaneswar | 2200 | EHT (O&M) Circle, Cuttack | 2202 | EHT (O&M) Division, Cuttack | C325 | 132/33 kV T/L S/S S/D Phulnakhara | 2000000089 | LED STREET LIGHT FITTING | ILWR.FL.FT.A001 | ZCON_ACT | ZCON | NOS | 3 | 9784.29 | INR
2000 | Central Zone, Bhubaneswar | 2200 | EHT (O&M) Circle, Cuttack | 2202 | EHT (O&M) Division, Cuttack | C325 | 132/33 kV T/L S/S S/D Phulnakhara | 2000000096 | HRC FUSE OF DIFFERENT RATINGS | ILWR.FUSE.B001 | ZCON_ACT | ZCON | NOS | 15 | 1170 | INR
2000 | Central Zone, Bhubaneswar | 2200 | EHT (O&M) Circle, Cuttack | 2202 | EHT (O&M) Division, Cuttack | C325 | 132/33 kV T/L S/S S/D Phulnakhara | 2000000097 | HRC FUSE 4A | ILWR.FUSE.B002 | ZCON_ACT | ZCON | NOS | 15 | 1170 | INR
2000 | Central Zone, Bhubaneswar | 2200 | EHT (O&M) Circle, Cuttack | 2202 | EHT (O&M) Division, Cuttack | C325 | 132/33 kV T/L S/S S/D Phulnakhara | 2000000098 | HRC FUSE 6A | ILWR.FUSE.B003 | ZCON_ACT | ZCON | NOS | 20 | 1560 | INR
2000 | Central Zone, Bhubaneswar | 2200 | EHT (O&M) Circle, Cuttack | 2202 | EHT (O&M) Division, Cuttack | C325 | 132/33 kV T/L S/S S/D Phulnakhara | 2000000099 | HRC FUSE 10A | ILWR.FUSE.B004 | ZCON_ACT | ZCON | NOS | 19 | 1482 | INR
2000 | Central Zone, Bhubaneswar | 2200 | EHT (O&M) Circle, Cuttack | 2202 | EHT (O&M) Division, Cuttack | C325 | 132/33 kV T/L S/S S/D Phulnakhara | 2000000101 | HRC FUSE 16A | ILWR.FUSE.B006 | ZCON_ACT | ZCON | NOS | 13 | 1235 | INR
2000 | Central Zone, Bhubaneswar | 2200 | EHT (O&M) Circle, Cuttack | 2202 | EHT (O&M) Division, Cuttack | C325 | 132/33 kV T/L S/S S/D Phulnakhara | 2000000145 | LED TYPE INDICATION LAMP (RED) | ILWR.INDIC.LAMP.A001 | ZCON_ACT | ZCON | NOS | 10 | 2650 | INR
2000 | Central Zone, Bhubaneswar | 2200 | EHT (O&M) Circle, Cuttack | 2202 | EHT (O&M) Division, Cuttack | C325 | 132/33 kV T/L S/S S/D Phulnakhara | 2000000147 | LED TYPE INDICATION LAMP (GREEN) | ILWR.INDIC.LAMP.A002 | ZCON_ACT | ZCON | NOS | 10 | 2650 | INR
2000 | Central Zone, Bhubaneswar | 2200 | EHT (O&M) Circle, Cuttack | 2202 | EHT (O&M) Division, Cuttack | C325 | 132/33 kV T/L S/S S/D Phulnakhara | 2000000149 | LED TYPE INDICATION LAMP (AMBER/ORANGE) | ILWR.INDIC.LAMP.A004 | ZCON_ACT | ZCON | NOS | 13 | 3535 | INR
2000 | Central Zone, Bhubaneswar | 2200 | EHT (O&M) Circle, Cuttack | 2202 | EHT (O&M) Division, Cuttack | C325 | 132/33 kV T/L S/S S/D Phulnakhara | 2000000150 | LED TYPE INDICATION LAMP (BLUE) | ILWR.INDIC.LAMP.A005 | ZCON_ACT | ZCON | NOS | 10 | 2650 | INR
2000 | Central Zone, Bhubaneswar | 2200 | EHT (O&M) Circle, Cuttack | 2202 | EHT (O&M) Division, Cuttack | C324 | 220/132/33 kV T/L S/S S/D Cuttack | 2000000153 | INDICATION LED 220V DC | ILWR.INDIC.LAMP.A009 | ZCON_ACT | ZCON | NOS | 35 | 5295.5 | INR
2000 | Central Zone, Bhubaneswar | 2200 | EHT (O&M) Circle, Cuttack | 2202 | EHT (O&M) Division, Cuttack | C323 | 220/132/33 kV T/L S/S S/D Bidanasi | 2000000153 | INDICATION LED 220V DC | ILWR.INDIC.LAMP.A009 | ZCON_ACT | ZCON | NOS | 28 | 4236.4 | INR
2000 | Central Zone, Bhubaneswar | 2200 | EHT (O&M) Circle, Cuttack | 2202 | EHT (O&M) Division, Cuttack | C324 | 220/132/33 kV T/L S/S S/D Cuttack | 2000000154 | INDICATING LED 110V AC | ILWR.INDIC.LAMP.A010 | ZCON_ACT | ZCON | NOS | 10 | 250 | INR
2000 | Central Zone, Bhubaneswar | 2200 | EHT (O&M) Circle, Cuttack | 2202 | EHT (O&M) Division, Cuttack | C325 | 132/33 kV T/L S/S S/D Phulnakhara | 2000000205 | TUBE LIGHT FITTING | ILWR.TL.FT.S.C001 | ZCON_ACT | ZCON | NOS | 7 | 1400 | INR
2000 | Central Zone, Bhubaneswar | 2200 | EHT (O&M) Circle, Cuttack | 2202 | EHT (O&M) Division, Cuttack | C323 | 220/132/33 kV T/L S/S S/D Bidanasi | 2000000241 | Inter Cooler / AL Pipe | MISC.MSPIPE.A001 | ZCON_ACT | ZCON | NOS | 4 | 12000 | INR
2000 | Central Zone, Bhubaneswar | 2200 | EHT (O&M) Circle, Cuttack | 2202 | EHT (O&M) Division, Cuttack | C327 | 132/33 kV T/L S/S S/D Jagatsinghpur | 2000000244 | OIL SAMPLING BOTTLE / CONTAINER | MISC.OILSMPBOT.A001 | ZCON_ACT | ZCON | NOS | 10 | 89937 | INR
2000 | Central Zone, Bhubaneswar | 2200 | EHT (O&M) Circle, Cuttack | 2202 | EHT (O&M) Division, Cuttack | C325 | 132/33 kV T/L S/S S/D Phulnakhara | 2000000251 | Digital Frequency meter | MTR.FMETER.D.A001 | ZCON_ACT | ZCON | NOS | 2 | 400 | INR
2000 | Central Zone, Bhubaneswar | 2200 | EHT (O&M) Circle, Cuttack | 2202 | EHT (O&M) Division, Cuttack | C324 | 220/132/33 kV T/L S/S S/D Cuttack | 3000000001 | 220V 350AH BATTERY CHARGER | BAT.220CHRG.T.A007 | ZSPR_SCRAP | ZSPR | SET | 1 | 2500 | INR
2000 | Central Zone, Bhubaneswar | 2200 | EHT (O&M) Circle, Cuttack | 2202 | EHT (O&M) Division, Cuttack | C324 | 220/132/33 kV T/L S/S S/D Cuttack | 3000000004 | YKP29 350AH BATTERY Cell | BAT.350AH.A001 | ZSPR_SCRAP | ZSPR | SET | 24 | 12000 | INR
2000 | Central Zone, Bhubaneswar | 2200 | EHT (O&M) Circle, Cuttack | 2202 | EHT (O&M) Division, Cuttack | C326 | 132/33 kV T/L S/S S/D Brajabiharipur | 3000000012 | 330AH VRLA TYPE 220V BATTERY SET | BAT.VRLA.A002 | ZSPR_ACT | ZSPR | SET | 1 | 223714.39 | INR
2000 | Central Zone, Bhubaneswar | 2200 | EHT (O&M) Circle, Cuttack | 2202 | EHT (O&M) Division, Cuttack | C322 | 220/33 kV GIS Godisahi | 3000000026 | HV bushing for 63MVA 132/33KV Tfr | BUSH.132ASTM.AB16 | ZSPR_ACT | ZSPR | NOS | 1 | 0.01 | INR
2000 | Central Zone, Bhubaneswar | 2200 | EHT (O&M) Circle, Cuttack | 2202 | EHT (O&M) Division, Cuttack | C322 | 220/33 kV GIS Godisahi | 3000000027 | HV N bushing for 63MVA 132/33KV ASTM Tfr | BUSH.132ASTM.CB16 | ZSPR_ACT | ZSPR | NOS | 1 | 0.01 | INR
2000 | Central Zone, Bhubaneswar | 2200 | EHT (O&M) Circle, Cuttack | 2202 | EHT (O&M) Division, Cuttack | C323 | 220/132/33 kV T/L S/S S/D Bidanasi | 3000000035 | LV BUSHING CGL FOR 220/132 KV AUTO Tfr | BUSH.132CGL.AA08 | ZSPR_ACT | ZSPR | NOS | 1 | 10000 | INR
2000 | Central Zone, Bhubaneswar | 2200 | EHT (O&M) Circle, Cuttack | 2202 | EHT (O&M) Division, Cuttack | C323 | 220/132/33 kV T/L S/S S/D Bidanasi | 3000000060 | LV BUSHING W/O ROD FOR 40MVA AREVA Tfr | BUSH.33ARVA.BB06 | ZSPR_ACT | ZSPR | NOS | 7 | 1256.5 | INR
2000 | Central Zone, Bhubaneswar | 2200 | EHT (O&M) Circle, Cuttack | 2202 | EHT (O&M) Division, Cuttack | C323 | 220/132/33 kV T/L S/S S/D Bidanasi | 3000000063 | N BUSHING W/O ROD FOR 40MVA AREVA Tfr | BUSH.33ARVA.BD06 | ZSPR_ACT | ZSPR | NOS | 1 | 2500.5 | INR
2000 | Central Zone, Bhubaneswar | 2200 | EHT (O&M) Circle, Cuttack | 2202 | EHT (O&M) Division, Cuttack | C322 | 220/33 kV GIS Godisahi | 3000000067 | LV Nbushing for 63MVA 132/33KV Tfr | BUSH.33ASTM.CB16 | ZSPR_ACT | ZSPR | NOS | 1 | 0.01 | INR
2000 | Central Zone, Bhubaneswar | 2200 | EHT (O&M) Circle, Cuttack | 2202 | EHT (O&M) Division, Cuttack | C325 | 132/33 kV T/L S/S S/D Phulnakhara | 3000000074 | LV N. BUSHING WITH ROD OF40MVA BHEL Tfr | BUSH.33BHEL.EB03 | ZSPR_ACT | ZSPR | SET | 1 | 18200 | INR
2000 | Central Zone, Bhubaneswar | 2200 | EHT (O&M) Circle, Cuttack | 2202 | EHT (O&M) Division, Cuttack | C322 | 220/33 kV GIS Godisahi | 3000000093 | LV BUSHING FOR 63MVA Tfr | BUSH.63ASTM.AB02 | ZSPR_ACT | ZSPR | SET | 1 | 0.01 | INR
2000 | Central Zone, Bhubaneswar | 2200 | EHT (O&M) Circle, Cuttack | 2202 | EHT (O&M) Division, Cuttack | C326 | 132/33 kV T/L S/S S/D Brajabiharipur | 3000000123 | 2.5 SQMM 12C CONTROL CABLE CU | CBLE.CTRL.AR.D012 | ZSPR_ACT | ZSPR | KM | 1.987 | 388068.66 | INR
2000 | Central Zone, Bhubaneswar | 2200 | EHT (O&M) Circle, Cuttack | 2202 | EHT (O&M) Division, Cuttack | C327 | 132/33 kV T/L S/S S/D Jagatsinghpur | 3000000123 | 2.5 SQMM 12C CONTROL CABLE CU | CBLE.CTRL.AR.D012 | ZSPR_ACT | ZSPR | KM | 0.352 | 68746.94 | INR
2000 | Central Zone, Bhubaneswar | 2200 | EHT (O&M) Circle, Cuttack | 2202 | EHT (O&M) Division, Cuttack | C324 | 220/132/33 kV T/L S/S S/D Cuttack | 3000000127 | 2.5 SQMM 19C CONTROL CABLE AR | CBLE.CTRL.AR.D019 | ZSPR_ACT | ZSPR | KM | 0.2 | 90266 | INR
2000 | Central Zone, Bhubaneswar | 2200 | EHT (O&M) Circle, Cuttack | 2202 | EHT (O&M) Division, Cuttack | C323 | 220/132/33 kV T/L S/S S/D Bidanasi | 3000000134 | 2.5SQMM 3C CONTROL CABLE | CBLE.CTRL.UAR.C003 | ZSPR_ACT | ZSPR | KM | 0.28 | 14210 | INR
2000 | Central Zone, Bhubaneswar | 2200 | EHT (O&M) Circle, Cuttack | 2202 | EHT (O&M) Division, Cuttack | C327 | 132/33 kV T/L S/S S/D Jagatsinghpur | 3000000137 | 2.5 SQMM 7C UR CONTROL CABLE | CBLE.CTRL.UAR.C007 | ZSPR_ACT | ZSPR | KM | 0.48 | 87508.89 | INR
2000 | Central Zone, Bhubaneswar | 2200 | EHT (O&M) Circle, Cuttack | 2202 | EHT (O&M) Division, Cuttack | C322 | 220/33 kV GIS Godisahi | 3000000137 | 2.5 SQMM 7C UR CONTROL CABLE | CBLE.CTRL.UAR.C007 | ZSPR_ACT | ZSPR | KM | 0.5 | 91155.09 | INR
2000 | Central Zone, Bhubaneswar | 2200 | EHT (O&M) Circle, Cuttack | 2202 | EHT (O&M) Division, Cuttack | C323 | 220/132/33 kV T/L S/S S/D Bidanasi | 3000000137 | 2.5 SQMM 7C UR CONTROL CABLE | CBLE.CTRL.UAR.C007 | ZSPR_ACT | ZSPR | KM | 2.693 | 490961.32 | INR
2000 | Central Zone, Bhubaneswar | 2200 | EHT (O&M) Circle, Cuttack | 2202 | EHT (O&M) Division, Cuttack | C324 | 220/132/33 kV T/L S/S S/D Cuttack | 3000000137 | 2.5 SQMM 7C UR CONTROL CABLE | CBLE.CTRL.UAR.C007 | ZSPR_ACT | ZSPR | KM | 0.3 | 54693.06 | INR
2000 | Central Zone, Bhubaneswar | 2200 | EHT (O&M) Circle, Cuttack | 2202 | EHT (O&M) Division, Cuttack | C323 | 220/132/33 kV T/L S/S S/D Bidanasi | 3000000138 | 2.5 SQMM 9C CONTROL CABLE | CBLE.CTRL.UAR.C009 | ZSPR_ACT | ZSPR | KM | 1.378 | 289380 | INR
2000 | Central Zone, Bhubaneswar | 2200 | EHT (O&M) Circle, Cuttack | 2202 | EHT (O&M) Division, Cuttack | C325 | 132/33 kV T/L S/S S/D Phulnakhara | 3000000140 | 2.5 SQMM 12C CONTROL CABLE | CBLE.CTRL.UAR.C012 | ZSPR_ACT | ZSPR | KM | 0.195 | 39000 | INR
2000 | Central Zone, Bhubaneswar | 2200 | EHT (O&M) Circle, Cuttack | 2202 | EHT (O&M) Division, Cuttack | C326 | 132/33 kV T/L S/S S/D Brajabiharipur | 3000000142 | 2.5 SQMM 19C UR CONTROL CABLE | CBLE.CTRL.UAR.C019 | ZSPR_ACT | ZSPR | KM | 0.651 | 215201.07 | INR
2000 | Central Zone, Bhubaneswar | 2200 | EHT (O&M) Circle, Cuttack | 2202 | EHT (O&M) Division, Cuttack | C324 | 220/132/33 kV T/L S/S S/D Cuttack | 3000000143 | 2.5 SQMM 24C CONTROL CABLE | CBLE.CTRL.UAR.C024 | ZSPR_ACT | ZSPR | KM | 0.5 | 86745 | INR
2000 | Central Zone, Bhubaneswar | 2200 | EHT (O&M) Circle, Cuttack | 2202 | EHT (O&M) Division, Cuttack | C323 | 220/132/33 kV T/L S/S S/D Bidanasi | 3000000143 | 2.5 SQMM 24C CONTROL CABLE | CBLE.CTRL.UAR.C024 | ZSPR_ACT | ZSPR | KM | 0.452 | 78417.48 | INR
2000 | Central Zone, Bhubaneswar | 2200 | EHT (O&M) Circle, Cuttack | 2202 | EHT (O&M) Division, Cuttack | C325 | 132/33 kV T/L S/S S/D Phulnakhara | 3000000145 | 2C X 2.5SQMM CONTROL UNARMOURED CABLE | CBLE.CTRL.UAR.D002 | ZSPR_ACT | ZSPR | KM | 0.7 | 44079 | INR
2000 | Central Zone, Bhubaneswar | 2200 | EHT (O&M) Circle, Cuttack | 2202 | EHT (O&M) Division, Cuttack | C327 | 132/33 kV T/L S/S S/D Jagatsinghpur | 3000000147 | 2.5sq.mm Control cable 4 Core | CBLE.CTRL.UAR.D004 | ZSPR_ACT | ZSPR | KM | 0.293 | 45453.51 | INR
2000 | Central Zone, Bhubaneswar | 2200 | EHT (O&M) Circle, Cuttack | 2202 | EHT (O&M) Division, Cuttack | C324 | 220/132/33 kV T/L S/S S/D Cuttack | 3000000147 | 2.5sq.mm Control cable 4 Core | CBLE.CTRL.UAR.D004 | ZSPR_ACT | ZSPR | KM | 0.5 | 77565.71 | INR
2000 | Central Zone, Bhubaneswar | 2200 | EHT (O&M) Circle, Cuttack | 2202 | EHT (O&M) Division, Cuttack | C323 | 220/132/33 kV T/L S/S S/D Bidanasi | 3000000148 | 5C X 2.5SQMM CONTROL UNARMOURED CABLE | CBLE.CTRL.UAR.D005 | ZSPR_ACT | ZSPR | KM | 0.5 | 175000 | INR
2000 | Central Zone, Bhubaneswar | 2200 | EHT (O&M) Circle, Cuttack | 2202 | EHT (O&M) Division, Cuttack | C326 | 132/33 kV T/L S/S S/D Brajabiharipur | 3000000149 | 7C X 2.5SQMM CONTROL UNARMOURED CABLE | CBLE.CTRL.UAR.D007 | ZSPR_ACT | ZSPR | KM | 0.123 | 18499.2 | INR
2000 | Central Zone, Bhubaneswar | 2200 | EHT (O&M) Circle, Cuttack | 2202 | EHT (O&M) Division, Cuttack | C323 | 220/132/33 kV T/L S/S S/D Bidanasi | 3000000151 | 2.5 SQMM MSTRAND 10C AR CCABLE | CBLE.CTRL.UAR.D010 | ZSPR_ACT | ZSPR | KM | 1.3 | 247000 | INR
2000 | Central Zone, Bhubaneswar | 2200 | EHT (O&M) Circle, Cuttack | 2202 | EHT (O&M) Division, Cuttack | C323 | 220/132/33 kV T/L S/S S/D Bidanasi | 3000000152 | 16CX2.5SQMM CONTROL UNARMOURED CABLE | CBLE.CTRL.UAR.D016 | ZSPR_ACT | ZSPR | KM | 2.32 | 205818.59 | INR
2000 | Central Zone, Bhubaneswar | 2200 | EHT (O&M) Circle, Cuttack | 2202 | EHT (O&M) Division, Cuttack | C324 | 220/132/33 kV T/L S/S S/D Cuttack | 3000000152 | 16CX2.5SQMM CONTROL UNARMOURED CABLE | CBLE.CTRL.UAR.D016 | ZSPR_ACT | ZSPR | KM | 0.15 | 13307.24 | INR
2000 | Central Zone, Bhubaneswar | 2200 | EHT (O&M) Circle, Cuttack | 2202 | EHT (O&M) Division, Cuttack | C326 | 132/33 kV T/L S/S S/D Brajabiharipur | 3000000152 | 16CX2.5SQMM CONTROL UNARMOURED CABLE | CBLE.CTRL.UAR.D016 | ZSPR_ACT | ZSPR | KM | 2.269 | 201294.13 | INR
2000 | Central Zone, Bhubaneswar | 2200 | EHT (O&M) Circle, Cuttack | 2202 | EHT (O&M) Division, Cuttack | C327 | 132/33 kV T/L S/S S/D Jagatsinghpur | 3000000153 | 19CX2.5SQMM CONTROL UR CABLE | CBLE.CTRL.UAR.D019 | ZSPR_ACT | ZSPR | KM | 0.2 | 13228.15 | INR
2000 | Central Zone, Bhubaneswar | 2200 | EHT (O&M) Circle, Cuttack | 2202 | EHT (O&M) Division, Cuttack | C326 | 132/33 kV T/L S/S S/D Brajabiharipur | 3000000189 | 2Cx10SQMM AL POWER CABLE | CBLE.PWR.AL.AR.A013 | ZSPR_ACT | ZSPR | KM | 0.097 | 11992.11 | INR
2000 | Central Zone, Bhubaneswar | 2200 | EHT (O&M) Circle, Cuttack | 2202 | EHT (O&M) Division, Cuttack | C323 | 220/132/33 kV T/L S/S S/D Bidanasi | 3000000192 | 3.5Cx25Sqmm AL PWR cable | CBLE.PWR.AL.AR.D003 | ZSPR_ACT | ZSPR | KM | 0.36 | 51829.2 | INR
2000 | Central Zone, Bhubaneswar | 2200 | EHT (O&M) Circle, Cuttack | 2202 | EHT (O&M) Division, Cuttack | C324 | 220/132/33 kV T/L S/S S/D Cuttack | 3000000192 | 3.5Cx25Sqmm AL PWR cable | CBLE.PWR.AL.AR.D003 | ZSPR_ACT | ZSPR | KM | 1.39 | 200118.3 | INR
2000 | Central Zone, Bhubaneswar | 2200 | EHT (O&M) Circle, Cuttack | 2202 | EHT (O&M) Division, Cuttack | C327 | 132/33 kV T/L S/S S/D Jagatsinghpur | 3000000192 | 3.5Cx25Sqmm AL PWR cable | CBLE.PWR.AL.AR.D003 | ZSPR_ACT | ZSPR | KM | 0.15 | 21595.5 | INR
2000 | Central Zone, Bhubaneswar | 2200 | EHT (O&M) Circle, Cuttack | 2202 | EHT (O&M) Division, Cuttack | C325 | 132/33 kV T/L S/S S/D Phulnakhara | 3000000192 | 3.5Cx25Sqmm AL PWR cable | CBLE.PWR.AL.AR.D003 | ZSPR_ACT | ZSPR | KM | 0.106 | 15260.82 | INR
2000 | Central Zone, Bhubaneswar | 2200 | EHT (O&M) Circle, Cuttack | 2202 | EHT (O&M) Division, Cuttack | C326 | 132/33 kV T/L S/S S/D Brajabiharipur | 3000000193 | 3.5Cx35 Sqmm AL PWR cable | CBLE.PWR.AL.AR.D004 | ZSPR_ACT | ZSPR | KM | 0.134 | 14049.9 | INR
2000 | Central Zone, Bhubaneswar | 2200 | EHT (O&M) Circle, Cuttack | 2202 | EHT (O&M) Division, Cuttack | C323 | 220/132/33 kV T/L S/S S/D Bidanasi | 3000000197 | 3.5Cx120 Sqmm AL PWR cable | CBLE.PWR.AL.AR.D008 | ZSPR_ACT | ZSPR | KM | 0.038 | 28766 | INR
2000 | Central Zone, Bhubaneswar | 2200 | EHT (O&M) Circle, Cuttack | 2202 | EHT (O&M) Division, Cuttack | C324 | 220/132/33 kV T/L S/S S/D Cuttack | 3000000198 | 3.5Cx185 Sqmm AL PWR cable | CBLE.PWR.AL.AR.D010 | ZSPR_ACT | ZSPR | KM | 0.28 | 169120 | INR
2000 | Central Zone, Bhubaneswar | 2200 | EHT (O&M) Circle, Cuttack | 2202 | EHT (O&M) Division, Cuttack | C323 | 220/132/33 kV T/L S/S S/D Bidanasi | 3000000198 | 3.5Cx185 Sqmm AL PWR cable | CBLE.PWR.AL.AR.D010 | ZSPR_ACT | ZSPR | KM | 0.1 | 60400 | INR
2000 | Central Zone, Bhubaneswar | 2200 | EHT (O&M) Circle, Cuttack | 2202 | EHT (O&M) Division, Cuttack | C323 | 220/132/33 kV T/L S/S S/D Bidanasi | 3000000198 | 3.5Cx185 Sqmm AL PWR cable | CBLE.PWR.AL.AR.D010 | ZSPR_ACT | ZSPR | KM | 0.169 | 102076 | INR
2000 | Central Zone, Bhubaneswar | 2200 | EHT (O&M) Circle, Cuttack | 2202 | EHT (O&M) Division, Cuttack | C323 | 220/132/33 kV T/L S/S S/D Bidanasi | 3000000199 | 3.5Cx300 Sqmm AL PWR cable | CBLE.PWR.AL.AR.D011 | ZSPR_ACT | ZSPR | KM | 0.095 | 92150 | INR
2000 | Central Zone, Bhubaneswar | 2200 | EHT (O&M) Circle, Cuttack | 2202 | EHT (O&M) Division, Cuttack | C327 | 132/33 kV T/L S/S S/D Jagatsinghpur | 3000000200 | 4Cx16 Sqmm AL PWR cable | CBLE.PWR.AL.AR.E002 | ZSPR_ACT | ZSPR | KM | 0.2 | 33310 | INR
2000 | Central Zone, Bhubaneswar | 2200 | EHT (O&M) Circle, Cuttack | 2202 | EHT (O&M) Division, Cuttack | C327 | 132/33 kV T/L S/S S/D Jagatsinghpur | 3000000201 | 4Cx25 SQMM AL POWER CABLE | CBLE.PWR.AL.AR.E003 | ZSPR_ACT | ZSPR | KM | 0.15 | 15948 | INR
2000 | Central Zone, Bhubaneswar | 2200 | EHT (O&M) Circle, Cuttack | 2202 | EHT (O&M) Division, Cuttack | C326 | 132/33 kV T/L S/S S/D Brajabiharipur | 3000000208 | 4Cx6 Sqmm AL POWER CABLE | CBLE.PWR.AL.AR.E018 | ZSPR_ACT | ZSPR | KM | 0.262 | 5025.49 | INR
2000 | Central Zone, Bhubaneswar | 2200 | EHT (O&M) Circle, Cuttack | 2202 | EHT (O&M) Division, Cuttack | C323 | 220/132/33 kV T/L S/S S/D Bidanasi | 3000000248 | 200/150/100X75X2500M CABLE TRAY | CBLE.TRAY.A001 | ZSPR_ACT | ZSPR | NOS | 220 | 354840 | INR
2000 | Central Zone, Bhubaneswar | 2200 | EHT (O&M) Circle, Cuttack | 2202 | EHT (O&M) Division, Cuttack | C326 | 132/33 kV T/L S/S S/D Brajabiharipur | 3000000255 | 150x75x2500 cable tray in mtr | CBLE.TRAY.A016 | ZSPR_ACT | ZSPR | M | 25 | 13700 | INR
2000 | Central Zone, Bhubaneswar | 2200 | EHT (O&M) Circle, Cuttack | 2202 | EHT (O&M) Division, Cuttack | C323 | 220/132/33 kV T/L S/S S/D Bidanasi | 3000000261 | DIFFERENT TYPES OF ASSORTED CLAMPS | CLMP.ASRT.A001 | ZSPR_ACT | ZSPR | NOS | 9 | 23789.97 | INR
2000 | Central Zone, Bhubaneswar | 2200 | EHT (O&M) Circle, Cuttack | 2202 | EHT (O&M) Division, Cuttack | C323 | 220/132/33 kV T/L S/S S/D Bidanasi | 3000000265 | CTStud connector 40 mm stud 2way Zebra | CLMP.ASRT.A002 | ZSPR_ACT | ZSPR | NOS | 1 | 0.01 | INR
2000 | Central Zone, Bhubaneswar | 2200 | EHT (O&M) Circle, Cuttack | 2202 | EHT (O&M) Division, Cuttack | C327 | 132/33 kV T/L S/S S/D Jagatsinghpur | 3000000275 | 33 KV Tfr BUSHING CLAMP | CLMP.BUSH.A001 | ZSPR_ACT | ZSPR | NOS | 3 | 21276.51 | INR
2000 | Central Zone, Bhubaneswar | 2200 | EHT (O&M) Circle, Cuttack | 2202 | EHT (O&M) Division, Cuttack | C323 | 220/132/33 kV T/L S/S S/D Bidanasi | 3000000275 | 33 KV Tfr BUSHING CLAMP | CLMP.BUSH.A001 | ZSPR_ACT | ZSPR | NOS | 4 | 28368.68 | INR
2000 | Central Zone, Bhubaneswar | 2200 | EHT (O&M) Circle, Cuttack | 2202 | EHT (O&M) Division, Cuttack | C327 | 132/33 kV T/L S/S S/D Jagatsinghpur | 3000000276 | 132 KV Tfr BUSHING CLAMP | CLMP.BUSH.A002 | ZSPR_ACT | ZSPR | NOS | 3 | 6467.13 | INR
2000 | Central Zone, Bhubaneswar | 2200 | EHT (O&M) Circle, Cuttack | 2202 | EHT (O&M) Division, Cuttack | C323 | 220/132/33 kV T/L S/S S/D Bidanasi | 3000000276 | 132 KV Tfr BUSHING CLAMP | CLMP.BUSH.A002 | ZSPR_ACT | ZSPR | NOS | 1 | 2155.71 | INR
2000 | Central Zone, Bhubaneswar | 2200 | EHT (O&M) Circle, Cuttack | 2202 | EHT (O&M) Division, Cuttack | C323 | 220/132/33 kV T/L S/S S/D Bidanasi | 3000000280 | BRASS CLAMP FOR 220 KV BUSHING | CLMP.BUSH.BRS.A003 | ZSPR_ACT | ZSPR | NOS | 9 | 33720.03 | INR
2000 | Central Zone, Bhubaneswar | 2200 | EHT (O&M) Circle, Cuttack | 2202 | EHT (O&M) Division, Cuttack | C323 | 220/132/33 kV T/L S/S S/D Bidanasi | 3000000293 | 33KV Isolator Pad Clamp for Zebra | CLMP.ISO.AL.A004 | ZSPR_ACT | ZSPR | NOS | 21 | 27233.66 | INR
2000 | Central Zone, Bhubaneswar | 2200 | EHT (O&M) Circle, Cuttack | 2202 | EHT (O&M) Division, Cuttack | C323 | 220/132/33 kV T/L S/S S/D Bidanasi | 3000000294 | Isolator Pad Clamp for Twin Zebra | CLMP.ISO.AL.A005 | ZSPR_ACT | ZSPR | NOS | 138 | 131342 | INR
2000 | Central Zone, Bhubaneswar | 2200 | EHT (O&M) Circle, Cuttack | 2202 | EHT (O&M) Division, Cuttack | C324 | 220/132/33 kV T/L S/S S/D Cuttack | 3000000299 | 132KV Isolator pad calmp for Twin Moose | CLMP.ISO.AL.A013 | ZSPR_ACT | ZSPR | NOS | 14 | 24500 | INR
2000 | Central Zone, Bhubaneswar | 2200 | EHT (O&M) Circle, Cuttack | 2202 | EHT (O&M) Division, Cuttack | C324 | 220/132/33 kV T/L S/S S/D Cuttack | 3000000301 | 220KV-Isolater Pad Clamp for twin Moose | CLMP.ISO.AL.A019 | ZSPR_ACT | ZSPR | NOS | 3 | 2685 | INR
2000 | Central Zone, Bhubaneswar | 2200 | EHT (O&M) Circle, Cuttack | 2202 | EHT (O&M) Division, Cuttack | C324 | 220/132/33 kV T/L S/S S/D Cuttack | 3000000318 | 220kV CB PAD CLAMP FOR TWIN ACSR MOOSE | CLMP.PAD.AL.A001 | ZSPR_ACT | ZSPR | NOS | 4 | 8033.32 | INR
2000 | Central Zone, Bhubaneswar | 2200 | EHT (O&M) Circle, Cuttack | 2202 | EHT (O&M) Division, Cuttack | C323 | 220/132/33 kV T/L S/S S/D Bidanasi | 3000000319 | 33kV CB PAD CLAMP AL FOR ZEBRA | CLMP.PAD.AL.A002 | ZSPR_ACT | ZSPR | NOS | 17 | 17767.38 | INR
2000 | Central Zone, Bhubaneswar | 2200 | EHT (O&M) Circle, Cuttack | 2202 | EHT (O&M) Division, Cuttack | C325 | 132/33 kV T/L S/S S/D Phulnakhara | 3000000320 | PAD CLAMP AL FOR MOOSE | CLMP.PAD.AL.A003 | ZSPR_ACT | ZSPR | NOS | 7 | 7474.23 | INR
2000 | Central Zone, Bhubaneswar | 2200 | EHT (O&M) Circle, Cuttack | 2202 | EHT (O&M) Division, Cuttack | C326 | 132/33 kV T/L S/S S/D Brajabiharipur | 3000000320 | PAD CLAMP AL FOR MOOSE | CLMP.PAD.AL.A003 | ZSPR_ACT | ZSPR | NOS | 12 | 12812.97 | INR
2000 | Central Zone, Bhubaneswar | 2200 | EHT (O&M) Circle, Cuttack | 2202 | EHT (O&M) Division, Cuttack | C323 | 220/132/33 kV T/L S/S S/D Bidanasi | 3000000320 | PAD CLAMP AL FOR MOOSE | CLMP.PAD.AL.A003 | ZSPR_ACT | ZSPR | NOS | 19 | 20287.2 | INR
2000 | Central Zone, Bhubaneswar | 2200 | EHT (O&M) Circle, Cuttack | 2202 | EHT (O&M) Division, Cuttack | C327 | 132/33 kV T/L S/S S/D Jagatsinghpur | 3000000320 | PAD CLAMP AL FOR MOOSE | CLMP.PAD.AL.A003 | ZSPR_ACT | ZSPR | NOS | 6 | 6406.49 | INR
2000 | Central Zone, Bhubaneswar | 2200 | EHT (O&M) Circle, Cuttack | 2202 | EHT (O&M) Division, Cuttack | C324 | 220/132/33 kV T/L S/S S/D Cuttack | 3000000322 | 33kV CB PAD CLAMP FOR TWIN ACSR MOOSE | CLMP.PAD.AL.A005 | ZSPR_ACT | ZSPR | NOS | 20 | 34636.4 | INR
2000 | Central Zone, Bhubaneswar | 2200 | EHT (O&M) Circle, Cuttack | 2202 | EHT (O&M) Division, Cuttack | C327 | 132/33 kV T/L S/S S/D Jagatsinghpur | 3000000327 | 4 BOLTED PAD CLAMP ALLUMINIUM FOR ZEBRA | CLMP.PAD.AL.B003 | ZSPR_ACT | ZSPR | NOS | 7 | 9490.38 | INR
2000 | Central Zone, Bhubaneswar | 2200 | EHT (O&M) Circle, Cuttack | 2202 | EHT (O&M) Division, Cuttack | C324 | 220/132/33 kV T/L S/S S/D Cuttack | 3000000327 | 4 BOLTED PAD CLAMP ALLUMINIUM FOR ZEBRA | CLMP.PAD.AL.B003 | ZSPR_ACT | ZSPR | NOS | 8 | 10846.16 | INR
2000 | Central Zone, Bhubaneswar | 2200 | EHT (O&M) Circle, Cuttack | 2202 | EHT (O&M) Division, Cuttack | C325 | 132/33 kV T/L S/S S/D Phulnakhara | 3000000327 | 4 BOLTED PAD CLAMP ALLUMINIUM FOR ZEBRA | CLMP.PAD.AL.B003 | ZSPR_ACT | ZSPR | NOS | 6 | 8134.61 | INR
2000 | Central Zone, Bhubaneswar | 2200 | EHT (O&M) Circle, Cuttack | 2202 | EHT (O&M) Division, Cuttack | C324 | 220/132/33 kV T/L S/S S/D Cuttack | 3000000328 | 6 BOLTED PAD CLAMP ALLUMINIUM FOR ZEBRA | CLMP.PAD.AL.B004 | ZSPR_ACT | ZSPR | NOS | 3 | 2524.69 | INR
2000 | Central Zone, Bhubaneswar | 2200 | EHT (O&M) Circle, Cuttack | 2202 | EHT (O&M) Division, Cuttack | C323 | 220/132/33 kV T/L S/S S/D Bidanasi | 3000000332 | BIMETALIC PAD CLAMP FOR MOOSE | CLMP.PAD.BI.A003 | ZSPR_ACT | ZSPR | NOS | 23 | 46000 | INR
2000 | Central Zone, Bhubaneswar | 2200 | EHT (O&M) Circle, Cuttack | 2202 | EHT (O&M) Division, Cuttack | C324 | 220/132/33 kV T/L S/S S/D Cuttack | 3000000336 | Bimetallic Pad clamp | CLMP.PAD.BI.A010 | ZSPR_ACT | ZSPR | NOS | 5 | 3000 | INR
2000 | Central Zone, Bhubaneswar | 2200 | EHT (O&M) Circle, Cuttack | 2202 | EHT (O&M) Division, Cuttack | C324 | 220/132/33 kV T/L S/S S/D Cuttack | 3000000341 | PI CLAMP FOR TWIN ACSR MOOSE | CLMP.PAD.BI.A017 | ZSPR_ACT | ZSPR | NOS | 10 | 9520 | INR
2000 | Central Zone, Bhubaneswar | 2200 | EHT (O&M) Circle, Cuttack | 2202 | EHT (O&M) Division, Cuttack | CL27 | 132/33 kV T/L S/S S/D Jagatsinghpur_Line | 3000000342 | 1 BOLTED PG CLAMP FOR PANTHER - PANTHER | CLMP.PG.A001 | ZSPR_ACT | ZSPR | NOS | 11 | 1976.26 | INR
2000 | Central Zone, Bhubaneswar | 2200 | EHT (O&M) Circle, Cuttack | 2202 | EHT (O&M) Division, Cuttack | CL27 | 132/33 kV T/L S/S S/D Jagatsinghpur_Line | 3000000347 | 2 BOLTED PG CLAMP FOR PANTHER -PANTHER | CLMP.PG.B001 | ZSPR_ACT | ZSPR | NOS | 9 | 2651.04 | INR
2000 | Central Zone, Bhubaneswar | 2200 | EHT (O&M) Circle, Cuttack | 2202 | EHT (O&M) Division, Cuttack | C327 | 132/33 kV T/L S/S S/D Jagatsinghpur | 3000000347 | 2 BOLTED PG CLAMP FOR PANTHER -PANTHER | CLMP.PG.B001 | ZSPR_ACT | ZSPR | NOS | 8 | 2356.48 | INR
2000 | Central Zone, Bhubaneswar | 2200 | EHT (O&M) Circle, Cuttack | 2202 | EHT (O&M) Division, Cuttack | CL27 | 132/33 kV T/L S/S S/D Jagatsinghpur_Line | 3000000355 | 3 BOLTED PG CLAMP FOR PANTHER -PANTHER | CLMP.PG.C001 | ZSPR_ACT | ZSPR | NOS | 6 | 6598.39 | INR
2000 | Central Zone, Bhubaneswar | 2200 | EHT (O&M) Circle, Cuttack | 2202 | EHT (O&M) Division, Cuttack | C326 | 132/33 kV T/L S/S S/D Brajabiharipur | 3000000355 | 3 BOLTED PG CLAMP FOR PANTHER -PANTHER | CLMP.PG.C001 | ZSPR_ACT | ZSPR | NOS | 9 | 9897.59 | INR
2000 | Central Zone, Bhubaneswar | 2200 | EHT (O&M) Circle, Cuttack | 2202 | EHT (O&M) Division, Cuttack | C324 | 220/132/33 kV T/L S/S S/D Cuttack | 3000000355 | 3 BOLTED PG CLAMP FOR PANTHER -PANTHER | CLMP.PG.C001 | ZSPR_ACT | ZSPR | NOS | 300 | 329919.67 | INR
2000 | Central Zone, Bhubaneswar | 2200 | EHT (O&M) Circle, Cuttack | 2202 | EHT (O&M) Division, Cuttack | C323 | 220/132/33 kV T/L S/S S/D Bidanasi | 3000000355 | 3 BOLTED PG CLAMP FOR PANTHER -PANTHER | CLMP.PG.C001 | ZSPR_ACT | ZSPR | NOS | 15 | 16495.98 | INR
2000 | Central Zone, Bhubaneswar | 2200 | EHT (O&M) Circle, Cuttack | 2202 | EHT (O&M) Division, Cuttack | C324 | 220/132/33 kV T/L S/S S/D Cuttack | 3000000356 | 3 BOLTED PG CLAMP FOR ZEBRA - ZEBRA | CLMP.PG.C002 | ZSPR_ACT | ZSPR | NOS | 6 | 3895.32 | INR
2000 | Central Zone, Bhubaneswar | 2200 | EHT (O&M) Circle, Cuttack | 2202 | EHT (O&M) Division, Cuttack | C327 | 132/33 kV T/L S/S S/D Jagatsinghpur | 3000000356 | 3 BOLTED PG CLAMP FOR ZEBRA - ZEBRA | CLMP.PG.C002 | ZSPR_ACT | ZSPR | NOS | 4 | 2596.88 | INR
2000 | Central Zone, Bhubaneswar | 2200 | EHT (O&M) Circle, Cuttack | 2202 | EHT (O&M) Division, Cuttack | C323 | 220/132/33 kV T/L S/S S/D Bidanasi | 3000000357 | 3 BOLTED PG CLAMP FOR ZEBRA - PANTHER | CLMP.PG.C003 | ZSPR_ACT | ZSPR | NOS | 13 | 5777.07 | INR
2000 | Central Zone, Bhubaneswar | 2200 | EHT (O&M) Circle, Cuttack | 2202 | EHT (O&M) Division, Cuttack | C324 | 220/132/33 kV T/L S/S S/D Cuttack | 3000000357 | 3 BOLTED PG CLAMP FOR ZEBRA - PANTHER | CLMP.PG.C003 | ZSPR_ACT | ZSPR | NOS | 2 | 888.78 | INR
2000 | Central Zone, Bhubaneswar | 2200 | EHT (O&M) Circle, Cuttack | 2202 | EHT (O&M) Division, Cuttack | C323 | 220/132/33 kV T/L S/S S/D Bidanasi | 3000000359 | 3 BOLTED PG CLAMP FOR MOOSE- ZEBRA | CLMP.PG.C005 | ZSPR_ACT | ZSPR | NOS | 10 | 8450 | INR
2000 | Central Zone, Bhubaneswar | 2200 | EHT (O&M) Circle, Cuttack | 2202 | EHT (O&M) Division, Cuttack | C323 | 220/132/33 kV T/L S/S S/D Bidanasi | 3000000361 | 3 BOLTED PG CLAMP FOR DOG - DOG | CLMP.PG.C007 | ZSPR_ACT | ZSPR | NOS | 3 | 1260 | INR
2000 | Central Zone, Bhubaneswar | 2200 | EHT (O&M) Circle, Cuttack | 2202 | EHT (O&M) Division, Cuttack | C324 | 220/132/33 kV T/L S/S S/D Cuttack | 3000000364 | 4 BOLTED PG CLAMP FOR ZEBRA - ZEBRA | CLMP.PG.D002 | ZSPR_ACT | ZSPR | NOS | 240 | 242952 | INR
2000 | Central Zone, Bhubaneswar | 2200 | EHT (O&M) Circle, Cuttack | 2202 | EHT (O&M) Division, Cuttack | C327 | 132/33 kV T/L S/S S/D Jagatsinghpur | 3000000365 | 4 BOLTED PG CLAMP FOR ZEBRA - PANTHER | CLMP.PG.D003 | ZSPR_ACT | ZSPR | NOS | 2 | 1904.3 | INR
2000 | Central Zone, Bhubaneswar | 2200 | EHT (O&M) Circle, Cuttack | 2202 | EHT (O&M) Division, Cuttack | C323 | 220/132/33 kV T/L S/S S/D Bidanasi | 3000000366 | 4 BOLTED PG CLAMP FOR MOOSE - MOOSE | CLMP.PG.D004 | ZSPR_ACT | ZSPR | NOS | 16 | 21105.76 | INR
2000 | Central Zone, Bhubaneswar | 2200 | EHT (O&M) Circle, Cuttack | 2202 | EHT (O&M) Division, Cuttack | C323 | 220/132/33 kV T/L S/S S/D Bidanasi | 3000000377 | P.I Clamp for single ACSR Moose | CLMP.PI.AL.D002 | ZSPR_ACT | ZSPR | NOS | 2 | 4087 | INR
2000 | Central Zone, Bhubaneswar | 2200 | EHT (O&M) Circle, Cuttack | 2202 | EHT (O&M) Division, Cuttack | C324 | 220/132/33 kV T/L S/S S/D Cuttack | 3000000379 | PI CLAMP AL FOR TWIN MOOSE | CLMP.PI.AL.D004 | ZSPR_ACT | ZSPR | NOS | 10 | 9210 | INR
2000 | Central Zone, Bhubaneswar | 2200 | EHT (O&M) Circle, Cuttack | 2202 | EHT (O&M) Division, Cuttack | C324 | 220/132/33 kV T/L S/S S/D Cuttack | 3000000381 | CT Clamp for ACSR TWIN MOOSE | CLMP.SP.CT.AL.A006 | ZSPR_ACT | ZSPR | NOS | 10 | 26540 | INR
2000 | Central Zone, Bhubaneswar | 2200 | EHT (O&M) Circle, Cuttack | 2202 | EHT (O&M) Division, Cuttack | C323 | 220/132/33 kV T/L S/S S/D Bidanasi | 3000000386 | STRAIGHT THROUGH CLAMP ZEBRA BIMETALLIC | CLMP.ST.THRU.AL.A001 | ZSPR_ACT | ZSPR | NOS | 18 | 11367.93 | INR
2000 | Central Zone, Bhubaneswar | 2200 | EHT (O&M) Circle, Cuttack | 2202 | EHT (O&M) Division, Cuttack | C324 | 220/132/33 kV T/L S/S S/D Cuttack | 3000000386 | STRAIGHT THROUGH CLAMP ZEBRA BIMETALLIC | CLMP.ST.THRU.AL.A001 | ZSPR_ACT | ZSPR | NOS | 5 | 3157.76 | INR
2000 | Central Zone, Bhubaneswar | 2200 | EHT (O&M) Circle, Cuttack | 2202 | EHT (O&M) Division, Cuttack | C327 | 132/33 kV T/L S/S S/D Jagatsinghpur | 3000000387 | ST CLAMP AL FOR CT STUD-MOOSE | CLMP.ST.THRU.AL.A002 | ZSPR_ACT | ZSPR | NOS | 9 | 12367.72 | INR
2000 | Central Zone, Bhubaneswar | 2200 | EHT (O&M) Circle, Cuttack | 2202 | EHT (O&M) Division, Cuttack | C324 | 220/132/33 kV T/L S/S S/D Cuttack | 3000000387 | ST CLAMP AL FOR CT STUD-MOOSE | CLMP.ST.THRU.AL.A002 | ZSPR_ACT | ZSPR | NOS | 5 | 6870.96 | INR
2000 | Central Zone, Bhubaneswar | 2200 | EHT (O&M) Circle, Cuttack | 2202 | EHT (O&M) Division, Cuttack | C325 | 132/33 kV T/L S/S S/D Phulnakhara | 3000000387 | ST CLAMP AL FOR CT STUD-MOOSE | CLMP.ST.THRU.AL.A002 | ZSPR_ACT | ZSPR | NOS | 12 | 16490.29 | INR
2000 | Central Zone, Bhubaneswar | 2200 | EHT (O&M) Circle, Cuttack | 2202 | EHT (O&M) Division, Cuttack | C326 | 132/33 kV T/L S/S S/D Brajabiharipur | 3000000387 | ST CLAMP AL FOR CT STUD-MOOSE | CLMP.ST.THRU.AL.A002 | ZSPR_ACT | ZSPR | NOS | 18 | 24735.44 | INR
2000 | Central Zone, Bhubaneswar | 2200 | EHT (O&M) Circle, Cuttack | 2202 | EHT (O&M) Division, Cuttack | C323 | 220/132/33 kV T/L S/S S/D Bidanasi | 3000000389 | T CLAMP ALFOR PANTHER RUN-ZEBRA DROP | CLMP.T.AL.A002 | ZSPR_ACT | ZSPR | NOS | 9 | 5505.39 | INR
2000 | Central Zone, Bhubaneswar | 2200 | EHT (O&M) Circle, Cuttack | 2202 | EHT (O&M) Division, Cuttack | C325 | 132/33 kV T/L S/S S/D Phulnakhara | 3000000389 | T CLAMP ALFOR PANTHER RUN-ZEBRA DROP | CLMP.T.AL.A002 | ZSPR_ACT | ZSPR | NOS | 4 | 2446.84 | INR
2000 | Central Zone, Bhubaneswar | 2200 | EHT (O&M) Circle, Cuttack | 2202 | EHT (O&M) Division, Cuttack | C327 | 132/33 kV T/L S/S S/D Jagatsinghpur | 3000000389 | T CLAMP ALFOR PANTHER RUN-ZEBRA DROP | CLMP.T.AL.A002 | ZSPR_ACT | ZSPR | NOS | 5 | 3058.55 | INR
2000 | Central Zone, Bhubaneswar | 2200 | EHT (O&M) Circle, Cuttack | 2202 | EHT (O&M) Division, Cuttack | C327 | 132/33 kV T/L S/S S/D Jagatsinghpur | 3000000390 | T CLAMP ALFOR ZEBRA RUN - DOG DROP | CLMP.T.AL.A003 | ZSPR_ACT | ZSPR | NOS | 11 | 10820.04 | INR
2000 | Central Zone, Bhubaneswar | 2200 | EHT (O&M) Circle, Cuttack | 2202 | EHT (O&M) Division, Cuttack | C327 | 132/33 kV T/L S/S S/D Jagatsinghpur | 3000000391 | T CLAMP ALFOR ZEBRA RUN - ZEBRA DROP | CLMP.T.AL.A004 | ZSPR_ACT | ZSPR | NOS | 10 | 14131.15 | INR
2000 | Central Zone, Bhubaneswar | 2200 | EHT (O&M) Circle, Cuttack | 2202 | EHT (O&M) Division, Cuttack | C323 | 220/132/33 kV T/L S/S S/D Bidanasi | 3000000391 | T CLAMP ALFOR ZEBRA RUN - ZEBRA DROP | CLMP.T.AL.A004 | ZSPR_ACT | ZSPR | NOS | 1 | 1413.11 | INR
2000 | Central Zone, Bhubaneswar | 2200 | EHT (O&M) Circle, Cuttack | 2202 | EHT (O&M) Division, Cuttack | C324 | 220/132/33 kV T/L S/S S/D Cuttack | 3000000391 | T CLAMP ALFOR ZEBRA RUN - ZEBRA DROP | CLMP.T.AL.A004 | ZSPR_ACT | ZSPR | NOS | 8 | 11304.92 | INR
2000 | Central Zone, Bhubaneswar | 2200 | EHT (O&M) Circle, Cuttack | 2202 | EHT (O&M) Division, Cuttack | C323 | 220/132/33 kV T/L S/S S/D Bidanasi | 3000000394 | T-CLAMP ACSR MOOSE RUN AND MOOSE DROP | CLMP.T.AL.A007 | ZSPR_ACT | ZSPR | NOS | 3 | 2672.69 | INR
2000 | Central Zone, Bhubaneswar | 2200 | EHT (O&M) Circle, Cuttack | 2202 | EHT (O&M) Division, Cuttack | C324 | 220/132/33 kV T/L S/S S/D Cuttack | 3000000394 | T-CLAMP ACSR MOOSE RUN AND MOOSE DROP | CLMP.T.AL.A007 | ZSPR_ACT | ZSPR | NOS | 6 | 5345.38 | INR
2000 | Central Zone, Bhubaneswar | 2200 | EHT (O&M) Circle, Cuttack | 2202 | EHT (O&M) Division, Cuttack | C325 | 132/33 kV T/L S/S S/D Phulnakhara | 3000000394 | T-CLAMP ACSR MOOSE RUN AND MOOSE DROP | CLMP.T.AL.A007 | ZSPR_ACT | ZSPR | NOS | 10 | 8908.97 | INR
2000 | Central Zone, Bhubaneswar | 2200 | EHT (O&M) Circle, Cuttack | 2202 | EHT (O&M) Division, Cuttack | C326 | 132/33 kV T/L S/S S/D Brajabiharipur | 3000000394 | T-CLAMP ACSR MOOSE RUN AND MOOSE DROP | CLMP.T.AL.A007 | ZSPR_ACT | ZSPR | NOS | 20 | 17817.94 | INR
2000 | Central Zone, Bhubaneswar | 2200 | EHT (O&M) Circle, Cuttack | 2202 | EHT (O&M) Division, Cuttack | C327 | 132/33 kV T/L S/S S/D Jagatsinghpur | 3000000394 | T-CLAMP ACSR MOOSE RUN AND MOOSE DROP | CLMP.T.AL.A007 | ZSPR_ACT | ZSPR | NOS | 6 | 5345.38 | INR
2000 | Central Zone, Bhubaneswar | 2200 | EHT (O&M) Circle, Cuttack | 2202 | EHT (O&M) Division, Cuttack | C323 | 220/132/33 kV T/L S/S S/D Bidanasi | 3000000395 | T CLAMP ALFOR MOOSE RUN- ZEBRA DROP | CLMP.T.AL.A008 | ZSPR_ACT | ZSPR | NOS | 20 | 11093 | INR
2000 | Central Zone, Bhubaneswar | 2200 | EHT (O&M) Circle, Cuttack | 2202 | EHT (O&M) Division, Cuttack | C324 | 220/132/33 kV T/L S/S S/D Cuttack | 3000000395 | T CLAMP ALFOR MOOSE RUN- ZEBRA DROP | CLMP.T.AL.A008 | ZSPR_ACT | ZSPR | NOS | 6 | 3327.9 | INR
2000 | Central Zone, Bhubaneswar | 2200 | EHT (O&M) Circle, Cuttack | 2202 | EHT (O&M) Division, Cuttack | C327 | 132/33 kV T/L S/S S/D Jagatsinghpur | 3000000395 | T CLAMP ALFOR MOOSE RUN- ZEBRA DROP | CLMP.T.AL.A008 | ZSPR_ACT | ZSPR | NOS | 7 | 3882.55 | INR
2000 | Central Zone, Bhubaneswar | 2200 | EHT (O&M) Circle, Cuttack | 2202 | EHT (O&M) Division, Cuttack | C324 | 220/132/33 kV T/L S/S S/D Cuttack | 3000000402 | T-clamp ACSR panther run ACSR moose drop | CLMP.T.AL.A026 | ZSPR_ACT | ZSPR | NOS | 5 | 5283.5 | INR
2000 | Central Zone, Bhubaneswar | 2200 | EHT (O&M) Circle, Cuttack | 2202 | EHT (O&M) Division, Cuttack | C323 | 220/132/33 kV T/L S/S S/D Bidanasi | 3000000405 | SPR T CLAMP AL TWIN ZEBRA RUN-ZEBRA DROP | CLMP.T.AL.B001 | ZSPR_ACT | ZSPR | NOS | 9 | 6750 | INR
2000 | Central Zone, Bhubaneswar | 2200 | EHT (O&M) Circle, Cuttack | 2202 | EHT (O&M) Division, Cuttack | C323 | 220/132/33 kV T/L S/S S/D Bidanasi | 3000000406 | SPR T CLAMP AL TWIN MOOSE RUN-ZEBRA DROP | CLMP.T.AL.B002 | ZSPR_ACT | ZSPR | NOS | 11 | 8446.79 | INR
2000 | Central Zone, Bhubaneswar | 2200 | EHT (O&M) Circle, Cuttack | 2202 | EHT (O&M) Division, Cuttack | C324 | 220/132/33 kV T/L S/S S/D Cuttack | 3000000406 | SPR T CLAMP AL TWIN MOOSE RUN-ZEBRA DROP | CLMP.T.AL.B002 | ZSPR_ACT | ZSPR | NOS | 10 | 7678.9 | INR
2000 | Central Zone, Bhubaneswar | 2200 | EHT (O&M) Circle, Cuttack | 2202 | EHT (O&M) Division, Cuttack | C323 | 220/132/33 kV T/L S/S S/D Bidanasi | 3000000407 | SPR T CLAMP AL TWIN MOOSE RUN-MOOSE DROP | CLMP.T.AL.B003 | ZSPR_ACT | ZSPR | NOS | 8 | 10196 | INR
2000 | Central Zone, Bhubaneswar | 2200 | EHT (O&M) Circle, Cuttack | 2202 | EHT (O&M) Division, Cuttack | C324 | 220/132/33 kV T/L S/S S/D Cuttack | 3000000408 | SP T CLAMP AL TWIN MOOSE RUN-DROP | CLMP.T.AL.B004 | ZSPR_ACT | ZSPR | NOS | 144 | 365904 | INR
2000 | Central Zone, Bhubaneswar | 2200 | EHT (O&M) Circle, Cuttack | 2202 | EHT (O&M) Division, Cuttack | C324 | 220/132/33 kV T/L S/S S/D Cuttack | 3000000409 | SPR T CLAMP AL H. TWIN MOOSE RUN-DROP | CLMP.T.AL.B005 | ZSPR_ACT | ZSPR | NOS | 27 | 50301 | INR
2000 | Central Zone, Bhubaneswar | 2200 | EHT (O&M) Circle, Cuttack | 2202 | EHT (O&M) Division, Cuttack | C323 | 220/132/33 kV T/L S/S S/D Bidanasi | 3000000413 | JUMPER CONE FOR ACSR PANTHER CONDUCTOR | COND.ACCES.A002 | ZSPR_ACT | ZSPR | NOS | 15 | 2250 | INR
2000 | Central Zone, Bhubaneswar | 2200 | EHT (O&M) Circle, Cuttack | 2202 | EHT (O&M) Division, Cuttack | C324 | 220/132/33 kV T/L S/S S/D Cuttack | 3000000414 | JUMPER CONE FOR ACSR ZEBRA CONDUCTOR | COND.ACCES.A003 | ZSPR_ACT | ZSPR | NOS | 36 | 4104 | INR
2000 | Central Zone, Bhubaneswar | 2200 | EHT (O&M) Circle, Cuttack | 2202 | EHT (O&M) Division, Cuttack | C324 | 220/132/33 kV T/L S/S S/D Cuttack | 3000000415 | JUMPER CONE FOR ACSR MOOSE CONDUCTOR | COND.ACCES.A004 | ZSPR_ACT | ZSPR | NOS | 90 | 45000 | INR
2000 | Central Zone, Bhubaneswar | 2200 | EHT (O&M) Circle, Cuttack | 2202 | EHT (O&M) Division, Cuttack | C323 | 220/132/33 kV T/L S/S S/D Bidanasi | 3000000415 | JUMPER CONE FOR ACSR MOOSE CONDUCTOR | COND.ACCES.A004 | ZSPR_ACT | ZSPR | NOS | 80 | 40000 | INR
2000 | Central Zone, Bhubaneswar | 2200 | EHT (O&M) Circle, Cuttack | 2202 | EHT (O&M) Division, Cuttack | CL23 | 220/132/33 kV T/L S/S S/D Bidanasi_Line | 3000000427 | PA ROD ACSR PANTHER IN SET | COND.ACCES.B002 | ZSPR_ACT | ZSPR | NOS | 7 | 3937.08 | INR
2000 | Central Zone, Bhubaneswar | 2200 | EHT (O&M) Circle, Cuttack | 2202 | EHT (O&M) Division, Cuttack | CL27 | 132/33 kV T/L S/S S/D Jagatsinghpur_Line | 3000000427 | PA ROD ACSR PANTHER IN SET | COND.ACCES.B002 | ZSPR_ACT | ZSPR | NOS | 45 | 25309.8 | INR
2000 | Central Zone, Bhubaneswar | 2200 | EHT (O&M) Circle, Cuttack | 2202 | EHT (O&M) Division, Cuttack | CL23 | 220/132/33 kV T/L S/S S/D Bidanasi_Line | 3000000431 | PA ROD AAAC ZEBRA EQUIVALENT IN SET | COND.ACCES.B008 | ZSPR_SH | ZSPR | NOS | 96 | 118260.48 | INR
2000 | Central Zone, Bhubaneswar | 2200 | EHT (O&M) Circle, Cuttack | 2202 | EHT (O&M) Division, Cuttack | C325 | 132/33 kV T/L S/S S/D Phulnakhara | 3000000431 | PA ROD AAAC ZEBRA EQUIVALENT IN SET | COND.ACCES.B008 | ZSPR_ACT | ZSPR | NOS | 4 | 4927.52 | INR
2000 | Central Zone, Bhubaneswar | 2200 | EHT (O&M) Circle, Cuttack | 2202 | EHT (O&M) Division, Cuttack | CL27 | 132/33 kV T/L S/S S/D Jagatsinghpur_Line | 3000000437 | MS JOINT FOR ACSR PANTHER CONDUCTOR | COND.ACCES.C002 | ZSPR_ACT | ZSPR | NOS | 12 | 5535 | INR
2000 | Central Zone, Bhubaneswar | 2200 | EHT (O&M) Circle, Cuttack | 2202 | EHT (O&M) Division, Cuttack | C325 | 132/33 kV T/L S/S S/D Phulnakhara | 3000000437 | MS JOINT FOR ACSR PANTHER CONDUCTOR | COND.ACCES.C002 | ZSPR_ACT | ZSPR | NOS | 1 | 461.25 | INR
2000 | Central Zone, Bhubaneswar | 2200 | EHT (O&M) Circle, Cuttack | 2202 | EHT (O&M) Division, Cuttack | CL23 | 220/132/33 kV T/L S/S S/D Bidanasi_Line | 3000000437 | MS JOINT FOR ACSR PANTHER CONDUCTOR | COND.ACCES.C002 | ZSPR_ACT | ZSPR | NOS | 10 | 4612.5 | INR
2000 | Central Zone, Bhubaneswar | 2200 | EHT (O&M) Circle, Cuttack | 2202 | EHT (O&M) Division, Cuttack | CL23 | 220/132/33 kV T/L S/S S/D Bidanasi_Line | 3000000438 | MS JOINT FOR ACSR ZEBRA CONDUCTOR | COND.ACCES.C003 | ZSPR_ACT | ZSPR | NOS | 29 | 25635.71 | INR
2000 | Central Zone, Bhubaneswar | 2200 | EHT (O&M) Circle, Cuttack | 2202 | EHT (O&M) Division, Cuttack | CL24 | 220/132/33 kV T/L S/S S/D Cuttack_Line | 3000000442 | MS JOINT AAAC PANTHER EQUIVALENT | COND.ACCES.C007 | ZSPR_ACT | ZSPR | NOS | 15 | 7611.9 | INR
2000 | Central Zone, Bhubaneswar | 2200 | EHT (O&M) Circle, Cuttack | 2202 | EHT (O&M) Division, Cuttack | CL23 | 220/132/33 kV T/L S/S S/D Bidanasi_Line | 3000000443 | MS JOINT AAAC ZEBRA EQUIVALENT | COND.ACCES.C008 | ZSPR_ACT | ZSPR | NOS | 19 | 8707.89 | INR
2000 | Central Zone, Bhubaneswar | 2200 | EHT (O&M) Circle, Cuttack | 2202 | EHT (O&M) Division, Cuttack | C323 | 220/132/33 kV T/L S/S S/D Bidanasi | 3000000452 | SPACER FOR FLEXIBLE TWIN MOOSE CONDUCTOR | COND.ACCES.D006 | ZSPR_ACT | ZSPR | NOS | 115 | 23000 | INR
2000 | Central Zone, Bhubaneswar | 2200 | EHT (O&M) Circle, Cuttack | 2202 | EHT (O&M) Division, Cuttack | CL23 | 220/132/33 kV T/L S/S S/D Bidanasi_Line | 3000000455 | VD OFACSR PANTHER CONDUCTOR | COND.ACCES.E002 | ZSPR_ACT | ZSPR | NOS | 4 | 1486.84 | INR
2000 | Central Zone, Bhubaneswar | 2200 | EHT (O&M) Circle, Cuttack | 2202 | EHT (O&M) Division, Cuttack | CL27 | 132/33 kV T/L S/S S/D Jagatsinghpur_Line | 3000000455 | VD OFACSR PANTHER CONDUCTOR | COND.ACCES.E002 | ZSPR_ACT | ZSPR | NOS | 72 | 26763.12 | INR
2000 | Central Zone, Bhubaneswar | 2200 | EHT (O&M) Circle, Cuttack | 2202 | EHT (O&M) Division, Cuttack | CL24 | 220/132/33 kV T/L S/S S/D Cuttack_Line | 3000000455 | VD OFACSR PANTHER CONDUCTOR | COND.ACCES.E002 | ZSPR_ACT | ZSPR | NOS | 61 | 22674.31 | INR
2000 | Central Zone, Bhubaneswar | 2200 | EHT (O&M) Circle, Cuttack | 2202 | EHT (O&M) Division, Cuttack | CL23 | 220/132/33 kV T/L S/S S/D Bidanasi_Line | 3000000456 | VD OF ACSR ZEBRA CONDUCTOR | COND.ACCES.E003 | ZSPR_ACT | ZSPR | NOS | 40 | 24022.8 | INR
2000 | Central Zone, Bhubaneswar | 2200 | EHT (O&M) Circle, Cuttack | 2202 | EHT (O&M) Division, Cuttack | C325 | 132/33 kV T/L S/S S/D Phulnakhara | 3000000465 | REPAIR SLEEVE FOR ACSR PANTHER CONDUCTOR | COND.ACCES.F002 | ZSPR_ACT | ZSPR | NOS | 1 | 187.48 | INR
2000 | Central Zone, Bhubaneswar | 2200 | EHT (O&M) Circle, Cuttack | 2202 | EHT (O&M) Division, Cuttack | CL23 | 220/132/33 kV T/L S/S S/D Bidanasi_Line | 3000000465 | REPAIR SLEEVE FOR ACSR PANTHER CONDUCTOR | COND.ACCES.F002 | ZSPR_ACT | ZSPR | NOS | 6 | 1124.88 | INR
2000 | Central Zone, Bhubaneswar | 2200 | EHT (O&M) Circle, Cuttack | 2202 | EHT (O&M) Division, Cuttack | CL27 | 132/33 kV T/L S/S S/D Jagatsinghpur_Line | 3000000465 | REPAIR SLEEVE FOR ACSR PANTHER CONDUCTOR | COND.ACCES.F002 | ZSPR_ACT | ZSPR | NOS | 20 | 3749.6 | INR
2000 | Central Zone, Bhubaneswar | 2200 | EHT (O&M) Circle, Cuttack | 2202 | EHT (O&M) Division, Cuttack | CL23 | 220/132/33 kV T/L S/S S/D Bidanasi_Line | 3000000466 | REPAIR SLEEVE FOR ACSR ZEBRA CONDUCTOR | COND.ACCES.F003 | ZSPR_ACT | ZSPR | NOS | 25 | 7996 | INR
2000 | Central Zone, Bhubaneswar | 2200 | EHT (O&M) Circle, Cuttack | 2202 | EHT (O&M) Division, Cuttack | C325 | 132/33 kV T/L S/S S/D Phulnakhara | 3000000467 | REPAIR SLEEVE FOR ACSR MOOSE CONDUCTOR | COND.ACCES.F004 | ZSPR_ACT | ZSPR | NOS | 2 | 1022 | INR
2000 | Central Zone, Bhubaneswar | 2200 | EHT (O&M) Circle, Cuttack | 2202 | EHT (O&M) Division, Cuttack | CL23 | 220/132/33 kV T/L S/S S/D Bidanasi_Line | 3000000467 | REPAIR SLEEVE FOR ACSR MOOSE CONDUCTOR | COND.ACCES.F004 | ZSPR_ACT | ZSPR | NOS | 5 | 2555 | INR
2000 | Central Zone, Bhubaneswar | 2200 | EHT (O&M) Circle, Cuttack | 2202 | EHT (O&M) Division, Cuttack | CL24 | 220/132/33 kV T/L S/S S/D Cuttack_Line | 3000000469 | REPAIR SLEEVE AAAC PANTHER EQUIVALENT | COND.ACCES.F007 | ZSPR_ACT | ZSPR | NOS | 15 | 3053.85 | INR
2000 | Central Zone, Bhubaneswar | 2200 | EHT (O&M) Circle, Cuttack | 2202 | EHT (O&M) Division, Cuttack | C323 | 220/132/33 kV T/L S/S S/D Bidanasi | 3000000582 | EARTHING:50X6mm GI Flat | ERTH.FLAT.GI.A005 | ZSPR_ACT | ZSPR | KG | 60 | 4441.13 | INR
2000 | Central Zone, Bhubaneswar | 2200 | EHT (O&M) Circle, Cuttack | 2202 | EHT (O&M) Division, Cuttack | C326 | 132/33 kV T/L S/S S/D Brajabiharipur | 3000000582 | EARTHING:50X6mm GI Flat | ERTH.FLAT.GI.A005 | ZSPR_ACT | ZSPR | KG | 300 | 22205.63 | INR
2000 | Central Zone, Bhubaneswar | 2200 | EHT (O&M) Circle, Cuttack | 2202 | EHT (O&M) Division, Cuttack | CL27 | 132/33 kV T/L S/S S/D Jagatsinghpur_Line | 3000000582 | EARTHING:50X6mm GI Flat | ERTH.FLAT.GI.A005 | ZSPR_ACT | ZSPR | KG | 50 | 3700.94 | INR
2000 | Central Zone, Bhubaneswar | 2200 | EHT (O&M) Circle, Cuttack | 2202 | EHT (O&M) Division, Cuttack | C323 | 220/132/33 kV T/L S/S S/D Bidanasi | 3000000583 | 75 X 10 MM GI EARTH FLAT in KG | ERTH.FLAT.GI.A006 | ZSPR_ACT | ZSPR | KG | 250 | 26 | INR
2000 | Central Zone, Bhubaneswar | 2200 | EHT (O&M) Circle, Cuttack | 2202 | EHT (O&M) Division, Cuttack | C323 | 220/132/33 kV T/L S/S S/D Bidanasi | 3000000595 | 50 MM GI PORFORATED EARTHING PIPE | ERTH.PIPE.GI.B005 | ZSPR_ACT | ZSPR | NOS | 3 | 5793.09 | INR
2000 | Central Zone, Bhubaneswar | 2200 | EHT (O&M) Circle, Cuttack | 2202 | EHT (O&M) Division, Cuttack | CL23 | 220/132/33 kV T/L S/S S/D Bidanasi_Line | 3000000613 | MID SPAN JOINT FOR 7/3.15MM EARTH WIRE | EW.ACCES.A002 | ZSPR_ACT | ZSPR | NOS | 24 | 3906 | INR
2000 | Central Zone, Bhubaneswar | 2200 | EHT (O&M) Circle, Cuttack | 2202 | EHT (O&M) Division, Cuttack | CL23 | 220/132/33 kV T/L S/S S/D Bidanasi_Line | 3000000616 | VD FOR 7/3.15MM GI EARTHWIRE | EW.ACCES.B002 | ZSPR_ACT | ZSPR | NOS | 32 | 5196.8 | INR
2000 | Central Zone, Bhubaneswar | 2200 | EHT (O&M) Circle, Cuttack | 2202 | EHT (O&M) Division, Cuttack | C322 | 220/33 kV GIS Godisahi | 3000000649 | 220KV GIS CT | GIS.245CT.A001 | ZSPR_ACT | ZSPR | NOS | 1 | 108695.65 | INR
2000 | Central Zone, Bhubaneswar | 2200 | EHT (O&M) Circle, Cuttack | 2202 | EHT (O&M) Division, Cuttack | C322 | 220/33 kV GIS Godisahi | 3000000653 | 220kV GIS IVT | GIS.245IVT.A001 | ZSPR_ACT | ZSPR | NOS | 1 | 108695.65 | INR
2000 | Central Zone, Bhubaneswar | 2200 | EHT (O&M) Circle, Cuttack | 2202 | EHT (O&M) Division, Cuttack | C322 | 220/33 kV GIS Godisahi | 3000000654 | 220kV GIS SF6 PRD for CB | GIS.245PRD.A001 | ZSPR_ACT | ZSPR | EA | 1 | 108695.65 | INR
2000 | Central Zone, Bhubaneswar | 2200 | EHT (O&M) Circle, Cuttack | 2202 | EHT (O&M) Division, Cuttack | C322 | 220/33 kV GIS Godisahi | 3000000656 | Tripping/closing coil-220KV GIS | GIS.245SPR.A001 | ZSPR_ACT | ZSPR | NOS | 2 | 217391.3 | INR
2000 | Central Zone, Bhubaneswar | 2200 | EHT (O&M) Circle, Cuttack | 2202 | EHT (O&M) Division, Cuttack | C322 | 220/33 kV GIS Godisahi | 3000000657 | Control valves for 245KV GIS | GIS.245SPR.A002 | ZSPR_ACT | ZSPR | NOS | 1 | 108695.65 | INR
2000 | Central Zone, Bhubaneswar | 2200 | EHT (O&M) Circle, Cuttack | 2202 | EHT (O&M) Division, Cuttack | C322 | 220/33 kV GIS Godisahi | 3000000658 | 220kV GIS Auxiliary contacts for CB | GIS.245SPR.A003 | ZSPR_ACT | ZSPR | NOS | 1 | 108695.65 | INR
2000 | Central Zone, Bhubaneswar | 2200 | EHT (O&M) Circle, Cuttack | 2202 | EHT (O&M) Division, Cuttack | C322 | 220/33 kV GIS Godisahi | 3000000660 | spring charge motor for CB(220 KV GIS) | GIS.245SPR.A005 | ZSPR_ACT | ZSPR | NOS | 1 | 108695.65 | INR
2000 | Central Zone, Bhubaneswar | 2200 | EHT (O&M) Circle, Cuttack | 2202 | EHT (O&M) Division, Cuttack | C322 | 220/33 kV GIS Godisahi | 3000000661 | 220kV GIS Complete drive mech.DS&GS | GIS.245SPR.A006 | ZSPR_ACT | ZSPR | SET | 1 | 108695.65 | INR
2000 | Central Zone, Bhubaneswar | 2200 | EHT (O&M) Circle, Cuttack | 2202 | EHT (O&M) Division, Cuttack | C322 | 220/33 kV GIS Godisahi | 3000000662 | 220kV GIS Motor for DS&GS | GIS.245SPR.A007 | ZSPR_ACT | ZSPR | NOS | 1 | 108695.65 | INR
2000 | Central Zone, Bhubaneswar | 2200 | EHT (O&M) Circle, Cuttack | 2202 | EHT (O&M) Division, Cuttack | C322 | 220/33 kV GIS Godisahi | 3000000663 | 220KV GIS Complete drive mech. for FAGS | GIS.245SPR.A008 | ZSPR_ACT | ZSPR | NOS | 2 | 217391.3 | INR
2000 | Central Zone, Bhubaneswar | 2200 | EHT (O&M) Circle, Cuttack | 2202 | EHT (O&M) Division, Cuttack | C322 | 220/33 kV GIS Godisahi | 3000000664 | 220KV GIS Motor for FAGS | GIS.245SPR.A009 | ZSPR_ACT | ZSPR | NOS | 1 | 108695.65 | INR
2000 | Central Zone, Bhubaneswar | 2200 | EHT (O&M) Circle, Cuttack | 2202 | EHT (O&M) Division, Cuttack | C322 | 220/33 kV GIS Godisahi | 3000000665 | 220KV GIS Rupture disc for CB/PT | GIS.245SPR.A010 | ZSPR_ACT | ZSPR | NOS | 1 | 108695.65 | INR
2000 | Central Zone, Bhubaneswar | 2200 | EHT (O&M) Circle, Cuttack | 2202 | EHT (O&M) Division, Cuttack | C322 | 220/33 kV GIS Godisahi | 3000000666 | Set of spares for LCC-220KV GIS | GIS.245SPR.A011 | ZSPR_ACT | ZSPR | SET | 1 | 108695.65 | INR
2000 | Central Zone, Bhubaneswar | 2200 | EHT (O&M) Circle, Cuttack | 2202 | EHT (O&M) Division, Cuttack | C322 | 220/33 kV GIS Godisahi | 3000000667 | Rupture disc oth compartments(220KV GIS) | GIS.245SPR.A012 | ZSPR_ACT | ZSPR | NOS | 1 | 108695.65 | INR
2000 | Central Zone, Bhubaneswar | 2200 | EHT (O&M) Circle, Cuttack | 2202 | EHT (O&M) Division, Cuttack | C322 | 220/33 kV GIS Godisahi | 3000000671 | Density monitors for CB-220KV GIS | GIS.245SPR.A016 | ZSPR_ACT | ZSPR | NOS | 1 | 108695.65 | INR
2000 | Central Zone, Bhubaneswar | 2200 | EHT (O&M) Circle, Cuttack | 2202 | EHT (O&M) Division, Cuttack | C322 | 220/33 kV GIS Godisahi | 3000000674 | LS&A contacts-245KV GIS DS & ES | GIS.245SPR.A019 | ZSPR_ACT | ZSPR | NOS | 2 | 217391.3 | INR
2000 | Central Zone, Bhubaneswar | 2200 | EHT (O&M) Circle, Cuttack | 2202 | EHT (O&M) Division, Cuttack | C322 | 220/33 kV GIS Godisahi | 3000000677 | 245KV GIS Bus support insulator | GIS.245SPR.A022 | ZSPR_ACT | ZSPR | EA | 1 | 108695.65 | INR
2000 | Central Zone, Bhubaneswar | 2200 | EHT (O&M) Circle, Cuttack | 2202 | EHT (O&M) Division, Cuttack | C322 | 220/33 kV GIS Godisahi | 3000000692 | 220kV GIS Bus housing assembled | GIS.245SPRBA.A005 | ZSPR_ACT | ZSPR | SET | 1 | 108695.65 | INR
2000 | Central Zone, Bhubaneswar | 2200 | EHT (O&M) Circle, Cuttack | 2202 | EHT (O&M) Division, Cuttack | C322 | 220/33 kV GIS Godisahi | 3000000697 | 33kV GIS SP CT | GIS.36CT.A001 | ZSPR_ACT | ZSPR | SET | 3 | 74856.25 | INR
2000 | Central Zone, Bhubaneswar | 2200 | EHT (O&M) Circle, Cuttack | 2202 | EHT (O&M) Division, Cuttack | C322 | 220/33 kV GIS Godisahi | 3000000698 | 33KV GIS SP IVT | GIS.36IVT.A001 | ZSPR_ACT | ZSPR | SET | 1 | 24952.08 | INR
2000 | Central Zone, Bhubaneswar | 2200 | EHT (O&M) Circle, Cuttack | 2202 | EHT (O&M) Division, Cuttack | C322 | 220/33 kV GIS Godisahi | 3000000703 | LS&Auxiliary contacts for 33KV GIS DS&ES | GIS.36SPR.A005 | ZSPR_ACT | ZSPR | SET | 3 | 74856.24 | INR
2000 | Central Zone, Bhubaneswar | 2200 | EHT (O&M) Circle, Cuttack | 2202 | EHT (O&M) Division, Cuttack | C322 | 220/33 kV GIS Godisahi | 3000000704 | 33kV GIS SCM of CB | GIS.36SPR.A006 | ZSPR_ACT | ZSPR | SET | 1 | 24952.08 | INR
2000 | Central Zone, Bhubaneswar | 2200 | EHT (O&M) Circle, Cuttack | 2202 | EHT (O&M) Division, Cuttack | C322 | 220/33 kV GIS Godisahi | 3000000705 | 33kV GIS-Complete drive mech. for DS&GS | GIS.36SPR.A007 | ZSPR_ACT | ZSPR | SET | 2 | 49904.16 | INR
2000 | Central Zone, Bhubaneswar | 2200 | EHT (O&M) Circle, Cuttack | 2202 | EHT (O&M) Division, Cuttack | C322 | 220/33 kV GIS Godisahi | 3000000706 | 33kV GIS Motor for DS&GS | GIS.36SPR.A008 | ZSPR_ACT | ZSPR | SET | 2 | 49904.17 | INR
2000 | Central Zone, Bhubaneswar | 2200 | EHT (O&M) Circle, Cuttack | 2202 | EHT (O&M) Division, Cuttack | C322 | 220/33 kV GIS Godisahi | 3000000707 | 33kv GIS set of spares for LCC | GIS.36SPR.A009 | ZSPR_ACT | ZSPR | SET | 1 | 24952.08 | INR
2000 | Central Zone, Bhubaneswar | 2200 | EHT (O&M) Circle, Cuttack | 2202 | EHT (O&M) Division, Cuttack | C322 | 220/33 kV GIS Godisahi | 3000000709 | 33kV GIS SF6 PG | GIS.36SPR.A011 | ZSPR_ACT | ZSPR | NOS | 1 | 24952.08 | INR
2000 | Central Zone, Bhubaneswar | 2200 | EHT (O&M) Circle, Cuttack | 2202 | EHT (O&M) Division, Cuttack | C322 | 220/33 kV GIS Godisahi | 3000000712 | Rupture disc for CB/IVT-36kV GIS | GIS.36SPR.A014 | ZSPR_ACT | ZSPR | SET | 2 | 49904.16 | INR
2000 | Central Zone, Bhubaneswar | 2200 | EHT (O&M) Circle, Cuttack | 2202 | EHT (O&M) Division, Cuttack | CL24 | 220/132/33 kV T/L S/S S/D Cuttack_Line | 3000000740 | DS HARDWARE FITTING ACSR ZEBRA | HWF.DS.A003 | ZSPR_ACT | ZSPR | NOS | 10 | 49229.9 | INR
2000 | Central Zone, Bhubaneswar | 2200 | EHT (O&M) Circle, Cuttack | 2202 | EHT (O&M) Division, Cuttack | CL23 | 220/132/33 kV T/L S/S S/D Bidanasi_Line | 3000000740 | DS HARDWARE FITTING ACSR ZEBRA | HWF.DS.A003 | ZSPR_ACT | ZSPR | NOS | 84 | 413531.18 | INR
2000 | Central Zone, Bhubaneswar | 2200 | EHT (O&M) Circle, Cuttack | 2202 | EHT (O&M) Division, Cuttack | CL24 | 220/132/33 kV T/L S/S S/D Cuttack_Line | 3000000743 | DS HWF FOR AAAC PANTHER CONDUCTOR | HWF.DS.A009 | ZSPR_ACT | ZSPR | NOS | 8 | 3280 | INR
2000 | Central Zone, Bhubaneswar | 2200 | EHT (O&M) Circle, Cuttack | 2202 | EHT (O&M) Division, Cuttack | CL27 | 132/33 kV T/L S/S S/D Jagatsinghpur_Line | 3000000748 | DS HWF AGS for 90 KN insulator | HWF.DS.A016 | ZSPR_ACT | ZSPR | SET | 21 | 52919.58 | INR
2000 | Central Zone, Bhubaneswar | 2200 | EHT (O&M) Circle, Cuttack | 2202 | EHT (O&M) Division, Cuttack | CL27 | 132/33 kV T/L S/S S/D Jagatsinghpur_Line | 3000000799 | DT Hard ware fittings -120 KN insulator | HWF.DT.A002 | ZSPR_ACT | ZSPR | NOS | 17 | 66509.61 | INR
2000 | Central Zone, Bhubaneswar | 2200 | EHT (O&M) Circle, Cuttack | 2202 | EHT (O&M) Division, Cuttack | CL24 | 220/132/33 kV T/L S/S S/D Cuttack_Line | 3000000800 | DT HARDWARE FITTING ACSR ZEBRA | HWF.DT.A003 | ZSPR_ACT | ZSPR | NOS | 10 | 51322.9 | INR
2000 | Central Zone, Bhubaneswar | 2200 | EHT (O&M) Circle, Cuttack | 2202 | EHT (O&M) Division, Cuttack | CL23 | 220/132/33 kV T/L S/S S/D Bidanasi_Line | 3000000801 | DT HARDWARE FITTING ACSR MOOSE | HWF.DT.A004 | ZSPR_ACT | ZSPR | NOS | 1 | 5466.65 | INR
2000 | Central Zone, Bhubaneswar | 2200 | EHT (O&M) Circle, Cuttack | 2202 | EHT (O&M) Division, Cuttack | CL24 | 220/132/33 kV T/L S/S S/D Cuttack_Line | 3000000804 | DT HARDWARE FITTING AAAC PANTHER | HWF.DT.A009 | ZSPR_ACT | ZSPR | NOS | 6 | 1860 | INR
2000 | Central Zone, Bhubaneswar | 2200 | EHT (O&M) Circle, Cuttack | 2202 | EHT (O&M) Division, Cuttack | CL23 | 220/132/33 kV T/L S/S S/D Bidanasi_Line | 3000000805 | DT HARDWARE FITTING AAAC ZEBRA | HWF.DT.A010 | ZSPR_ACT | ZSPR | NOS | 158 | 548253.68 | INR
2000 | Central Zone, Bhubaneswar | 2200 | EHT (O&M) Circle, Cuttack | 2202 | EHT (O&M) Division, Cuttack | CL23 | 220/132/33 kV T/L S/S S/D Bidanasi_Line | 3000000824 | SUSPENSION CLAMP FOR 7/3.15MM EARTHWIRE | HWF.SC.EW.A002 | ZSPR_ACT | ZSPR | NOS | 34 | 45630.38 | INR
2000 | Central Zone, Bhubaneswar | 2200 | EHT (O&M) Circle, Cuttack | 2202 | EHT (O&M) Division, Cuttack | CL27 | 132/33 kV T/L S/S S/D Jagatsinghpur_Line | 3000000846 | SS HARDWARE FITTING ACSR PANTHER | HWF.SS.A002 | ZSPR_ACT | ZSPR | NOS | 34 | 46031.24 | INR
2000 | Central Zone, Bhubaneswar | 2200 | EHT (O&M) Circle, Cuttack | 2202 | EHT (O&M) Division, Cuttack | C325 | 132/33 kV T/L S/S S/D Phulnakhara | 3000000846 | SS HARDWARE FITTING ACSR PANTHER | HWF.SS.A002 | ZSPR_ACT | ZSPR | NOS | 1 | 1353.86 | INR
2000 | Central Zone, Bhubaneswar | 2200 | EHT (O&M) Circle, Cuttack | 2202 | EHT (O&M) Division, Cuttack | CL24 | 220/132/33 kV T/L S/S S/D Cuttack_Line | 3000000847 | SS HARDWARE FITTING ACSR ZEBRA | HWF.SS.A003 | ZSPR_ACT | ZSPR | NOS | 10 | 28760.04 | INR
2000 | Central Zone, Bhubaneswar | 2200 | EHT (O&M) Circle, Cuttack | 2202 | EHT (O&M) Division, Cuttack | CL23 | 220/132/33 kV T/L S/S S/D Bidanasi_Line | 3000000847 | SS HARDWARE FITTING ACSR ZEBRA | HWF.SS.A003 | ZSPR_ACT | ZSPR | NOS | 81 | 232956.32 | INR
2000 | Central Zone, Bhubaneswar | 2200 | EHT (O&M) Circle, Cuttack | 2202 | EHT (O&M) Division, Cuttack | C326 | 132/33 kV T/L S/S S/D Brajabiharipur | 3000000848 | SS H/W Fitting ACSR Moose | HWF.SS.A004 | ZSPR_ACT | ZSPR | NOS | 12 | 50268 | INR
2000 | Central Zone, Bhubaneswar | 2200 | EHT (O&M) Circle, Cuttack | 2202 | EHT (O&M) Division, Cuttack | CL23 | 220/132/33 kV T/L S/S S/D Bidanasi_Line | 3000000850 | SS HARDWARE FITTING ACSR TWIN MOOSE | HWF.SS.A006 | ZSPR_ACT | ZSPR | NOS | 26 | 35200.36 | INR
2000 | Central Zone, Bhubaneswar | 2200 | EHT (O&M) Circle, Cuttack | 2202 | EHT (O&M) Division, Cuttack | CL23 | 220/132/33 kV T/L S/S S/D Bidanasi_Line | 3000000852 | SS HARDWARE FITTING AAAC ZEBRA | HWF.SS.A010 | ZSPR_ACT | ZSPR | NOS | 17 | 35394 | INR
2000 | Central Zone, Bhubaneswar | 2200 | EHT (O&M) Circle, Cuttack | 2202 | EHT (O&M) Division, Cuttack | CL27 | 132/33 kV T/L S/S S/D Jagatsinghpur_Line | 3000000857 | SS HWF AGS type for 90 KN insulator | HWF.SS.A016 | ZSPR_ACT | ZSPR | NOS | 40 | 82300 | INR
2000 | Central Zone, Bhubaneswar | 2200 | EHT (O&M) Circle, Cuttack | 2202 | EHT (O&M) Division, Cuttack | CL23 | 220/132/33 kV T/L S/S S/D Bidanasi_Line | 3000000863 | 132kV SS string for Zebra conductor | HWF.SS.B010 | ZSPR_ACT | ZSPR | NOS | 1 | 1500 | INR
2000 | Central Zone, Bhubaneswar | 2200 | EHT (O&M) Circle, Cuttack | 2202 | EHT (O&M) Division, Cuttack | CL27 | 132/33 kV T/L S/S S/D Jagatsinghpur_Line | 3000000877 | ST Hard wares fittings 120KN insulator | HWF.ST.A002 | ZSPR_ACT | ZSPR | NOS | 61 | 160018.7 | INR
2000 | Central Zone, Bhubaneswar | 2200 | EHT (O&M) Circle, Cuttack | 2202 | EHT (O&M) Division, Cuttack | C326 | 132/33 kV T/L S/S S/D Brajabiharipur | 3000000877 | ST Hard wares fittings 120KN insulator | HWF.ST.A002 | ZSPR_ACT | ZSPR | NOS | 26 | 68204.69 | INR
2000 | Central Zone, Bhubaneswar | 2200 | EHT (O&M) Circle, Cuttack | 2202 | EHT (O&M) Division, Cuttack | CL24 | 220/132/33 kV T/L S/S S/D Cuttack_Line | 3000000878 | ST HWF FOR ACSR ZEBRA | HWF.ST.A003 | ZSPR_ACT | ZSPR | NOS | 10 | 20330.22 | INR
2000 | Central Zone, Bhubaneswar | 2200 | EHT (O&M) Circle, Cuttack | 2202 | EHT (O&M) Division, Cuttack | C327 | 132/33 kV T/L S/S S/D Jagatsinghpur | 3000000878 | ST HWF FOR ACSR ZEBRA | HWF.ST.A003 | ZSPR_ACT | ZSPR | NOS | 9 | 18297.19 | INR
2000 | Central Zone, Bhubaneswar | 2200 | EHT (O&M) Circle, Cuttack | 2202 | EHT (O&M) Division, Cuttack | C326 | 132/33 kV T/L S/S S/D Brajabiharipur | 3000000879 | Single Tension H/W Fitting ACSR Moose | HWF.ST.A004 | ZSPR_ACT | ZSPR | SET | 6 | 31939.26 | INR
2000 | Central Zone, Bhubaneswar | 2200 | EHT (O&M) Circle, Cuttack | 2202 | EHT (O&M) Division, Cuttack | C327 | 132/33 kV T/L S/S S/D Jagatsinghpur | 3000000879 | Single Tension H/W Fitting ACSR Moose | HWF.ST.A004 | ZSPR_ACT | ZSPR | SET | 6 | 31939.26 | INR
2000 | Central Zone, Bhubaneswar | 2200 | EHT (O&M) Circle, Cuttack | 2202 | EHT (O&M) Division, Cuttack | C324 | 220/132/33 kV T/L S/S S/D Cuttack | 3000000881 | ST HARDWARE FITTING ACSR TWIN MOOSE | HWF.ST.A006 | ZSPR_ACT | ZSPR | NOS | 6 | 23533.2 | INR
2000 | Central Zone, Bhubaneswar | 2200 | EHT (O&M) Circle, Cuttack | 2202 | EHT (O&M) Division, Cuttack | CL23 | 220/132/33 kV T/L S/S S/D Bidanasi_Line | 3000000884 | ST HARDWARE FITTING AAAC ZEBRA | HWF.ST.A010 | ZSPR_ACT | ZSPR | NOS | 20 | 42351.2 | INR
2000 | Central Zone, Bhubaneswar | 2200 | EHT (O&M) Circle, Cuttack | 2202 | EHT (O&M) Division, Cuttack | CL23 | 220/132/33 kV T/L S/S S/D Bidanasi_Line | 3000000894 | DEAD END CLAMP OF ST HWF FOR ACSR ZEBRA | HWF.ST.C003 | ZSPR_ACT | ZSPR | NOS | 4 | 2600 | INR
2000 | Central Zone, Bhubaneswar | 2200 | EHT (O&M) Circle, Cuttack | 2202 | EHT (O&M) Division, Cuttack | CL23 | 220/132/33 kV T/L S/S S/D Bidanasi_Line | 3000000906 | TENSION CLAMP FOR EARTHWIRE | HWF.TC.EW.A002 | ZSPR_ACT | ZSPR | NOS | 4 | 13582.6 | INR
2000 | Central Zone, Bhubaneswar | 2200 | EHT (O&M) Circle, Cuttack | 2202 | EHT (O&M) Division, Cuttack | CL27 | 132/33 kV T/L S/S S/D Jagatsinghpur_Line | 3000000906 | TENSION CLAMP FOR EARTHWIRE | HWF.TC.EW.A002 | ZSPR_ACT | ZSPR | NOS | 15 | 50934.75 | INR
2000 | Central Zone, Bhubaneswar | 2200 | EHT (O&M) Circle, Cuttack | 2202 | EHT (O&M) Division, Cuttack | CL23 | 220/132/33 kV T/L S/S S/D Bidanasi_Line | 3000000909 | U CLAMP | HWF.UC.EW.A002 | ZSPR_ACT | ZSPR | NOS | 11 | 1900.25 | INR
2000 | Central Zone, Bhubaneswar | 2200 | EHT (O&M) Circle, Cuttack | 2202 | EHT (O&M) Division, Cuttack | C324 | 220/132/33 kV T/L S/S S/D Cuttack | 3000000925 | ROTARY SWITCH | ILWR.SWITCH.G001 | ZSPR_ACT | ZSPR | NOS | 1 | 1130 | INR
2000 | Central Zone, Bhubaneswar | 2200 | EHT (O&M) Circle, Cuttack | 2202 | EHT (O&M) Division, Cuttack | CL24 | 220/132/33 kV T/L S/S S/D Cuttack_Line | 3000000931 | 90KN ANTIFOG DISC INSULATOR | INS.AF.DISC.B002 | ZSPR_ACT | ZSPR | NOS | 32 | 9182.08 | INR
2000 | Central Zone, Bhubaneswar | 2200 | EHT (O&M) Circle, Cuttack | 2202 | EHT (O&M) Division, Cuttack | CL27 | 132/33 kV T/L S/S S/D Jagatsinghpur_Line | 3000000934 | 90KN 132KV ANTIFOG LONG ROD | INS.AF.LR.D002 | ZSPR_ACT | ZSPR | NOS | 31 | 170075.3 | INR
2000 | Central Zone, Bhubaneswar | 2200 | EHT (O&M) Circle, Cuttack | 2202 | EHT (O&M) Division, Cuttack | C326 | 132/33 kV T/L S/S S/D Brajabiharipur | 3000000943 | 33 KV Bus Post Insulator | INS.POR.BPI.C001 | ZSPR_ACT | ZSPR | NOS | 1 | 3116.06 | INR
2000 | Central Zone, Bhubaneswar | 2200 | EHT (O&M) Circle, Cuttack | 2202 | EHT (O&M) Division, Cuttack | C323 | 220/132/33 kV T/L S/S S/D Bidanasi | 3000000944 | 132 KV BUS POST INSULATORS | INS.POR.BPI.D001 | ZSPR_ACT | ZSPR | NOS | 4 | 21166.4 | INR
2000 | Central Zone, Bhubaneswar | 2200 | EHT (O&M) Circle, Cuttack | 2202 | EHT (O&M) Division, Cuttack | C326 | 132/33 kV T/L S/S S/D Brajabiharipur | 3000000944 | 132 KV BUS POST INSULATORS | INS.POR.BPI.D001 | ZSPR_ACT | ZSPR | NOS | 2 | 10583.2 | INR
2000 | Central Zone, Bhubaneswar | 2200 | EHT (O&M) Circle, Cuttack | 2202 | EHT (O&M) Division, Cuttack | C324 | 220/132/33 kV T/L S/S S/D Cuttack | 3000000944 | 132 KV BUS POST INSULATORS | INS.POR.BPI.D001 | ZSPR_SCRAP | ZSPR | NOS | 22 | 6357.78 | INR
2000 | Central Zone, Bhubaneswar | 2200 | EHT (O&M) Circle, Cuttack | 2202 | EHT (O&M) Division, Cuttack | C323 | 220/132/33 kV T/L S/S S/D Bidanasi | 3000000945 | 220KV Bus Post Insulator | INS.POR.BPI.E001 | ZSPR_ACT | ZSPR | NOS | 2 | 500 | INR
2000 | Central Zone, Bhubaneswar | 2200 | EHT (O&M) Circle, Cuttack | 2202 | EHT (O&M) Division, Cuttack | C324 | 220/132/33 kV T/L S/S S/D Cuttack | 3000000947 | 90KN PORCELAIN DISC INSULATOR | INS.POR.DISC.B002 | ZSPR_ACT | ZSPR | NOS | 80 | 21668 | INR
2000 | Central Zone, Bhubaneswar | 2200 | EHT (O&M) Circle, Cuttack | 2202 | EHT (O&M) Division, Cuttack | CL24 | 220/132/33 kV T/L S/S S/D Cuttack_Line | 3000000948 | 120KN PORCELAIN DISC INSULATOR | INS.POR.DISC.B003 | ZSPR_ACT | ZSPR | NOS | 22 | 2647.04 | INR
2000 | Central Zone, Bhubaneswar | 2200 | EHT (O&M) Circle, Cuttack | 2202 | EHT (O&M) Division, Cuttack | C325 | 132/33 kV T/L S/S S/D Phulnakhara | 3000000948 | 120KN PORCELAIN DISC INSULATOR | INS.POR.DISC.B003 | ZSPR_ACT | ZSPR | NOS | 20 | 2406.4 | INR
2000 | Central Zone, Bhubaneswar | 2200 | EHT (O&M) Circle, Cuttack | 2202 | EHT (O&M) Division, Cuttack | CL23 | 220/132/33 kV T/L S/S S/D Bidanasi_Line | 3000000948 | 120KN PORCELAIN DISC INSULATOR | INS.POR.DISC.B003 | ZSPR_ACT | ZSPR | NOS | 110 | 13235.2 | INR
2000 | Central Zone, Bhubaneswar | 2200 | EHT (O&M) Circle, Cuttack | 2202 | EHT (O&M) Division, Cuttack | CL24 | 220/132/33 kV T/L S/S S/D Cuttack_Line | 3000000949 | 160KN PORCELAIN DISC INSULATOR | INS.POR.DISC.B004 | ZSPR_ACT | ZSPR | NOS | 20 | 430.2 | INR
2000 | Central Zone, Bhubaneswar | 2200 | EHT (O&M) Circle, Cuttack | 2202 | EHT (O&M) Division, Cuttack | CL23 | 220/132/33 kV T/L S/S S/D Bidanasi_Line | 3000000949 | 160KN PORCELAIN DISC INSULATOR | INS.POR.DISC.B004 | ZSPR_ACT | ZSPR | NOS | 180 | 3871.8 | INR
2000 | Central Zone, Bhubaneswar | 2200 | EHT (O&M) Circle, Cuttack | 2202 | EHT (O&M) Division, Cuttack | CL24 | 220/132/33 kV T/L S/S S/D Cuttack_Line | 3000000953 | 90KN 220KV PORCELAIN LONG ROD | INS.POR.LR.B001 | ZSPR_ACT | ZSPR | NOS | 80 | 965791.83 | INR
2000 | Central Zone, Bhubaneswar | 2200 | EHT (O&M) Circle, Cuttack | 2202 | EHT (O&M) Division, Cuttack | CL23 | 220/132/33 kV T/L S/S S/D Bidanasi_Line | 3000000953 | 90KN 220KV PORCELAIN LONG ROD | INS.POR.LR.B001 | ZSPR_ACT | ZSPR | NOS | 110 | 1327963.77 | INR
2000 | Central Zone, Bhubaneswar | 2200 | EHT (O&M) Circle, Cuttack | 2202 | EHT (O&M) Division, Cuttack | CL24 | 220/132/33 kV T/L S/S S/D Cuttack_Line | 3000000954 | 132KV LR 90KN PORCELAIN INSULATOR | INS.POR.LR.D002 | ZSPR_ACT | ZSPR | NOS | 2 | 11400 | INR
2000 | Central Zone, Bhubaneswar | 2200 | EHT (O&M) Circle, Cuttack | 2202 | EHT (O&M) Division, Cuttack | CL27 | 132/33 kV T/L S/S S/D Jagatsinghpur_Line | 3000000955 | 120KN 132 KV PORCELAIN LONG ROD | INS.POR.LR.D003 | ZSPR_ACT | ZSPR | NOS | 86 | 195269.14 | INR
2000 | Central Zone, Bhubaneswar | 2200 | EHT (O&M) Circle, Cuttack | 2202 | EHT (O&M) Division, Cuttack | CL24 | 220/132/33 kV T/L S/S S/D Cuttack_Line | 3000000955 | 120KN 132 KV PORCELAIN LONG ROD | INS.POR.LR.D003 | ZSPR_ACT | ZSPR | NOS | 4 | 9082.29 | INR
2000 | Central Zone, Bhubaneswar | 2200 | EHT (O&M) Circle, Cuttack | 2202 | EHT (O&M) Division, Cuttack | C326 | 132/33 kV T/L S/S S/D Brajabiharipur | 3000000955 | 120KN 132 KV PORCELAIN LONG ROD | INS.POR.LR.D003 | ZSPR_ACT | ZSPR | NOS | 1 | 2270.57 | INR
2000 | Central Zone, Bhubaneswar | 2200 | EHT (O&M) Circle, Cuttack | 2202 | EHT (O&M) Division, Cuttack | CL23 | 220/132/33 kV T/L S/S S/D Bidanasi_Line | 3000000956 | 120KN 220 KV PORCELAIN LONG ROD | INS.POR.LR.E003 | ZSPR_ACT | ZSPR | NOS | 372 | 6592208.04 | INR
2000 | Central Zone, Bhubaneswar | 2200 | EHT (O&M) Circle, Cuttack | 2202 | EHT (O&M) Division, Cuttack | CL24 | 220/132/33 kV T/L S/S S/D Cuttack_Line | 3000000957 | 160KN 132 KV PORCELAIN LONG ROD | INS.POR.LR.E004 | ZSPR_ACT | ZSPR | NOS | 80 | 1310706.4 | INR
2000 | Central Zone, Bhubaneswar | 2200 | EHT (O&M) Circle, Cuttack | 2202 | EHT (O&M) Division, Cuttack | CL23 | 220/132/33 kV T/L S/S S/D Bidanasi_Line | 3000000982 | ALLUMINIUM BINDING TAPE | MISC.ALBINDTAPE.A001 | ZSPR_ACT | ZSPR | KG | 24 | 3493.44 | INR
2000 | Central Zone, Bhubaneswar | 2200 | EHT (O&M) Circle, Cuttack | 2202 | EHT (O&M) Division, Cuttack | C323 | 220/132/33 kV T/L S/S S/D Bidanasi | 3000000992 | PT/IVT/CVT CONSOLE BOX | MISC.CONSOLE.A001 | ZSPR_SCRAP | ZSPR | NOS | 6 | 12000 | INR
2000 | Central Zone, Bhubaneswar | 2200 | EHT (O&M) Circle, Cuttack | 2202 | EHT (O&M) Division, Cuttack | C326 | 132/33 kV T/L S/S S/D Brajabiharipur | 3000000992 | PT/IVT/CVT CONSOLE BOX | MISC.CONSOLE.A001 | ZSPR_ACT | ZSPR | NOS | 1 | 11441.25 | INR
2000 | Central Zone, Bhubaneswar | 2200 | EHT (O&M) Circle, Cuttack | 2202 | EHT (O&M) Division, Cuttack | C323 | 220/132/33 kV T/L S/S S/D Bidanasi | 3000000996 | CT CONSOLE BOX | MISC.CT.CONSOLE.A001 | ZSPR_SCRAP | ZSPR | NOS | 31 | 211248.03 | INR
2000 | Central Zone, Bhubaneswar | 2200 | EHT (O&M) Circle, Cuttack | 2202 | EHT (O&M) Division, Cuttack | C323 | 220/132/33 kV T/L S/S S/D Bidanasi | 3000000996 | CT CONSOLE BOX | MISC.CT.CONSOLE.A001 | ZSPR_ACT | ZSPR | NOS | 1 | 5957.27 | INR
2000 | Central Zone, Bhubaneswar | 2200 | EHT (O&M) Circle, Cuttack | 2202 | EHT (O&M) Division, Cuttack | C327 | 132/33 kV T/L S/S S/D Jagatsinghpur | 3000001002 | EMPTY Tfr OIL BARREL | MISC.EMPTYBRL.A001 | ZSPR_ACT | ZSPR | NOS | 86 | 18486.56 | INR
2000 | Central Zone, Bhubaneswar | 2200 | EHT (O&M) Circle, Cuttack | 2202 | EHT (O&M) Division, Cuttack | C327 | 132/33 kV T/L S/S S/D Jagatsinghpur | 3000001007 | FLEXIBLE COPPER EARTH BOND | MISC.FL.CU.BOND.A001 | ZSPR_ACT | ZSPR | NOS | 80 | 92456.6 | INR
2000 | Central Zone, Bhubaneswar | 2200 | EHT (O&M) Circle, Cuttack | 2202 | EHT (O&M) Division, Cuttack | C325 | 132/33 kV T/L S/S S/D Phulnakhara | 3000001007 | FLEXIBLE COPPER EARTH BOND | MISC.FL.CU.BOND.A001 | ZSPR_ACT | ZSPR | NOS | 70 | 80899.52 | INR
2000 | Central Zone, Bhubaneswar | 2200 | EHT (O&M) Circle, Cuttack | 2202 | EHT (O&M) Division, Cuttack | C324 | 220/132/33 kV T/L S/S S/D Cuttack | 3000001007 | FLEXIBLE COPPER EARTH BOND | MISC.FL.CU.BOND.A001 | ZSPR_ACT | ZSPR | NOS | 8 | 9245.66 | INR
2000 | Central Zone, Bhubaneswar | 2200 | EHT (O&M) Circle, Cuttack | 2202 | EHT (O&M) Division, Cuttack | C323 | 220/132/33 kV T/L S/S S/D Bidanasi | 3000001007 | FLEXIBLE COPPER EARTH BOND | MISC.FL.CU.BOND.A001 | ZSPR_ACT | ZSPR | NOS | 14 | 16179.9 | INR
2000 | Central Zone, Bhubaneswar | 2200 | EHT (O&M) Circle, Cuttack | 2202 | EHT (O&M) Division, Cuttack | CL23 | 220/132/33 kV T/L S/S S/D Bidanasi_Line | 3000001026 | MS PLATE | MISC.MS PLATE.A001 | ZSPR_ACT | ZSPR | NOS | 55 | 3014.55 | INR
2000 | Central Zone, Bhubaneswar | 2200 | EHT (O&M) Circle, Cuttack | 2202 | EHT (O&M) Division, Cuttack | C323 | 220/132/33 kV T/L S/S S/D Bidanasi | 3000001036 | ISOLATOR PAD PLATE | MISC.PADPLATE.A001 | ZSPR_ACT | ZSPR | NOS | 66 | 32047.62 | INR
2000 | Central Zone, Bhubaneswar | 2200 | EHT (O&M) Circle, Cuttack | 2202 | EHT (O&M) Division, Cuttack | C327 | 132/33 kV T/L S/S S/D Jagatsinghpur | 3000001038 | 90 LB RAIL POLE | MISC.RAILPOLE.A002 | ZSPR_ACT | ZSPR | MT | 1.389 | 39541.18 | INR
2000 | Central Zone, Bhubaneswar | 2200 | EHT (O&M) Circle, Cuttack | 2202 | EHT (O&M) Division, Cuttack | C323 | 220/132/33 kV T/L S/S S/D Bidanasi | 3000001051 | 12 MM POLYPROPELENE ROPE | MISC.ROPE.B001 | ZSPR_ACT | ZSPR | KG | 30 | 3969.73 | INR
2000 | Central Zone, Bhubaneswar | 2200 | EHT (O&M) Circle, Cuttack | 2202 | EHT (O&M) Division, Cuttack | C324 | 220/132/33 kV T/L S/S S/D Cuttack | 3000001051 | 12 MM POLYPROPELENE ROPE | MISC.ROPE.B001 | ZSPR_ACT | ZSPR | KG | 20 | 2646.49 | INR
2000 | Central Zone, Bhubaneswar | 2200 | EHT (O&M) Circle, Cuttack | 2202 | EHT (O&M) Division, Cuttack | C326 | 132/33 kV T/L S/S S/D Brajabiharipur | 3000001051 | 12 MM POLYPROPELENE ROPE | MISC.ROPE.B001 | ZSPR_ACT | ZSPR | KG | 42.45 | 5617.17 | INR
2000 | Central Zone, Bhubaneswar | 2200 | EHT (O&M) Circle, Cuttack | 2202 | EHT (O&M) Division, Cuttack | CL27 | 132/33 kV T/L S/S S/D Jagatsinghpur_Line | 3000001051 | 12 MM POLYPROPELENE ROPE | MISC.ROPE.B001 | ZSPR_ACT | ZSPR | KG | 45 | 5954.6 | INR
2000 | Central Zone, Bhubaneswar | 2200 | EHT (O&M) Circle, Cuttack | 2202 | EHT (O&M) Division, Cuttack | CL27 | 132/33 kV T/L S/S S/D Jagatsinghpur_Line | 3000001052 | 16 MM POLYPROPELENE ROPE | MISC.ROPE.B002 | ZSPR_ACT | ZSPR | KG | 20 | 1757.19 | INR
2000 | Central Zone, Bhubaneswar | 2200 | EHT (O&M) Circle, Cuttack | 2202 | EHT (O&M) Division, Cuttack | C326 | 132/33 kV T/L S/S S/D Brajabiharipur | 3000001052 | 16 MM POLYPROPELENE ROPE | MISC.ROPE.B002 | ZSPR_ACT | ZSPR | KG | 51.5 | 4524.76 | INR
2000 | Central Zone, Bhubaneswar | 2200 | EHT (O&M) Circle, Cuttack | 2202 | EHT (O&M) Division, Cuttack | C323 | 220/132/33 kV T/L S/S S/D Bidanasi | 3000001052 | 16 MM POLYPROPELENE ROPE | MISC.ROPE.B002 | ZSPR_ACT | ZSPR | KG | 25.95 | 2279.95 | INR
2000 | Central Zone, Bhubaneswar | 2200 | EHT (O&M) Circle, Cuttack | 2202 | EHT (O&M) Division, Cuttack | CL27 | 132/33 kV T/L S/S S/D Jagatsinghpur_Line | 3000001053 | 18 MM POLYPROPELENE ROPE | MISC.ROPE.B003 | ZSPR_ACT | ZSPR | KG | 20 | 6111 | INR
2000 | Central Zone, Bhubaneswar | 2200 | EHT (O&M) Circle, Cuttack | 2202 | EHT (O&M) Division, Cuttack | CL27 | 132/33 kV T/L S/S S/D Jagatsinghpur_Line | 3000001054 | 20 /22 MM POLYPROPELENE ROPE | MISC.ROPE.B004 | ZSPR_ACT | ZSPR | KG | 30 | 5959.99 | INR
2000 | Central Zone, Bhubaneswar | 2200 | EHT (O&M) Circle, Cuttack | 2202 | EHT (O&M) Division, Cuttack | C326 | 132/33 kV T/L S/S S/D Brajabiharipur | 3000001054 | 20 /22 MM POLYPROPELENE ROPE | MISC.ROPE.B004 | ZSPR_ACT | ZSPR | KG | 40.75 | 8095.66 | INR
2000 | Central Zone, Bhubaneswar | 2200 | EHT (O&M) Circle, Cuttack | 2202 | EHT (O&M) Division, Cuttack | C324 | 220/132/33 kV T/L S/S S/D Cuttack | 3000001054 | 20 /22 MM POLYPROPELENE ROPE | MISC.ROPE.B004 | ZSPR_ACT | ZSPR | KG | 60 | 11919.98 | INR
2000 | Central Zone, Bhubaneswar | 2200 | EHT (O&M) Circle, Cuttack | 2202 | EHT (O&M) Division, Cuttack | CL27 | 132/33 kV T/L S/S S/D Jagatsinghpur_Line | 3000001056 | 24MM POLYPROPELENE ROPE | MISC.ROPE.B007 | ZSPR_ACT | ZSPR | KG | 25 | 2698.75 | INR
2000 | Central Zone, Bhubaneswar | 2200 | EHT (O&M) Circle, Cuttack | 2202 | EHT (O&M) Division, Cuttack | CL23 | 220/132/33 kV T/L S/S S/D Bidanasi_Line | 3000001056 | 24MM POLYPROPELENE ROPE | MISC.ROPE.B007 | ZSPR_ACT | ZSPR | KG | 57 | 6153.15 | INR
2000 | Central Zone, Bhubaneswar | 2200 | EHT (O&M) Circle, Cuttack | 2202 | EHT (O&M) Division, Cuttack | CL23 | 220/132/33 kV T/L S/S S/D Bidanasi_Line | 3000001060 | STEEL ROPE 12 MM | MISC.ROPE.C002 | ZSPR_ACT | ZSPR | KM | 0.1 | 2153 | INR
2000 | Central Zone, Bhubaneswar | 2200 | EHT (O&M) Circle, Cuttack | 2202 | EHT (O&M) Division, Cuttack | C324 | 220/132/33 kV T/L S/S S/D Cuttack | 3000001067 | 50 Kg SF6 gas Cylinder | MISC.SF6CYLNDR.A002 | ZSPR_ACT | ZSPR | NOS | 1 | 43921.1 | INR
2000 | Central Zone, Bhubaneswar | 2200 | EHT (O&M) Circle, Cuttack | 2202 | EHT (O&M) Division, Cuttack | C323 | 220/132/33 kV T/L S/S S/D Bidanasi | 3000001067 | 50 Kg SF6 gas Cylinder | MISC.SF6CYLNDR.A002 | ZSPR_ACT | ZSPR | NOS | 1 | 43921.1 | INR
2000 | Central Zone, Bhubaneswar | 2200 | EHT (O&M) Circle, Cuttack | 2202 | EHT (O&M) Division, Cuttack | C325 | 132/33 kV T/L S/S S/D Phulnakhara | 3000001067 | 50 Kg SF6 gas Cylinder | MISC.SF6CYLNDR.A002 | ZSPR_ACT | ZSPR | NOS | 1 | 43921.1 | INR
2000 | Central Zone, Bhubaneswar | 2200 | EHT (O&M) Circle, Cuttack | 2202 | EHT (O&M) Division, Cuttack | C327 | 132/33 kV T/L S/S S/D Jagatsinghpur | 3000001069 | 7KG SF6 GAS CYLINDER | MISC.SF6CYLNDR.A010 | ZSPR_ACT | ZSPR | NOS | 1 | 1 | INR
2000 | Central Zone, Bhubaneswar | 2200 | EHT (O&M) Circle, Cuttack | 2202 | EHT (O&M) Division, Cuttack | C324 | 220/132/33 kV T/L S/S S/D Cuttack | 3000001074 | 10KG SF6 EMPTY GAS CYLINDER | MISC.SF6CYLNDR.B006 | ZSPR_SCRAP | ZSPR | NOS | 6 | 3000 | INR
2000 | Central Zone, Bhubaneswar | 2200 | EHT (O&M) Circle, Cuttack | 2202 | EHT (O&M) Division, Cuttack | C324 | 220/132/33 kV T/L S/S S/D Cuttack | 3000001078 | SILICAGEL USEFUL FOR Tfr | MISC.SILICAGEL.A001 | ZSPR_ACT | ZSPR | KG | 20 | 186140 | INR
2000 | Central Zone, Bhubaneswar | 2200 | EHT (O&M) Circle, Cuttack | 2202 | EHT (O&M) Division, Cuttack | C327 | 132/33 kV T/L S/S S/D Jagatsinghpur | 3000001094 | NEW EHV GRADE Napthelin based Tfr OIL | MISC.TFROIL.A001 | ZSPR_ACT | ZSPR | L | 600.02 | 66628.31 | INR
2000 | Central Zone, Bhubaneswar | 2200 | EHT (O&M) Circle, Cuttack | 2202 | EHT (O&M) Division, Cuttack | C323 | 220/132/33 kV T/L S/S S/D Bidanasi | 3000001094 | NEW EHV GRADE Napthelin based Tfr OIL | MISC.TFROIL.A001 | ZSPR_ACT | ZSPR | L | 2102 | 233413.42 | INR
2000 | Central Zone, Bhubaneswar | 2200 | EHT (O&M) Circle, Cuttack | 2202 | EHT (O&M) Division, Cuttack | C325 | 132/33 kV T/L S/S S/D Phulnakhara | 3000001094 | NEW EHV GRADE Napthelin based Tfr OIL | MISC.TFROIL.A001 | ZSPR_ACT | ZSPR | L | 418 | 46416.18 | INR
2000 | Central Zone, Bhubaneswar | 2200 | EHT (O&M) Circle, Cuttack | 2202 | EHT (O&M) Division, Cuttack | C324 | 220/132/33 kV T/L S/S S/D Cuttack | 3000001094 | NEW EHV GRADE Napthelin based Tfr OIL | MISC.TFROIL.A001 | ZSPR_ACT | ZSPR | L | 935 | 103825.66 | INR
2000 | Central Zone, Bhubaneswar | 2200 | EHT (O&M) Circle, Cuttack | 2202 | EHT (O&M) Division, Cuttack | C324 | 220/132/33 kV T/L S/S S/D Cuttack | 3000001095 | USED/ OLD Tfr OIL | MISC.TFROIL.A002 | ZSPR_ACT | ZSPR | L | 35704 | 693728.72 | INR
2000 | Central Zone, Bhubaneswar | 2200 | EHT (O&M) Circle, Cuttack | 2202 | EHT (O&M) Division, Cuttack | C324 | 220/132/33 kV T/L S/S S/D Cuttack | 3000001097 | FILTERED Tfr OIL | MISC.TFROIL.A004 | ZSPR_ACT | ZSPR | L | 400 | 30800 | INR
2000 | Central Zone, Bhubaneswar | 2200 | EHT (O&M) Circle, Cuttack | 2202 | EHT (O&M) Division, Cuttack | C325 | 132/33 kV T/L S/S S/D Phulnakhara | 3000001119 | 3P 4WIRE 63.5V 5A APEX UPGRADED METER | MTR.APEX.B004 | ZSPR_ACT | ZSPR | NOS | 2 | 92357 | INR
2000 | Central Zone, Bhubaneswar | 2200 | EHT (O&M) Circle, Cuttack | 2202 | EHT (O&M) Division, Cuttack | C324 | 220/132/33 kV T/L S/S S/D Cuttack | 3000001131 | MVAR Meter along with Transducer | MTR.MVAR.TDCR.A001 | ZSPR_ACT | ZSPR | NOS | 2 | 7842.37 | INR
2000 | Central Zone, Bhubaneswar | 2200 | EHT (O&M) Circle, Cuttack | 2202 | EHT (O&M) Division, Cuttack | C326 | 132/33 kV T/L S/S S/D Brajabiharipur | 3000001131 | MVAR Meter along with Transducer | MTR.MVAR.TDCR.A001 | ZSPR_ACT | ZSPR | NOS | 1 | 3921.19 | INR
2000 | Central Zone, Bhubaneswar | 2200 | EHT (O&M) Circle, Cuttack | 2202 | EHT (O&M) Division, Cuttack | C324 | 220/132/33 kV T/L S/S S/D Cuttack | 3000001134 | Digital MW Meter with externalTransducer | MTR.MW.TDCR.A001 | ZSPR_ACT | ZSPR | NOS | 2 | 10343.56 | INR
2000 | Central Zone, Bhubaneswar | 2200 | EHT (O&M) Circle, Cuttack | 2202 | EHT (O&M) Division, Cuttack | C326 | 132/33 kV T/L S/S S/D Brajabiharipur | 3000001134 | Digital MW Meter with externalTransducer | MTR.MW.TDCR.A001 | ZSPR_ACT | ZSPR | NOS | 2 | 10343.56 | INR
2000 | Central Zone, Bhubaneswar | 2200 | EHT (O&M) Circle, Cuttack | 2202 | EHT (O&M) Division, Cuttack | C323 | 220/132/33 kV T/L S/S S/D Bidanasi | 3000001144 | 0-500 V AC VOLT METER | MTR.VOLTMETER.A.A003 | ZSPR_ACT | ZSPR | NOS | 2 | 500 | INR
2000 | Central Zone, Bhubaneswar | 2200 | EHT (O&M) Circle, Cuttack | 2202 | EHT (O&M) Division, Cuttack | C325 | 132/33 kV T/L S/S S/D Phulnakhara | 3000001150 | DIGITAL VOLTMETER | MTR.VOLTMETER.D.B001 | ZSPR_ACT | ZSPR | NOS | 1 | 200 | INR
2000 | Central Zone, Bhubaneswar | 2200 | EHT (O&M) Circle, Cuttack | 2202 | EHT (O&M) Division, Cuttack | CL23 | 220/132/33 kV T/L S/S S/D Bidanasi_Line | 3000001153 | ASSORTED SIZE FOUNDATION NUT & BOLT | NBW.ASRT.FDNB.A001 | ZSPR_ACT | ZSPR | NOS | 4 | 327.83 | INR
2000 | Central Zone, Bhubaneswar | 2200 | EHT (O&M) Circle, Cuttack | 2202 | EHT (O&M) Division, Cuttack | C325 | 132/33 kV T/L S/S S/D Phulnakhara | 3000001153 | ASSORTED SIZE FOUNDATION NUT & BOLT | NBW.ASRT.FDNB.A001 | ZSPR_ACT | ZSPR | NOS | 218 | 17866.72 | INR
2000 | Central Zone, Bhubaneswar | 2200 | EHT (O&M) Circle, Cuttack | 2202 | EHT (O&M) Division, Cuttack | C324 | 220/132/33 kV T/L S/S S/D Cuttack | 3000001153 | ASSORTED SIZE FOUNDATION NUT & BOLT | NBW.ASRT.FDNB.A001 | ZSPR_ACT | ZSPR | NOS | 13 | 1065.45 | INR
2000 | Central Zone, Bhubaneswar | 2200 | EHT (O&M) Circle, Cuttack | 2202 | EHT (O&M) Division, Cuttack | C323 | 220/132/33 kV T/L S/S S/D Bidanasi | 3000001154 | NUTS AND BOLTS | NBW.ASRT.GINB.A001 | ZSPR_ACT | ZSPR | KG | 311.828 | 37309.72 | INR
2000 | Central Zone, Bhubaneswar | 2200 | EHT (O&M) Circle, Cuttack | 2202 | EHT (O&M) Division, Cuttack | C324 | 220/132/33 kV T/L S/S S/D Cuttack | 3000001154 | NUTS AND BOLTS | NBW.ASRT.GINB.A001 | ZSPR_ACT | ZSPR | KG | 100 | 11964.84 | INR
2000 | Central Zone, Bhubaneswar | 2200 | EHT (O&M) Circle, Cuttack | 2202 | EHT (O&M) Division, Cuttack | C325 | 132/33 kV T/L S/S S/D Phulnakhara | 3000001154 | NUTS AND BOLTS | NBW.ASRT.GINB.A001 | ZSPR_ACT | ZSPR | KG | 50 | 5982.42 | INR
2000 | Central Zone, Bhubaneswar | 2200 | EHT (O&M) Circle, Cuttack | 2202 | EHT (O&M) Division, Cuttack | C326 | 132/33 kV T/L S/S S/D Brajabiharipur | 3000001154 | NUTS AND BOLTS | NBW.ASRT.GINB.A001 | ZSPR_ACT | ZSPR | KG | 138 | 16511.48 | INR
2000 | Central Zone, Bhubaneswar | 2200 | EHT (O&M) Circle, Cuttack | 2202 | EHT (O&M) Division, Cuttack | C327 | 132/33 kV T/L S/S S/D Jagatsinghpur | 3000001154 | NUTS AND BOLTS | NBW.ASRT.GINB.A001 | ZSPR_ACT | ZSPR | KG | 285 | 34099.8 | INR
2000 | Central Zone, Bhubaneswar | 2200 | EHT (O&M) Circle, Cuttack | 2202 | EHT (O&M) Division, Cuttack | C325 | 132/33 kV T/L S/S S/D Phulnakhara | 3000001159 | 25 X 1040 BOTHEND THREAD FNB | NBW.FDN.NB.A011 | ZSPR_ACT | ZSPR | NOS | 80 | 160000 | INR
2000 | Central Zone, Bhubaneswar | 2200 | EHT (O&M) Circle, Cuttack | 2202 | EHT (O&M) Division, Cuttack | C323 | 220/132/33 kV T/L S/S S/D Bidanasi | 3000001187 | 16X60MM GI HALF THREAD NUT & BOLT | NBW.GINB.A011 | ZSPR_ACT | ZSPR | KG | 150 | 22950 | INR
2000 | Central Zone, Bhubaneswar | 2200 | EHT (O&M) Circle, Cuttack | 2202 | EHT (O&M) Division, Cuttack | C323 | 220/132/33 kV T/L S/S S/D Bidanasi | 3000001191 | 60X8mm Nuts and bolts with Washer | NBW.GINB.A015 | ZSPR_ACT | ZSPR | KG | 65 | 9945 | INR
2000 | Central Zone, Bhubaneswar | 2200 | EHT (O&M) Circle, Cuttack | 2202 | EHT (O&M) Division, Cuttack | C323 | 220/132/33 kV T/L S/S S/D Bidanasi | 3000001205 | 60X12mm Nuts and bolts with washer | NBW.GINB.A035 | ZSPR_ACT | ZSPR | KG | 40 | 6120 | INR
2000 | Central Zone, Bhubaneswar | 2200 | EHT (O&M) Circle, Cuttack | 2202 | EHT (O&M) Division, Cuttack | C325 | 132/33 kV T/L S/S S/D Phulnakhara | 3000001216 | 60mmx8mm GI Nut & Bolts with washer | NBW.GINB.B010 | ZSPR_ACT | ZSPR | KG | 13 | 1989 | INR
2000 | Central Zone, Bhubaneswar | 2200 | EHT (O&M) Circle, Cuttack | 2202 | EHT (O&M) Division, Cuttack | C327 | 132/33 kV T/L S/S S/D Jagatsinghpur | 3000001263 | Different size HDG Nut bolt | NBW.HTNB.A002 | ZSPR_ACT | ZSPR | KG | 14 | 1739.28 | INR
2000 | Central Zone, Bhubaneswar | 2200 | EHT (O&M) Circle, Cuttack | 2202 | EHT (O&M) Division, Cuttack | C324 | 220/132/33 kV T/L S/S S/D Cuttack | 3000001298 | 33KV Feeder CR Panel | PNL.33.S.C001 | ZSPR_SCRAP | ZSPR | NOS | 1 | 1000 | INR
2000 | Central Zone, Bhubaneswar | 2200 | EHT (O&M) Circle, Cuttack | 2202 | EHT (O&M) Division, Cuttack | C323 | 220/132/33 kV T/L S/S S/D Bidanasi | 3000001307 | Apex meter Panel | PNL.MTR.A001 | ZSPR_ACT | ZSPR | NOS | 3 | 285588.57 | INR
2000 | Central Zone, Bhubaneswar | 2200 | EHT (O&M) Circle, Cuttack | 2202 | EHT (O&M) Division, Cuttack | C323 | 220/132/33 kV T/L S/S S/D Bidanasi | 3000001313 | 220 KV reused dismentalled wave trap | RCVR.220WT.A001 | ZSPR_SCRAP | ZSPR | NOS | 2 | 14000 | INR
2000 | Central Zone, Bhubaneswar | 2200 | EHT (O&M) Circle, Cuttack | 2202 | EHT (O&M) Division, Cuttack | C325 | 132/33 kV T/L S/S S/D Phulnakhara | 3000001314 | 33KV used CTof ratio 400-200-100/1-1-1A | RCVR.33CT.A001 | ZSPR_SH | ZSPR | NOS | 3 | 60000 | INR
2000 | Central Zone, Bhubaneswar | 2200 | EHT (O&M) Circle, Cuttack | 2202 | EHT (O&M) Division, Cuttack | C325 | 132/33 kV T/L S/S S/D Phulnakhara | 3000001320 | Used Numerical Relay | RCVR.EF.RLAY.A001 | ZSPR_ACT | ZSPR | NOS | 2 | 120000 | INR
2000 | Central Zone, Bhubaneswar | 2200 | EHT (O&M) Circle, Cuttack | 2202 | EHT (O&M) Division, Cuttack | C326 | 132/33 kV T/L S/S S/D Brajabiharipur | 3000001326 | 24 WINDOW FACIA ANNUNCIATOR RELAY | RLAY.ANCITOR.A002 | ZSPR_ACT | ZSPR | NOS | 1 | 17162.76 | INR
2000 | Central Zone, Bhubaneswar | 2200 | EHT (O&M) Circle, Cuttack | 2202 | EHT (O&M) Division, Cuttack | C326 | 132/33 kV T/L S/S S/D Brajabiharipur | 3000001333 | Auxiliary relay | RLAY.AUX.A023 | ZSPR_ACT | ZSPR | NOS | 2 | 32638.02 | INR
2000 | Central Zone, Bhubaneswar | 2200 | EHT (O&M) Circle, Cuttack | 2202 | EHT (O&M) Division, Cuttack | C323 | 220/132/33 kV T/L S/S S/D Bidanasi | 3000001333 | Auxiliary relay | RLAY.AUX.A023 | ZSPR_ACT | ZSPR | NOS | 9 | 146871.11 | INR
2000 | Central Zone, Bhubaneswar | 2200 | EHT (O&M) Circle, Cuttack | 2202 | EHT (O&M) Division, Cuttack | C324 | 220/132/33 kV T/L S/S S/D Cuttack | 3000001333 | Auxiliary relay | RLAY.AUX.A023 | ZSPR_ACT | ZSPR | NOS | 4 | 65276.05 | INR
2000 | Central Zone, Bhubaneswar | 2200 | EHT (O&M) Circle, Cuttack | 2202 | EHT (O&M) Division, Cuttack | C323 | 220/132/33 kV T/L S/S S/D Bidanasi | 3000001336 | Busbar Trip Relay | RLAY.BBTRIP.A001 | ZSPR_ACT | ZSPR | NOS | 2 | 9000 | INR
2000 | Central Zone, Bhubaneswar | 2200 | EHT (O&M) Circle, Cuttack | 2202 | EHT (O&M) Division, Cuttack | C323 | 220/132/33 kV T/L S/S S/D Bidanasi | 3000001342 | BUSBAR PROTECTION RELAY | RLAY.BUSBAR.A001 | ZSPR_ACT | ZSPR | NOS | 1 | 5000 | INR
2000 | Central Zone, Bhubaneswar | 2200 | EHT (O&M) Circle, Cuttack | 2202 | EHT (O&M) Division, Cuttack | C323 | 220/132/33 kV T/L S/S S/D Bidanasi | 3000001347 | NUMERIC DIFFERENTIAL RELAY | RLAY.DIFFTIAL.C001 | ZSPR_ACT | ZSPR | NOS | 1 | 84295.38 | INR
2000 | Central Zone, Bhubaneswar | 2200 | EHT (O&M) Circle, Cuttack | 2202 | EHT (O&M) Division, Cuttack | C324 | 220/132/33 kV T/L S/S S/D Cuttack | 3000001347 | NUMERIC DIFFERENTIAL RELAY | RLAY.DIFFTIAL.C001 | ZSPR_ACT | ZSPR | NOS | 1 | 84295.39 | INR
2000 | Central Zone, Bhubaneswar | 2200 | EHT (O&M) Circle, Cuttack | 2202 | EHT (O&M) Division, Cuttack | C322 | 220/33 kV GIS Godisahi | 3000001350 | Distance Protection Relay | RLAY.DP.B003 | ZSPR_ACT | ZSPR | NOS | 1 | 400073.81 | INR
2000 | Central Zone, Bhubaneswar | 2200 | EHT (O&M) Circle, Cuttack | 2202 | EHT (O&M) Division, Cuttack | C324 | 220/132/33 kV T/L S/S S/D Cuttack | 3000001352 | Distance Protection Relay(Cat-A) | RLAY.DP.C003 | ZSPR_ACT | ZSPR | NOS | 1 | 150000 | INR
2000 | Central Zone, Bhubaneswar | 2200 | EHT (O&M) Circle, Cuttack | 2202 | EHT (O&M) Division, Cuttack | C323 | 220/132/33 kV T/L S/S S/D Bidanasi | 3000001354 | Back Up relay | RLAY.EMBACKUP.A001 | ZSPR_ACT | ZSPR | NOS | 2 | 6604.51 | INR
2000 | Central Zone, Bhubaneswar | 2200 | EHT (O&M) Circle, Cuttack | 2202 | EHT (O&M) Division, Cuttack | C327 | 132/33 kV T/L S/S S/D Jagatsinghpur | 3000001354 | Back Up relay | RLAY.EMBACKUP.A001 | ZSPR_ACT | ZSPR | NOS | 7 | 23115.79 | INR
2000 | Central Zone, Bhubaneswar | 2200 | EHT (O&M) Circle, Cuttack | 2202 | EHT (O&M) Division, Cuttack | C323 | 220/132/33 kV T/L S/S S/D Bidanasi | 3000001366 | TP INSTANTENEOUS OC EM BACK-UP RELAY | RLAY.EMBACKUP.D009 | ZSPR_ACT | ZSPR | NOS | 1 | 6500 | INR
2000 | Central Zone, Bhubaneswar | 2200 | EHT (O&M) Circle, Cuttack | 2202 | EHT (O&M) Division, Cuttack | C325 | 132/33 kV T/L S/S S/D Phulnakhara | 3000001385 | ELECTROMAGNETIC MASTER TRIP RELAY | RLAY.MTRIP.A001 | ZSPR_SCRAP | ZSPR | NOS | 16 | 124 | INR
2000 | Central Zone, Bhubaneswar | 2200 | EHT (O&M) Circle, Cuttack | 2202 | EHT (O&M) Division, Cuttack | C327 | 132/33 kV T/L S/S S/D Jagatsinghpur | 3000001385 | ELECTROMAGNETIC MASTER TRIP RELAY | RLAY.MTRIP.A001 | ZSPR_ACT | ZSPR | NOS | 1 | 34073.24 | INR
2000 | Central Zone, Bhubaneswar | 2200 | EHT (O&M) Circle, Cuttack | 2202 | EHT (O&M) Division, Cuttack | C325 | 132/33 kV T/L S/S S/D Phulnakhara | 3000001385 | ELECTROMAGNETIC MASTER TRIP RELAY | RLAY.MTRIP.A001 | ZSPR_ACT | ZSPR | NOS | 2 | 68146.49 | INR
2000 | Central Zone, Bhubaneswar | 2200 | EHT (O&M) Circle, Cuttack | 2202 | EHT (O&M) Division, Cuttack | C324 | 220/132/33 kV T/L S/S S/D Cuttack | 3000001385 | ELECTROMAGNETIC MASTER TRIP RELAY | RLAY.MTRIP.A001 | ZSPR_ACT | ZSPR | NOS | 2 | 68146.49 | INR
2000 | Central Zone, Bhubaneswar | 2200 | EHT (O&M) Circle, Cuttack | 2202 | EHT (O&M) Division, Cuttack | C323 | 220/132/33 kV T/L S/S S/D Bidanasi | 3000001385 | ELECTROMAGNETIC MASTER TRIP RELAY | RLAY.MTRIP.A001 | ZSPR_ACT | ZSPR | NOS | 4 | 136292.98 | INR
2000 | Central Zone, Bhubaneswar | 2200 | EHT (O&M) Circle, Cuttack | 2202 | EHT (O&M) Division, Cuttack | C326 | 132/33 kV T/L S/S S/D Brajabiharipur | 3000001389 | Master trip relay Numerical | RLAY.MTRIP.A006 | ZSPR_ACT | ZSPR | NOS | 1 | 6373.26 | INR
2000 | Central Zone, Bhubaneswar | 2200 | EHT (O&M) Circle, Cuttack | 2202 | EHT (O&M) Division, Cuttack | C323 | 220/132/33 kV T/L S/S S/D Bidanasi | 3000001390 | High Burden Master Trip Relay | RLAY.MTRIP.A007 | ZSPR_ACT | ZSPR | NOS | 3 | 11826.96 | INR
2000 | Central Zone, Bhubaneswar | 2200 | EHT (O&M) Circle, Cuttack | 2202 | EHT (O&M) Division, Cuttack | C325 | 132/33 kV T/L S/S S/D Phulnakhara | 3000001390 | High Burden Master Trip Relay | RLAY.MTRIP.A007 | ZSPR_ACT | ZSPR | NOS | 1 | 3942.32 | INR
2000 | Central Zone, Bhubaneswar | 2200 | EHT (O&M) Circle, Cuttack | 2202 | EHT (O&M) Division, Cuttack | C327 | 132/33 kV T/L S/S S/D Jagatsinghpur | 3000001390 | High Burden Master Trip Relay | RLAY.MTRIP.A007 | ZSPR_ACT | ZSPR | NOS | 1 | 3942.32 | INR
2000 | Central Zone, Bhubaneswar | 2200 | EHT (O&M) Circle, Cuttack | 2202 | EHT (O&M) Division, Cuttack | C325 | 132/33 kV T/L S/S S/D Phulnakhara | 3000001392 | ELECTROMAGNETIC MASTER TRIP RELAY | RLAY.MTRIP.A011 | ZSPR_ACT | ZSPR | NOS | 1 | 3766 | INR
2000 | Central Zone, Bhubaneswar | 2200 | EHT (O&M) Circle, Cuttack | 2202 | EHT (O&M) Division, Cuttack | C326 | 132/33 kV T/L S/S S/D Brajabiharipur | 3000001395 | NUMERIC MASTER TRIP RELAY | RLAY.NU.MTRIP.A001 | ZSPR_ACT | ZSPR | NOS | 2 | 63736.6 | INR
2000 | Central Zone, Bhubaneswar | 2200 | EHT (O&M) Circle, Cuttack | 2202 | EHT (O&M) Division, Cuttack | C323 | 220/132/33 kV T/L S/S S/D Bidanasi | 3000001401 | Num Backup Relay | RLAY.NUMBACKUP.A002 | ZSPR_ACT | ZSPR | NOS | 1 | 25000 | INR
2000 | Central Zone, Bhubaneswar | 2200 | EHT (O&M) Circle, Cuttack | 2202 | EHT (O&M) Division, Cuttack | C324 | 220/132/33 kV T/L S/S S/D Cuttack | 3000001403 | OC E/F DIR NUMERIC BACKUP RELAY | RLAY.NUMBACKUP.B001 | ZSPR_SCRAP | ZSPR | NOS | 1 | 41559.55 | INR
2000 | Central Zone, Bhubaneswar | 2200 | EHT (O&M) Circle, Cuttack | 2202 | EHT (O&M) Division, Cuttack | C326 | 132/33 kV T/L S/S S/D Brajabiharipur | 3000001403 | OC E/F DIR NUMERIC BACKUP RELAY | RLAY.NUMBACKUP.B001 | ZSPR_ACT | ZSPR | NOS | 2 | 257158.02 | INR
2000 | Central Zone, Bhubaneswar | 2200 | EHT (O&M) Circle, Cuttack | 2202 | EHT (O&M) Division, Cuttack | C327 | 132/33 kV T/L S/S S/D Jagatsinghpur | 3000001404 | Numerical Back up Relay | RLAY.NUMBACKUP.B002 | ZSPR_ACT | ZSPR | NOS | 4 | 203836.68 | INR
2000 | Central Zone, Bhubaneswar | 2200 | EHT (O&M) Circle, Cuttack | 2202 | EHT (O&M) Division, Cuttack | C323 | 220/132/33 kV T/L S/S S/D Bidanasi | 3000001413 | POLE DISCREPANCY RELAY YTGM15PFA4A | RLAY.PD.A001 | ZSPR_ACT | ZSPR | NOS | 3 | 2250 | INR
2000 | Central Zone, Bhubaneswar | 2200 | EHT (O&M) Circle, Cuttack | 2202 | EHT (O&M) Division, Cuttack | C323 | 220/132/33 kV T/L S/S S/D Bidanasi | 3000001417 | HV REF Relay (Auto Tfr) | RLAY.REF.A002 | ZSPR_ACT | ZSPR | NOS | 1 | 7390.52 | INR
2000 | Central Zone, Bhubaneswar | 2200 | EHT (O&M) Circle, Cuttack | 2202 | EHT (O&M) Division, Cuttack | C327 | 132/33 kV T/L S/S S/D Jagatsinghpur | 3000001417 | HV REF Relay (Auto Tfr) | RLAY.REF.A002 | ZSPR_ACT | ZSPR | NOS | 1 | 7390.53 | INR
2000 | Central Zone, Bhubaneswar | 2200 | EHT (O&M) Circle, Cuttack | 2202 | EHT (O&M) Division, Cuttack | C323 | 220/132/33 kV T/L S/S S/D Bidanasi | 3000001422 | THERMAL OVERLOAD RELAY | RLAY.THOVERLOAD.A001 | ZSPR_ACT | ZSPR | NOS | 2 | 3000 | INR
2000 | Central Zone, Bhubaneswar | 2200 | EHT (O&M) Circle, Cuttack | 2202 | EHT (O&M) Division, Cuttack | C323 | 220/132/33 kV T/L S/S S/D Bidanasi | 3000001427 | Bus VT Selection Relay | RLAY.VT.A001 | ZSPR_ACT | ZSPR | NOS | 2 | 119850 | INR
2000 | Central Zone, Bhubaneswar | 2200 | EHT (O&M) Circle, Cuttack | 2202 | EHT (O&M) Division, Cuttack | C322 | 220/33 kV GIS Godisahi | 3000001443 | Num-OC/EF Relays | SAS.BAY.EF.A001 | ZSPR_ACT | ZSPR | NOS | 2 | 1222269.16 | INR
2000 | Central Zone, Bhubaneswar | 2200 | EHT (O&M) Circle, Cuttack | 2202 | EHT (O&M) Division, Cuttack | C323 | 220/132/33 kV T/L S/S S/D Bidanasi | 3000001452 | 33KV,132Kv&220Kv KIOSKS ACDB panel | SAS.BAY.KIOSK.A001 | ZSPR_ACT | ZSPR | NOS | 1 | 5000 | INR
2000 | Central Zone, Bhubaneswar | 2200 | EHT (O&M) Circle, Cuttack | 2202 | EHT (O&M) Division, Cuttack | C323 | 220/132/33 kV T/L S/S S/D Bidanasi | 3000001461 | Windows based PC with standard access | SAS.STN.PC.A002 | ZSPR_ACT | ZSPR | SET | 1 | 300 | INR
2000 | Central Zone, Bhubaneswar | 2200 | EHT (O&M) Circle, Cuttack | 2202 | EHT (O&M) Division, Cuttack | C323 | 220/132/33 kV T/L S/S S/D Bidanasi | 3000001479 | BATTERY JUNCTION BOX | SPR.BAT.CLDN.A001 | ZSPR_ACT | ZSPR | NOS | 1 | 500 | INR
2000 | Central Zone, Bhubaneswar | 2200 | EHT (O&M) Circle, Cuttack | 2202 | EHT (O&M) Division, Cuttack | C326 | 132/33 kV T/L S/S S/D Brajabiharipur | 3000001502 | Discrepancy Control switch Circuit (CB) | SPR.BKR.MISC.A001 | ZSPR_ACT | ZSPR | NOS | 4 | 20394.44 | INR
2000 | Central Zone, Bhubaneswar | 2200 | EHT (O&M) Circle, Cuttack | 2202 | EHT (O&M) Division, Cuttack | C324 | 220/132/33 kV T/L S/S S/D Cuttack | 3000001531 | BALL BEARING FOR 132 KV BHEL MOCB | SPR.BKR132BHEL.C001 | ZSPR_SCRAP | ZSPR | NOS | 3 | 5766 | INR
2000 | Central Zone, Bhubaneswar | 2200 | EHT (O&M) Circle, Cuttack | 2202 | EHT (O&M) Division, Cuttack | C326 | 132/33 kV T/L S/S S/D Brajabiharipur | 3000001566 | DENSITY MONITOR 132KV CGL MAKE SF6 CB | SPR.BKR132CGL.D004 | ZSPR_ACT | ZSPR | NOS | 1 | 12747.52 | INR
2000 | Central Zone, Bhubaneswar | 2200 | EHT (O&M) Circle, Cuttack | 2202 | EHT (O&M) Division, Cuttack | C324 | 220/132/33 kV T/L S/S S/D Cuttack | 3000001567 | CLOSING COIL FOR 132KV CGL MAKE SF6 CB | SPR.BKR132CGL.D005 | ZSPR_ACT | ZSPR | NOS | 1 | 1774.83 | INR
2000 | Central Zone, Bhubaneswar | 2200 | EHT (O&M) Circle, Cuttack | 2202 | EHT (O&M) Division, Cuttack | C326 | 132/33 kV T/L S/S S/D Brajabiharipur | 3000001567 | CLOSING COIL FOR 132KV CGL MAKE SF6 CB | SPR.BKR132CGL.D005 | ZSPR_ACT | ZSPR | NOS | 1 | 1774.83 | INR
2000 | Central Zone, Bhubaneswar | 2200 | EHT (O&M) Circle, Cuttack | 2202 | EHT (O&M) Division, Cuttack | C323 | 220/132/33 kV T/L S/S S/D Bidanasi | 3000001568 | TRIPPING/CLOSING COIL 132KV CGL SF6 CB | SPR.BKR132CGL.D006 | ZSPR_ACT | ZSPR | NOS | 5 | 9300.73 | INR
2000 | Central Zone, Bhubaneswar | 2200 | EHT (O&M) Circle, Cuttack | 2202 | EHT (O&M) Division, Cuttack | C326 | 132/33 kV T/L S/S S/D Brajabiharipur | 3000001568 | TRIPPING/CLOSING COIL 132KV CGL SF6 CB | SPR.BKR132CGL.D006 | ZSPR_ACT | ZSPR | NOS | 1 | 1860.15 | INR
2000 | Central Zone, Bhubaneswar | 2200 | EHT (O&M) Circle, Cuttack | 2202 | EHT (O&M) Division, Cuttack | C324 | 220/132/33 kV T/L S/S S/D Cuttack | 3000001570 | AIR PRESSURE GAUGE 132KV CGL SF6 CB | SPR.BKR132CGL.D008 | ZSPR_ACT | ZSPR | NOS | 1 | 4360.07 | INR
2000 | Central Zone, Bhubaneswar | 2200 | EHT (O&M) Circle, Cuttack | 2202 | EHT (O&M) Division, Cuttack | C323 | 220/132/33 kV T/L S/S S/D Bidanasi | 3000001571 | O RING OF 132KV CGL SF6 CB | SPR.BKR132CGL.D009 | ZSPR_ACT | ZSPR | NOS | 26 | 1300 | INR
2000 | Central Zone, Bhubaneswar | 2200 | EHT (O&M) Circle, Cuttack | 2202 | EHT (O&M) Division, Cuttack | C326 | 132/33 kV T/L S/S S/D Brajabiharipur | 3000001573 | CONTACTORS,RELAYS,MCBof 132KV CGL SF6 CB | SPR.BKR132CGL.D011 | ZSPR_ACT | ZSPR | NOS | 1 | 50989.07 | INR
2000 | Central Zone, Bhubaneswar | 2200 | EHT (O&M) Circle, Cuttack | 2202 | EHT (O&M) Division, Cuttack | C324 | 220/132/33 kV T/L S/S S/D Cuttack | 3000001587 | SAFETY VALVE FOR 132KV CGL MAKE SF6 CB | SPR.BKR132CGL.D026 | ZSPR_ACT | ZSPR | NOS | 1 | 42050 | INR
2000 | Central Zone, Bhubaneswar | 2200 | EHT (O&M) Circle, Cuttack | 2202 | EHT (O&M) Division, Cuttack | C325 | 132/33 kV T/L S/S S/D Phulnakhara | 3000001592 | AIR COMPRESSOR MOTOR 132KV CGL SF6 CB | SPR.BKR132CGL.D032 | ZSPR_ACT | ZSPR | NOS | 1 | 12531 | INR
2000 | Central Zone, Bhubaneswar | 2200 | EHT (O&M) Circle, Cuttack | 2202 | EHT (O&M) Division, Cuttack | C324 | 220/132/33 kV T/L S/S S/D Cuttack | 3000001593 | CLOSE COIL ASSEMBLY 132KV CGL SF6 | SPR.BKR132CGL.D034 | ZSPR_ACT | ZSPR | NOS | 1 | 5000 | INR
2000 | Central Zone, Bhubaneswar | 2200 | EHT (O&M) Circle, Cuttack | 2202 | EHT (O&M) Division, Cuttack | C326 | 132/33 kV T/L S/S S/D Brajabiharipur | 3000001595 | Auxiliary ContaCT132KV CGL SF6 CB | SPR.BKR132CGL.D036 | ZSPR_ACT | ZSPR | NOS | 1 | 12747.52 | INR
2000 | Central Zone, Bhubaneswar | 2200 | EHT (O&M) Circle, Cuttack | 2202 | EHT (O&M) Division, Cuttack | C324 | 220/132/33 kV T/L S/S S/D Cuttack | 3000001597 | CHECK VALVE FOR 132KV CGL MAKE SF6 CB | SPR.BKR132CGL.D039 | ZSPR_ACT | ZSPR | NOS | 1 | 4800 | INR
2000 | Central Zone, Bhubaneswar | 2200 | EHT (O&M) Circle, Cuttack | 2202 | EHT (O&M) Division, Cuttack | C324 | 220/132/33 kV T/L S/S S/D Cuttack | 3000001601 | TRIP COIL OF 132KV SF6 CGL | SPR.BKR132CGL.D044 | ZSPR_ACT | ZSPR | NOS | 2 | 1333.34 | INR
2000 | Central Zone, Bhubaneswar | 2200 | EHT (O&M) Circle, Cuttack | 2202 | EHT (O&M) Division, Cuttack | C325 | 132/33 kV T/L S/S S/D Phulnakhara | 3000001608 | COMPRESSOR WITH MOTOR 132KV SF6 | SPR.BKR132CGL.D051 | ZSPR_ACT | ZSPR | NOS | 1 | 22928.67 | INR
2000 | Central Zone, Bhubaneswar | 2200 | EHT (O&M) Circle, Cuttack | 2202 | EHT (O&M) Division, Cuttack | C324 | 220/132/33 kV T/L S/S S/D Cuttack | 3000001611 | AIR PRESSURE SWITCH 132 KV SF6 BREAKER | SPR.BKR132CGL.D054 | ZSPR_ACT | ZSPR | NOS | 3 | 13287.21 | INR
2000 | Central Zone, Bhubaneswar | 2200 | EHT (O&M) Circle, Cuttack | 2202 | EHT (O&M) Division, Cuttack | C325 | 132/33 kV T/L S/S S/D Phulnakhara | 3000001618 | VALVE SHEET O RING 132KV CGL SF6 CB | SPR.BKR132CGL.D068 | ZSPR_ACT | ZSPR | NOS | 1 | 13747.02 | INR
2000 | Central Zone, Bhubaneswar | 2200 | EHT (O&M) Circle, Cuttack | 2202 | EHT (O&M) Division, Cuttack | C326 | 132/33 kV T/L S/S S/D Brajabiharipur | 3000001618 | VALVE SHEET O RING 132KV CGL SF6 CB | SPR.BKR132CGL.D068 | ZSPR_ACT | ZSPR | NOS | 1 | 13747.02 | INR
2000 | Central Zone, Bhubaneswar | 2200 | EHT (O&M) Circle, Cuttack | 2202 | EHT (O&M) Division, Cuttack | C324 | 220/132/33 kV T/L S/S S/D Cuttack | 3000001620 | GAS DETECTOR 132KV CGL SF6 BKR | SPR.BKR132CGL.D080 | ZSPR_ACT | ZSPR | NOS | 1 | 4000 | INR
2000 | Central Zone, Bhubaneswar | 2200 | EHT (O&M) Circle, Cuttack | 2202 | EHT (O&M) Division, Cuttack | C326 | 132/33 kV T/L S/S S/D Brajabiharipur | 3000001624 | GAS FILLING DEVICE 132KV CGL SF6 CB | SPR.BKR132CGL.D087 | ZSPR_ACT | ZSPR | NOS | 1 | 16498.76 | INR
2000 | Central Zone, Bhubaneswar | 2200 | EHT (O&M) Circle, Cuttack | 2202 | EHT (O&M) Division, Cuttack | C324 | 220/132/33 kV T/L S/S S/D Cuttack | 3000001624 | GAS FILLING DEVICE 132KV CGL SF6 CB | SPR.BKR132CGL.D087 | ZSPR_ACT | ZSPR | NOS | 1 | 16498.76 | INR
2000 | Central Zone, Bhubaneswar | 2200 | EHT (O&M) Circle, Cuttack | 2202 | EHT (O&M) Division, Cuttack | C326 | 132/33 kV T/L S/S S/D Brajabiharipur | 3000001627 | Spring charging Motor 132KV SF6 CGL | SPR.BKR132CGL.D090 | ZSPR_ACT | ZSPR | NOS | 1 | 50989.07 | INR
2000 | Central Zone, Bhubaneswar | 2200 | EHT (O&M) Circle, Cuttack | 2202 | EHT (O&M) Division, Cuttack | C324 | 220/132/33 kV T/L S/S S/D Cuttack | 3000001628 | MAGNETIC CONTROL CONTACTOR 132KV SF6CGL | SPR.BKR132CGL.D091 | ZSPR_ACT | ZSPR | NOS | 1 | 900 | INR
2000 | Central Zone, Bhubaneswar | 2200 | EHT (O&M) Circle, Cuttack | 2202 | EHT (O&M) Division, Cuttack | C324 | 220/132/33 kV T/L S/S S/D Cuttack | 3000001643 | PR Regulator of 132 KV CGL Breaker Spare | SPR.BKR132CGL.D112 | ZSPR_ACT | ZSPR | NOS | 1 | 750 | INR
2000 | Central Zone, Bhubaneswar | 2200 | EHT (O&M) Circle, Cuttack | 2202 | EHT (O&M) Division, Cuttack | C324 | 220/132/33 kV T/L S/S S/D Cuttack | 3000001644 | Socket of 132 KV CGL Breaker Spare | SPR.BKR132CGL.D113 | ZSPR_ACT | ZSPR | NOS | 6 | 2650.02 | INR
2000 | Central Zone, Bhubaneswar | 2200 | EHT (O&M) Circle, Cuttack | 2202 | EHT (O&M) Division, Cuttack | C327 | 132/33 kV T/L S/S S/D Jagatsinghpur | 3000001666 | SF6 GAS LEAKAGE DETECTOR | SPR.BKR132SMNS.D016 | ZSPR_ACT | ZSPR | NOS | 1 | 17769.6 | INR
2000 | Central Zone, Bhubaneswar | 2200 | EHT (O&M) Circle, Cuttack | 2202 | EHT (O&M) Division, Cuttack | C323 | 220/132/33 kV T/L S/S S/D Bidanasi | 3000001666 | SF6 GAS LEAKAGE DETECTOR | SPR.BKR132SMNS.D016 | ZSPR_ACT | ZSPR | NOS | 1 | 17769.6 | INR
2000 | Central Zone, Bhubaneswar | 2200 | EHT (O&M) Circle, Cuttack | 2202 | EHT (O&M) Division, Cuttack | C323 | 220/132/33 kV T/L S/S S/D Bidanasi | 3000001726 | AUXILLARY CONTACT2NO+2NC 220KVABB SF6CB | SPR.BKR220ABB.D052 | ZSPR_ACT | ZSPR | NOS | 2 | 11520 | INR
2000 | Central Zone, Bhubaneswar | 2200 | EHT (O&M) Circle, Cuttack | 2202 | EHT (O&M) Division, Cuttack | C323 | 220/132/33 kV T/L S/S S/D Bidanasi | 3000001729 | TERMINAL PAD CONNECTOR 220KV ABB SF6 CB | SPR.BKR220ABB.D055 | ZSPR_ACT | ZSPR | NOS | 3 | 2550 | INR
2000 | Central Zone, Bhubaneswar | 2200 | EHT (O&M) Circle, Cuttack | 2202 | EHT (O&M) Division, Cuttack | C324 | 220/132/33 kV T/L S/S S/D Cuttack | 3000001746 | AUXILLARY CONTACTOR FOR 220KV SF6 CB ABB | SPR.BKR220ABB.D075 | ZSPR_ACT | ZSPR | NOS | 1 | 1239 | INR
2000 | Central Zone, Bhubaneswar | 2200 | EHT (O&M) Circle, Cuttack | 2202 | EHT (O&M) Division, Cuttack | C323 | 220/132/33 kV T/L S/S S/D Bidanasi | 3000001749 | SELECTOR SWITCH FOR 220KV SF6 CB ABB | SPR.BKR220ABB.D078 | ZSPR_ACT | ZSPR | NOS | 2 | 664.54 | INR
2000 | Central Zone, Bhubaneswar | 2200 | EHT (O&M) Circle, Cuttack | 2202 | EHT (O&M) Division, Cuttack | C323 | 220/132/33 kV T/L S/S S/D Bidanasi | 3000001762 | ANTI-HUNTING RELAY FOR 220KV SF6 CB ABB | SPR.BKR220ABB.D094 | ZSPR_ACT | ZSPR | NOS | 9 | 5040 | INR
2000 | Central Zone, Bhubaneswar | 2200 | EHT (O&M) Circle, Cuttack | 2202 | EHT (O&M) Division, Cuttack | C323 | 220/132/33 kV T/L S/S S/D Bidanasi | 3000001764 | NO VOLT CONTACTOR FOR 220KV SF6 CB ABB | SPR.BKR220ABB.D096 | ZSPR_ACT | ZSPR | NOS | 3 | 2340 | INR
2000 | Central Zone, Bhubaneswar | 2200 | EHT (O&M) Circle, Cuttack | 2202 | EHT (O&M) Division, Cuttack | C325 | 132/33 kV T/L S/S S/D Phulnakhara | 3000001855 | TRIP/CLOSE COIL 220KV SIEMENS SF6 CB | SPR.BKR220SMNS.D010 | ZSPR_ACT | ZSPR | NOS | 2 | 3601.4 | INR
2000 | Central Zone, Bhubaneswar | 2200 | EHT (O&M) Circle, Cuttack | 2202 | EHT (O&M) Division, Cuttack | C324 | 220/132/33 kV T/L S/S S/D Cuttack | 3000001855 | TRIP/CLOSE COIL 220KV SIEMENS SF6 CB | SPR.BKR220SMNS.D010 | ZSPR_ACT | ZSPR | NOS | 1 | 1800.7 | INR
2000 | Central Zone, Bhubaneswar | 2200 | EHT (O&M) Circle, Cuttack | 2202 | EHT (O&M) Division, Cuttack | C326 | 132/33 kV T/L S/S S/D Brajabiharipur | 3000001870 | POLE FOR 36KV VCB | SPR.BKR36.E002 | ZSPR_ACT | ZSPR | NOS | 1 | 121098.92 | INR
2000 | Central Zone, Bhubaneswar | 2200 | EHT (O&M) Circle, Cuttack | 2202 | EHT (O&M) Division, Cuttack | C323 | 220/132/33 kV T/L S/S S/D Bidanasi | 3000001871 | CLOSING COIL FOR 36KV VCB | SPR.BKR36.E003 | ZSPR_ACT | ZSPR | NOS | 5 | 4131.25 | INR
2000 | Central Zone, Bhubaneswar | 2200 | EHT (O&M) Circle, Cuttack | 2202 | EHT (O&M) Division, Cuttack | C324 | 220/132/33 kV T/L S/S S/D Cuttack | 3000001877 | AUX SWITCH 6NO + 6NC | SPR.BKR36ALND.C017 | ZSPR_SCRAP | ZSPR | NOS | 1 | 725 | INR
2000 | Central Zone, Bhubaneswar | 2200 | EHT (O&M) Circle, Cuttack | 2202 | EHT (O&M) Division, Cuttack | C324 | 220/132/33 kV T/L S/S S/D Cuttack | 3000001879 | GASKET COMPLETE SET FOR 36KV ALLIND MOCB | SPR.BKR36ALND.C027 | ZSPR_SCRAP | ZSPR | NOS | 1 | 2000 | INR
2000 | Central Zone, Bhubaneswar | 2200 | EHT (O&M) Circle, Cuttack | 2202 | EHT (O&M) Division, Cuttack | C324 | 220/132/33 kV T/L S/S S/D Cuttack | 3000001909 | TRIP COIL 220V DC 36 KV AREVA MAKE VCB | SPR.BKR36ARVA.E001 | ZSPR_ACT | ZSPR | NOS | 2 | 2080.42 | INR
2000 | Central Zone, Bhubaneswar | 2200 | EHT (O&M) Circle, Cuttack | 2202 | EHT (O&M) Division, Cuttack | C324 | 220/132/33 kV T/L S/S S/D Cuttack | 3000001910 | CLOSING COIL 220V DC 36 KV AREVA VCB | SPR.BKR36ARVA.E002 | ZSPR_ACT | ZSPR | NOS | 1 | 1094.91 | INR
2000 | Central Zone, Bhubaneswar | 2200 | EHT (O&M) Circle, Cuttack | 2202 | EHT (O&M) Division, Cuttack | C323 | 220/132/33 kV T/L S/S S/D Bidanasi | 3000001910 | CLOSING COIL 220V DC 36 KV AREVA VCB | SPR.BKR36ARVA.E002 | ZSPR_ACT | ZSPR | NOS | 2 | 2189.82 | INR
2000 | Central Zone, Bhubaneswar | 2200 | EHT (O&M) Circle, Cuttack | 2202 | EHT (O&M) Division, Cuttack | C326 | 132/33 kV T/L S/S S/D Brajabiharipur | 3000001917 | SET OF GASKET FOR 36 KV BHEL MAKE VCB | SPR.BKR36BHEL.E003 | ZSPR_ACT | ZSPR | NOS | 1 | 31868.3 | INR
2000 | Central Zone, Bhubaneswar | 2200 | EHT (O&M) Circle, Cuttack | 2202 | EHT (O&M) Division, Cuttack | C326 | 132/33 kV T/L S/S S/D Brajabiharipur | 3000001922 | TRIPPING/CLOSING COIL OF 36KV BHEL VCB | SPR.BKR36BHEL.E009 | ZSPR_ACT | ZSPR | NOS | 2 | 5098.6 | INR
2000 | Central Zone, Bhubaneswar | 2200 | EHT (O&M) Circle, Cuttack | 2202 | EHT (O&M) Division, Cuttack | C325 | 132/33 kV T/L S/S S/D Phulnakhara | 3000001923 | SPRING CHARGING MOTOR FOR 36KV BHEL VCB | SPR.BKR36BHEL.E013 | ZSPR_ACT | ZSPR | NOS | 1 | 5000 | INR
2000 | Central Zone, Bhubaneswar | 2200 | EHT (O&M) Circle, Cuttack | 2202 | EHT (O&M) Division, Cuttack | C324 | 220/132/33 kV T/L S/S S/D Cuttack | 3000001924 | LIMB PVN-36 FOR 36KV BHEL VCB | SPR.BKR36BHEL.E014 | ZSPR_SCRAP | ZSPR | NOS | 1 | 5000 | INR
2000 | Central Zone, Bhubaneswar | 2200 | EHT (O&M) Circle, Cuttack | 2202 | EHT (O&M) Division, Cuttack | C323 | 220/132/33 kV T/L S/S S/D Bidanasi | 3000001929 | TRIPPING / CLOSING COIL 36KV CGL VCB | SPR.BKR36CGL.E001 | ZSPR_ACT | ZSPR | NOS | 6 | 9750 | INR
2000 | Central Zone, Bhubaneswar | 2200 | EHT (O&M) Circle, Cuttack | 2202 | EHT (O&M) Division, Cuttack | C324 | 220/132/33 kV T/L S/S S/D Cuttack | 3000001929 | TRIPPING / CLOSING COIL 36KV CGL VCB | SPR.BKR36CGL.E001 | ZSPR_ACT | ZSPR | NOS | 3 | 4875 | INR
2000 | Central Zone, Bhubaneswar | 2200 | EHT (O&M) Circle, Cuttack | 2202 | EHT (O&M) Division, Cuttack | C326 | 132/33 kV T/L S/S S/D Brajabiharipur | 3000001952 | spring charging motor for 36 KV CGL VCB | SPR.BKR36CGL.EA02 | ZSPR_ACT | ZSPR | NOS | 1 | 38241.55 | INR
2000 | Central Zone, Bhubaneswar | 2200 | EHT (O&M) Circle, Cuttack | 2202 | EHT (O&M) Division, Cuttack | C324 | 220/132/33 kV T/L S/S S/D Cuttack | 3000001955 | Single pole limb for 36KV VCB SEIL | SPR.BKR36SEIL.E001 | ZSPR_SCRAP | ZSPR | NOS | 1 | 1 | INR
2000 | Central Zone, Bhubaneswar | 2200 | EHT (O&M) Circle, Cuttack | 2202 | EHT (O&M) Division, Cuttack | C324 | 220/132/33 kV T/L S/S S/D Cuttack | 3000001956 | Tripping coil for 36KV VCB SEIL | SPR.BKR36SEIL.E002 | ZSPR_ACT | ZSPR | NOS | 1 | 1172.45 | INR
2000 | Central Zone, Bhubaneswar | 2200 | EHT (O&M) Circle, Cuttack | 2202 | EHT (O&M) Division, Cuttack | C327 | 132/33 kV T/L S/S S/D Jagatsinghpur | 3000001957 | Closing coil for 36KV VCB SEIL | SPR.BKR36SEIL.E003 | ZSPR_ACT | ZSPR | NOS | 1 | 644.31 | INR
2000 | Central Zone, Bhubaneswar | 2200 | EHT (O&M) Circle, Cuttack | 2202 | EHT (O&M) Division, Cuttack | C324 | 220/132/33 kV T/L S/S S/D Cuttack | 3000001957 | Closing coil for 36KV VCB SEIL | SPR.BKR36SEIL.E003 | ZSPR_ACT | ZSPR | NOS | 4 | 2577.24 | INR
2000 | Central Zone, Bhubaneswar | 2200 | EHT (O&M) Circle, Cuttack | 2202 | EHT (O&M) Division, Cuttack | C325 | 132/33 kV T/L S/S S/D Phulnakhara | 3000001969 | TRIPPING COIL OF MEGAWIN 36KV VCB | SPR.BKR36SMGWN.E003 | ZSPR_ACT | ZSPR | NOS | 3 | 6555 | INR
2000 | Central Zone, Bhubaneswar | 2200 | EHT (O&M) Circle, Cuttack | 2202 | EHT (O&M) Division, Cuttack | C325 | 132/33 kV T/L S/S S/D Phulnakhara | 3000001975 | SC MOTOR FOR 36KV,1250A,25KA, SIEMENS | SPR.BKR36SMNS.E005 | ZSPR_ACT | ZSPR | NOS | 1 | 5000 | INR
2000 | Central Zone, Bhubaneswar | 2200 | EHT (O&M) Circle, Cuttack | 2202 | EHT (O&M) Division, Cuttack | C323 | 220/132/33 kV T/L S/S S/D Bidanasi | 3000002112 | VOLTAGE REGULATOR CARD-CHARGER | SPR.CHRG.CLDN.A001 | ZSPR_ACT | ZSPR | NOS | 1 | 10000.5 | INR
2000 | Central Zone, Bhubaneswar | 2200 | EHT (O&M) Circle, Cuttack | 2202 | EHT (O&M) Division, Cuttack | C323 | 220/132/33 kV T/L S/S S/D Bidanasi | 3000002113 | PROTECTION CARD BAT CHARGER | SPR.CHRG.CLDN.A002 | ZSPR_ACT | ZSPR | NOS | 1 | 1 | INR
2000 | Central Zone, Bhubaneswar | 2200 | EHT (O&M) Circle, Cuttack | 2202 | EHT (O&M) Division, Cuttack | C323 | 220/132/33 kV T/L S/S S/D Bidanasi | 3000002114 | THYRISTER(SCR) BATTERY CHARGER | SPR.CHRG.CLDN.A003 | ZSPR_ACT | ZSPR | NOS | 1 | 4200 | INR
2000 | Central Zone, Bhubaneswar | 2200 | EHT (O&M) Circle, Cuttack | 2202 | EHT (O&M) Division, Cuttack | C323 | 220/132/33 kV T/L S/S S/D Bidanasi | 3000002120 | INDICATING FUSE OF BAT CHARGER | SPR.CHRG.CLDN.A009 | ZSPR_ACT | ZSPR | NOS | 6 | 4800 | INR
2000 | Central Zone, Bhubaneswar | 2200 | EHT (O&M) Circle, Cuttack | 2202 | EHT (O&M) Division, Cuttack | C323 | 220/132/33 kV T/L S/S S/D Bidanasi | 3000002122 | RECTIFIER FUSE | SPR.CHRG.CLDN.A011 | ZSPR_ACT | ZSPR | NOS | 4 | 6400 | INR
2000 | Central Zone, Bhubaneswar | 2200 | EHT (O&M) Circle, Cuttack | 2202 | EHT (O&M) Division, Cuttack | C323 | 220/132/33 kV T/L S/S S/D Bidanasi | 3000002136 | THYRISTER(SCR) FLOAT BAT CHARGER CLDN | SPR.CHRG.CLDN.A028 | ZSPR_ACT | ZSPR | NOS | 2 | 2850.17 | INR
2000 | Central Zone, Bhubaneswar | 2200 | EHT (O&M) Circle, Cuttack | 2202 | EHT (O&M) Division, Cuttack | C324 | 220/132/33 kV T/L S/S S/D Cuttack | 3000002136 | THYRISTER(SCR) FLOAT BAT CHARGER CLDN | SPR.CHRG.CLDN.A028 | ZSPR_ACT | ZSPR | NOS | 4 | 5700.33 | INR
2000 | Central Zone, Bhubaneswar | 2200 | EHT (O&M) Circle, Cuttack | 2202 | EHT (O&M) Division, Cuttack | C323 | 220/132/33 kV T/L S/S S/D Bidanasi | 3000002139 | BLOCKING DIODE B.C. BAT CHARGER CALDYNE | SPR.CHRG.CLDN.A031 | ZSPR_ACT | ZSPR | NOS | 1 | 1 | INR
2000 | Central Zone, Bhubaneswar | 2200 | EHT (O&M) Circle, Cuttack | 2202 | EHT (O&M) Division, Cuttack | C323 | 220/132/33 kV T/L S/S S/D Bidanasi | 3000002140 | FITER CAPACITOR BATTERY CHARGER CALDYNE | SPR.CHRG.CLDN.A032 | ZSPR_ACT | ZSPR | NOS | 2 | 2 | INR
2000 | Central Zone, Bhubaneswar | 2200 | EHT (O&M) Circle, Cuttack | 2202 | EHT (O&M) Division, Cuttack | C323 | 220/132/33 kV T/L S/S S/D Bidanasi | 3000002148 | GFLC CARD | SPR.CHRG.CLDN.A040 | ZSPR_ACT | ZSPR | NOS | 1 | 14400 | INR
2000 | Central Zone, Bhubaneswar | 2200 | EHT (O&M) Circle, Cuttack | 2202 | EHT (O&M) Division, Cuttack | C324 | 220/132/33 kV T/L S/S S/D Cuttack | 3000002193 | AMMETER WITH TRANSDUCER 132KV CR PANEL | SPR.CRPNL132AE.A001 | ZSPR_ACT | ZSPR | NOS | 2 | 920 | INR
2000 | Central Zone, Bhubaneswar | 2200 | EHT (O&M) Circle, Cuttack | 2202 | EHT (O&M) Division, Cuttack | C323 | 220/132/33 kV T/L S/S S/D Bidanasi | 3000002194 | VOLTMETER WITH TRANSDUCER-132KV CRP AE | SPR.CRPNL132AE.A002 | ZSPR_ACT | ZSPR | NOS | 1 | 460 | INR
2000 | Central Zone, Bhubaneswar | 2200 | EHT (O&M) Circle, Cuttack | 2202 | EHT (O&M) Division, Cuttack | C323 | 220/132/33 kV T/L S/S S/D Bidanasi | 3000002195 | WATTMETER WITH TRANSDUCER-132KV CRP AE | SPR.CRPNL132AE.A003 | ZSPR_ACT | ZSPR | NOS | 1 | 560 | INR
2000 | Central Zone, Bhubaneswar | 2200 | EHT (O&M) Circle, Cuttack | 2202 | EHT (O&M) Division, Cuttack | C323 | 220/132/33 kV T/L S/S S/D Bidanasi | 3000002196 | VAR METER WITH TRANSDUCER-132KV CRP AE | SPR.CRPNL132AE.A004 | ZSPR_ACT | ZSPR | NOS | 1 | 720 | INR
2000 | Central Zone, Bhubaneswar | 2200 | EHT (O&M) Circle, Cuttack | 2202 | EHT (O&M) Division, Cuttack | C323 | 220/132/33 kV T/L S/S S/D Bidanasi | 3000002221 | AMMETER SELECTOR SWITCH 33KV CR PANEL | SPR.CRPNL33BHEL.A006 | ZSPR_ACT | ZSPR | NOS | 2 | 600 | INR
2000 | Central Zone, Bhubaneswar | 2200 | EHT (O&M) Circle, Cuttack | 2202 | EHT (O&M) Division, Cuttack | C323 | 220/132/33 kV T/L S/S S/D Bidanasi | 3000002222 | TNC SWITCH FOR 33KV CR PANEL | SPR.CRPNL33BHEL.A008 | ZSPR_ACT | ZSPR | NOS | 1 | 1014.29 | INR
2000 | Central Zone, Bhubaneswar | 2200 | EHT (O&M) Circle, Cuttack | 2202 | EHT (O&M) Division, Cuttack | C326 | 132/33 kV T/L S/S S/D Brajabiharipur | 3000002286 | Discrepancy Control switch for Isolator | SPR.ISO.MISC.A001 | ZSPR_ACT | ZSPR | NOS | 4 | 20347.55 | INR
2000 | Central Zone, Bhubaneswar | 2200 | EHT (O&M) Circle, Cuttack | 2202 | EHT (O&M) Division, Cuttack | C324 | 220/132/33 kV T/L S/S S/D Cuttack | 3000002286 | Discrepancy Control switch for Isolator | SPR.ISO.MISC.A001 | ZSPR_ACT | ZSPR | NOS | 1 | 5086.89 | INR
2000 | Central Zone, Bhubaneswar | 2200 | EHT (O&M) Circle, Cuttack | 2202 | EHT (O&M) Division, Cuttack | C326 | 132/33 kV T/L S/S S/D Brajabiharipur | 3000002295 | Support one pole of 33KV Isolator | SPR.ISO.MISC.A010 | ZSPR_ACT | ZSPR | SET | 2 | 3823.96 | INR
2000 | Central Zone, Bhubaneswar | 2200 | EHT (O&M) Circle, Cuttack | 2202 | EHT (O&M) Division, Cuttack | C326 | 132/33 kV T/L S/S S/D Brajabiharipur | 3000002342 | POWER CONTACTOR RELAY 132 KV ISOLATOR | SPR.ISO132SLS.A001 | ZSPR_ACT | ZSPR | NOS | 1 | 20395.43 | INR
2000 | Central Zone, Bhubaneswar | 2200 | EHT (O&M) Circle, Cuttack | 2202 | EHT (O&M) Division, Cuttack | C326 | 132/33 kV T/L S/S S/D Brajabiharipur | 3000002347 | LIMIT SWITCH FOR 132 KV ISOLATOR | SPR.ISO132SMNS.A001 | ZSPR_ACT | ZSPR | NOS | 2 | 6373.26 | INR
2000 | Central Zone, Bhubaneswar | 2200 | EHT (O&M) Circle, Cuttack | 2202 | EHT (O&M) Division, Cuttack | C323 | 220/132/33 kV T/L S/S S/D Bidanasi | 3000002354 | FEMALE CONTACT(FXD) 132KV SS ISOLATOR | SPR.ISO132SS.A001 | ZSPR_ACT | ZSPR | NOS | 8 | 18924.72 | INR
2000 | Central Zone, Bhubaneswar | 2200 | EHT (O&M) Circle, Cuttack | 2202 | EHT (O&M) Division, Cuttack | C323 | 220/132/33 kV T/L S/S S/D Bidanasi | 3000002357 | ARCING CONTACTS 132 KV SS MAKE ISOLATOR | SPR.ISO132SS.A005 | ZSPR_ACT | ZSPR | NOS | 9 | 9270 | INR
2000 | Central Zone, Bhubaneswar | 2200 | EHT (O&M) Circle, Cuttack | 2202 | EHT (O&M) Division, Cuttack | C326 | 132/33 kV T/L S/S S/D Brajabiharipur | 3000002359 | MALE & FEMALE CONTACT 132 KV ISOLATOR | SPR.ISO132SS.A007 | ZSPR_ACT | ZSPR | NOS | 1 | 91780 | INR
2000 | Central Zone, Bhubaneswar | 2200 | EHT (O&M) Circle, Cuttack | 2202 | EHT (O&M) Division, Cuttack | C323 | 220/132/33 kV T/L S/S S/D Bidanasi | 3000002365 | STRIP & NUT & BOLTS 132KV ISOLATOR SS | SPR.ISO132SS.A013 | ZSPR_ACT | ZSPR | NOS | 2 | 2400 | INR
2000 | Central Zone, Bhubaneswar | 2200 | EHT (O&M) Circle, Cuttack | 2202 | EHT (O&M) Division, Cuttack | C326 | 132/33 kV T/L S/S S/D Brajabiharipur | 3000002377 | EARTHING ROD & BLADE 132KV ISOLATOR | SPR.ISO132SS.A027 | ZSPR_ACT | ZSPR | NOS | 1 | 12110.19 | INR
2000 | Central Zone, Bhubaneswar | 2200 | EHT (O&M) Circle, Cuttack | 2202 | EHT (O&M) Division, Cuttack | C326 | 132/33 kV T/L S/S S/D Brajabiharipur | 3000002378 | MOTOR WITH GEAR ASSEMBLY 132KV ISOLATOR | SPR.ISO132SS.A029 | ZSPR_ACT | ZSPR | NOS | 1 | 15296.82 | INR
2000 | Central Zone, Bhubaneswar | 2200 | EHT (O&M) Circle, Cuttack | 2202 | EHT (O&M) Division, Cuttack | C324 | 220/132/33 kV T/L S/S S/D Cuttack | 3000002429 | FEMALE CONTACT 220KV SS MAKE ISOLATOR | SPR.ISO220SS.A001 | ZSPR_ACT | ZSPR | NOS | 2 | 10400 | INR
2000 | Central Zone, Bhubaneswar | 2200 | EHT (O&M) Circle, Cuttack | 2202 | EHT (O&M) Division, Cuttack | C323 | 220/132/33 kV T/L S/S S/D Bidanasi | 3000002441 | CU CONTACTFINGER FC 220KV SS ISOLATOR | SPR.ISO220SS.A018 | ZSPR_ACT | ZSPR | NOS | 6 | 38850 | INR
2000 | Central Zone, Bhubaneswar | 2200 | EHT (O&M) Circle, Cuttack | 2202 | EHT (O&M) Division, Cuttack | C326 | 132/33 kV T/L S/S S/D Brajabiharipur | 3000002449 | MALE&FEMALE CONTACT-36KV ISOLATOR | SPR.ISO33.A001 | ZSPR_ACT | ZSPR | NOS | 1 | 68835.2 | INR
2000 | Central Zone, Bhubaneswar | 2200 | EHT (O&M) Circle, Cuttack | 2202 | EHT (O&M) Division, Cuttack | C324 | 220/132/33 kV T/L S/S S/D Cuttack | 3000002450 | 33KV Isolator female contaCTDBR | SPR.ISO33.DB.A001 | ZSPR_US | ZSPR | NOS | 10 | 2000 | INR
2000 | Central Zone, Bhubaneswar | 2200 | EHT (O&M) Circle, Cuttack | 2202 | EHT (O&M) Division, Cuttack | C326 | 132/33 kV T/L S/S S/D Brajabiharipur | 3000002475 | ER & Blade contaCT33KV SMNS ISOLATOR | SPR.ISO33SMNS.A004 | ZSPR_ACT | ZSPR | SET | 1 | 8285.24 | INR
2000 | Central Zone, Bhubaneswar | 2200 | EHT (O&M) Circle, Cuttack | 2202 | EHT (O&M) Division, Cuttack | C326 | 132/33 kV T/L S/S S/D Brajabiharipur | 3000002476 | LIMIT SWITCH | SPR.ISO33SMNS.A007 | ZSPR_ACT | ZSPR | NOS | 2 | 6373.26 | INR
2000 | Central Zone, Bhubaneswar | 2200 | EHT (O&M) Circle, Cuttack | 2202 | EHT (O&M) Division, Cuttack | C324 | 220/132/33 kV T/L S/S S/D Cuttack | 3000002481 | MALE CONTACTBLADES 33KV SS ISOLATOR | SPR.ISO33SS.A003 | ZSPR_SCRAP | ZSPR | NOS | 12 | 2400 | INR
2000 | Central Zone, Bhubaneswar | 2200 | EHT (O&M) Circle, Cuttack | 2202 | EHT (O&M) Division, Cuttack | C323 | 220/132/33 kV T/L S/S S/D Bidanasi | 3000002482 | MECHANISM BOX FOR 33KV ISOLATOR | SPR.ISO33SS.A004 | ZSPR_SCRAP | ZSPR | NOS | 40 | 96800 | INR
2000 | Central Zone, Bhubaneswar | 2200 | EHT (O&M) Circle, Cuttack | 2202 | EHT (O&M) Division, Cuttack | C325 | 132/33 kV T/L S/S S/D Phulnakhara | 3000002482 | MECHANISM BOX FOR 33KV ISOLATOR | SPR.ISO33SS.A004 | ZSPR_SCRAP | ZSPR | NOS | 10 | 24200 | INR
2000 | Central Zone, Bhubaneswar | 2200 | EHT (O&M) Circle, Cuttack | 2202 | EHT (O&M) Division, Cuttack | C326 | 132/33 kV T/L S/S S/D Brajabiharipur | 3000002497 | MOTOR WITH GEAR ASSEMBLY 36KV ISOLATOR | SPR.ISO33SS.A024 | ZSPR_ACT | ZSPR | NOS | 1 | 15296.82 | INR
2000 | Central Zone, Bhubaneswar | 2200 | EHT (O&M) Circle, Cuttack | 2202 | EHT (O&M) Division, Cuttack | C324 | 220/132/33 kV T/L S/S S/D Cuttack | 3000002554 | MISCELLANEOUS SPARE ITEMS | SPR.MISC.A001 | ZSPR_SCRAP | ZSPR | NOS | 45 | 2250 | INR
2000 | Central Zone, Bhubaneswar | 2200 | EHT (O&M) Circle, Cuttack | 2202 | EHT (O&M) Division, Cuttack | C323 | 220/132/33 kV T/L S/S S/D Bidanasi | 3000002554 | MISCELLANEOUS SPARE ITEMS | SPR.MISC.A001 | ZSPR_ACT | ZSPR | NOS | 1 | 1 | INR
2000 | Central Zone, Bhubaneswar | 2200 | EHT (O&M) Circle, Cuttack | 2202 | EHT (O&M) Division, Cuttack | C326 | 132/33 kV T/L S/S S/D Brajabiharipur | 3000002559 | AUXILIARY SWITCH CONTACTS ASSEMBLY | SPR.MISC.A012 | ZSPR_ACT | ZSPR | NOS | 2 | 6373.26 | INR
2000 | Central Zone, Bhubaneswar | 2200 | EHT (O&M) Circle, Cuttack | 2202 | EHT (O&M) Division, Cuttack | C326 | 132/33 kV T/L S/S S/D Brajabiharipur | 3000002578 | TRIP CKT SUPERVISION RELAY FOR CR PNL | SPR.MISC.A056 | ZSPR_ACT | ZSPR | NOS | 3 | 17317.39 | INR
2000 | Central Zone, Bhubaneswar | 2200 | EHT (O&M) Circle, Cuttack | 2202 | EHT (O&M) Division, Cuttack | C323 | 220/132/33 kV T/L S/S S/D Bidanasi | 3000002578 | TRIP CKT SUPERVISION RELAY FOR CR PNL | SPR.MISC.A056 | ZSPR_ACT | ZSPR | NOS | 1 | 5772.46 | INR
2000 | Central Zone, Bhubaneswar | 2200 | EHT (O&M) Circle, Cuttack | 2202 | EHT (O&M) Division, Cuttack | C323 | 220/132/33 kV T/L S/S S/D Bidanasi | 3000002579 | ANNUCIATION RELAY FOR 6 FASIA FOR CR PNL | SPR.MISC.A057 | ZSPR_ACT | ZSPR | NOS | 1 | 1200 | INR
2000 | Central Zone, Bhubaneswar | 2200 | EHT (O&M) Circle, Cuttack | 2202 | EHT (O&M) Division, Cuttack | C323 | 220/132/33 kV T/L S/S S/D Bidanasi | 3000002581 | EVENT LOGGER WITH POWER SUPPLY MODULE | SPR.MISC.A062 | ZSPR_SCRAP | ZSPR | NOS | 1 | 1 | INR
2000 | Central Zone, Bhubaneswar | 2200 | EHT (O&M) Circle, Cuttack | 2202 | EHT (O&M) Division, Cuttack | C323 | 220/132/33 kV T/L S/S S/D Bidanasi | 3000002635 | Terminal connector | SPR.MISC.A208 | ZSPR_ACT | ZSPR | NOS | 2 | 1271.44 | INR
2000 | Central Zone, Bhubaneswar | 2200 | EHT (O&M) Circle, Cuttack | 2202 | EHT (O&M) Division, Cuttack | C325 | 132/33 kV T/L S/S S/D Phulnakhara | 3000002661 | Old & used different Panel spares | SPR.MISC.A249 | ZSPR_SCRAP | ZSPR | NOS | 15 | 15 | INR
2000 | Central Zone, Bhubaneswar | 2200 | EHT (O&M) Circle, Cuttack | 2202 | EHT (O&M) Division, Cuttack | C326 | 132/33 kV T/L S/S S/D Brajabiharipur | 3000002664 | Annunciator | SPR.MISC.A252 | ZSPR_ACT | ZSPR | NOS | 1 | 12747.52 | INR
2000 | Central Zone, Bhubaneswar | 2200 | EHT (O&M) Circle, Cuttack | 2202 | EHT (O&M) Division, Cuttack | C324 | 220/132/33 kV T/L S/S S/D Cuttack | 3000002764 | 33KV BIMETALIC PAD CLAMP | SPR.MISC.A501 | ZSPR_ACT | ZSPR | NOS | 2 | 2840 | INR
2000 | Central Zone, Bhubaneswar | 2200 | EHT (O&M) Circle, Cuttack | 2202 | EHT (O&M) Division, Cuttack | C326 | 132/33 kV T/L S/S S/D Brajabiharipur | 3000002813 | Protection Transfer Switch(NIT) | SPR.PNL33.A001 | ZSPR_ACT | ZSPR | NOS | 2 | 7647.92 | INR
2000 | Central Zone, Bhubaneswar | 2200 | EHT (O&M) Circle, Cuttack | 2202 | EHT (O&M) Division, Cuttack | C326 | 132/33 kV T/L S/S S/D Brajabiharipur | 3000002814 | Ammeter selector switch | SPR.PNL33.A002 | ZSPR_ACT | ZSPR | NOS | 2 | 1274.66 | INR
2000 | Central Zone, Bhubaneswar | 2200 | EHT (O&M) Circle, Cuttack | 2202 | EHT (O&M) Division, Cuttack | C326 | 132/33 kV T/L S/S S/D Brajabiharipur | 3000002815 | Voltmeter Selector Switch | SPR.PNL33.A003 | ZSPR_ACT | ZSPR | NOS | 2 | 4209.77 | INR
2000 | Central Zone, Bhubaneswar | 2200 | EHT (O&M) Circle, Cuttack | 2202 | EHT (O&M) Division, Cuttack | C324 | 220/132/33 kV T/L S/S S/D Cuttack | 3000002815 | Voltmeter Selector Switch | SPR.PNL33.A003 | ZSPR_ACT | ZSPR | NOS | 1 | 2104.89 | INR
2000 | Central Zone, Bhubaneswar | 2200 | EHT (O&M) Circle, Cuttack | 2202 | EHT (O&M) Division, Cuttack | C326 | 132/33 kV T/L S/S S/D Brajabiharipur | 3000002816 | Voltmeter with Transducer of 33KV Panel | SPR.PNL33.A004 | ZSPR_ACT | ZSPR | NOS | 1 | 8923.56 | INR
2000 | Central Zone, Bhubaneswar | 2200 | EHT (O&M) Circle, Cuttack | 2202 | EHT (O&M) Division, Cuttack | C326 | 132/33 kV T/L S/S S/D Brajabiharipur | 3000002817 | Ammeter with Transducer of 33KV Panel | SPR.PNL33.A005 | ZSPR_ACT | ZSPR | NOS | 1 | 8923.56 | INR
2000 | Central Zone, Bhubaneswar | 2200 | EHT (O&M) Circle, Cuttack | 2202 | EHT (O&M) Division, Cuttack | C325 | 132/33 kV T/L S/S S/D Phulnakhara | 3000002822 | V Selector Switch-132KV&33KV Smns CRP | SPR.PNL33SMNS.A003 | ZSPR_ACT | ZSPR | NOS | 1 | 100 | INR
2000 | Central Zone, Bhubaneswar | 2200 | EHT (O&M) Circle, Cuttack | 2202 | EHT (O&M) Division, Cuttack | C324 | 220/132/33 kV T/L S/S S/D Cuttack | 3000002854 | SURGE COUNTER FOR 132KV SURGE ARRESTER | SPR.SA132BHEL.A001 | ZSPR_SCRAP | ZSPR | NOS | 13 | 650 | INR
2000 | Central Zone, Bhubaneswar | 2200 | EHT (O&M) Circle, Cuttack | 2202 | EHT (O&M) Division, Cuttack | C324 | 220/132/33 kV T/L S/S S/D Cuttack | 3000002854 | SURGE COUNTER FOR 132KV SURGE ARRESTER | SPR.SA132BHEL.A001 | ZSPR_ACT | ZSPR | NOS | 25 | 212500 | INR
2000 | Central Zone, Bhubaneswar | 2200 | EHT (O&M) Circle, Cuttack | 2202 | EHT (O&M) Division, Cuttack | C324 | 220/132/33 kV T/L S/S S/D Cuttack | 3000002934 | OTI &CONTACT60MVA 220/132/33KV BHEL AT | SPR.TFR160BHEL.DC02 | ZSPR_ACT | ZSPR | NOS | 1 | 15000 | INR
2000 | Central Zone, Bhubaneswar | 2200 | EHT (O&M) Circle, Cuttack | 2202 | EHT (O&M) Division, Cuttack | C324 | 220/132/33 kV T/L S/S S/D Cuttack | 3000002935 | WTI of 160MVA 220/132/33KV BHEL AT | SPR.TFR160BHEL.DC03 | ZSPR_ACT | ZSPR | NOS | 1 | 10000 | INR
2000 | Central Zone, Bhubaneswar | 2200 | EHT (O&M) Circle, Cuttack | 2202 | EHT (O&M) Division, Cuttack | C324 | 220/132/33 kV T/L S/S S/D Cuttack | 3000002939 | T.Bushing&Rod-160MVA 220/132/33KVBHEL AT | SPR.TFR160BHEL.DC07 | ZSPR_ACT | ZSPR | NOS | 1 | 20000 | INR
2000 | Central Zone, Bhubaneswar | 2200 | EHT (O&M) Circle, Cuttack | 2202 | EHT (O&M) Division, Cuttack | C324 | 220/132/33 kV T/L S/S S/D Cuttack | 3000002947 | BR of 160MVA 220/132/33KV BHEL AT | SPR.TFR160BHEL.DC18 | ZSPR_ACT | ZSPR | NOS | 1 | 10000 | INR
2000 | Central Zone, Bhubaneswar | 2200 | EHT (O&M) Circle, Cuttack | 2202 | EHT (O&M) Division, Cuttack | C324 | 220/132/33 kV T/L S/S S/D Cuttack | 3000002952 | E.JOINT FOR 160MVA 220/132/33KV BHEL AT | SPR.TFR160BHEL.DC24 | ZSPR_ACT | ZSPR | NOS | 2 | 4400 | INR
2000 | Central Zone, Bhubaneswar | 2200 | EHT (O&M) Circle, Cuttack | 2202 | EHT (O&M) Division, Cuttack | C323 | 220/132/33 kV T/L S/S S/D Bidanasi | 3000002958 | TPI FOR 160MVA 220/132/33KV EMCO AT | SPR.TFR160EMCO.DC06 | ZSPR_ACT | ZSPR | NOS | 1 | 1 | INR
2000 | Central Zone, Bhubaneswar | 2200 | EHT (O&M) Circle, Cuttack | 2202 | EHT (O&M) Division, Cuttack | C323 | 220/132/33 kV T/L S/S S/D Bidanasi | 3000003090 | HV Bushing&Rod of 20MVA 220/33kV T&R Tfr | SPR.TFR20T&R.EB01 | ZSPR_ACT | ZSPR | NOS | 1 | 82294.85 | INR
2000 | Central Zone, Bhubaneswar | 2200 | EHT (O&M) Circle, Cuttack | 2202 | EHT (O&M) Division, Cuttack | C323 | 220/132/33 kV T/L S/S S/D Bidanasi | 3000003153 | TPI FOR 40MVA 132/33KV AREVA Tfr | SPR.TFR40ARVA.EB01 | ZSPR_ACT | ZSPR | NOS | 1 | 325.5 | INR
2000 | Central Zone, Bhubaneswar | 2200 | EHT (O&M) Circle, Cuttack | 2202 | EHT (O&M) Division, Cuttack | C323 | 220/132/33 kV T/L S/S S/D Bidanasi | 3000003157 | MOLG of 40MVA 132/33KV AREVA Tfr | SPR.TFR40ARVA.EC04 | ZSPR_ACT | ZSPR | NOS | 1 | 850.5 | INR
2000 | Central Zone, Bhubaneswar | 2200 | EHT (O&M) Circle, Cuttack | 2202 | EHT (O&M) Division, Cuttack | C323 | 220/132/33 kV T/L S/S S/D Bidanasi | 3000003158 | OTI&CONTACTOF 40MVA 132/33KV AREVA Tfr | SPR.TFR40ARVA.EC05 | ZSPR_ACT | ZSPR | NOS | 1 | 1350 | INR
2000 | Central Zone, Bhubaneswar | 2200 | EHT (O&M) Circle, Cuttack | 2202 | EHT (O&M) Division, Cuttack | C323 | 220/132/33 kV T/L S/S S/D Bidanasi | 3000003161 | WTI with Contact-40MVA Tfr | SPR.TFR40ARVA.EC08 | ZSPR_ACT | ZSPR | NOS | 1 | 1200 | INR
2000 | Central Zone, Bhubaneswar | 2200 | EHT (O&M) Circle, Cuttack | 2202 | EHT (O&M) Division, Cuttack | C323 | 220/132/33 kV T/L S/S S/D Bidanasi | 3000003172 | A. CONTACTORof 40MVA 132/33KV AREVA Tfr | SPR.TFR40ARVA.EC19 | ZSPR_ACT | ZSPR | NOS | 24 | 10800 | INR
2000 | Central Zone, Bhubaneswar | 2200 | EHT (O&M) Circle, Cuttack | 2202 | EHT (O&M) Division, Cuttack | C323 | 220/132/33 kV T/L S/S S/D Bidanasi | 3000003173 | TD RELAY of 40MVA 132/33KV AREVA Tfr | SPR.TFR40ARVA.EC20 | ZSPR_ACT | ZSPR | NOS | 1 | 2500 | INR
2000 | Central Zone, Bhubaneswar | 2200 | EHT (O&M) Circle, Cuttack | 2202 | EHT (O&M) Division, Cuttack | C323 | 220/132/33 kV T/L S/S S/D Bidanasi | 3000003175 | TOL RELAY of 40MVA 132/33KV AREVA Tfr | SPR.TFR40ARVA.EC23 | ZSPR_ACT | ZSPR | NOS | 15 | 6920 | INR
2000 | Central Zone, Bhubaneswar | 2200 | EHT (O&M) Circle, Cuttack | 2202 | EHT (O&M) Division, Cuttack | C324 | 220/132/33 kV T/L S/S S/D Cuttack | 3000003193 | POWER CONTACTOR-40MVA 132/33KV ASTM Tfr | SPR.TFR40ASTM.EA03 | ZSPR_ACT | ZSPR | NOS | 1 | 3500 | INR
2000 | Central Zone, Bhubaneswar | 2200 | EHT (O&M) Circle, Cuttack | 2202 | EHT (O&M) Division, Cuttack | C324 | 220/132/33 kV T/L S/S S/D Cuttack | 3000003197 | OTI FOR 40MVA 132/33KV ALSTOM Tfr | SPR.TFR40ASTM.EC01 | ZSPR_ACT | ZSPR | NOS | 1 | 4060 | INR
2000 | Central Zone, Bhubaneswar | 2200 | EHT (O&M) Circle, Cuttack | 2202 | EHT (O&M) Division, Cuttack | C324 | 220/132/33 kV T/L S/S S/D Cuttack | 3000003199 | PRV FOR 40MVA 132/33KV ALSTOM Tfr | SPR.TFR40ASTM.EC03 | ZSPR_ACT | ZSPR | NOS | 1 | 2000 | INR
2000 | Central Zone, Bhubaneswar | 2200 | EHT (O&M) Circle, Cuttack | 2202 | EHT (O&M) Division, Cuttack | C324 | 220/132/33 kV T/L S/S S/D Cuttack | 3000003209 | EXPLOSION POT-40MVA 132/33KV ASTM Tfr | SPR.TFR40ASTM.EC13 | ZSPR_ACT | ZSPR | NOS | 1 | 5000 | INR
2000 | Central Zone, Bhubaneswar | 2200 | EHT (O&M) Circle, Cuttack | 2202 | EHT (O&M) Division, Cuttack | C324 | 220/132/33 kV T/L S/S S/D Cuttack | 3000003210 | PRESSURE SWITCH-40MVA 132/33KV ASTM Tfr | SPR.TFR40ASTM.EC15 | ZSPR_SCRAP | ZSPR | NOS | 2 | 5000 | INR
2000 | Central Zone, Bhubaneswar | 2200 | EHT (O&M) Circle, Cuttack | 2202 | EHT (O&M) Division, Cuttack | C324 | 220/132/33 kV T/L S/S S/D Cuttack | 3000003211 | BET VALVE of 40MVA 132/33KV ASTM Tfr | SPR.TFR40ASTM.ED01 | ZSPR_ACT | ZSPR | NOS | 1 | 1000 | INR
2000 | Central Zone, Bhubaneswar | 2200 | EHT (O&M) Circle, Cuttack | 2202 | EHT (O&M) Division, Cuttack | C325 | 132/33 kV T/L S/S S/D Phulnakhara | 3000003240 | PRV FOR 40MVA 132/33KV BHEL Tfr | SPR.TFR40BHEL.EC02 | ZSPR_ACT | ZSPR | NOS | 1 | 6550 | INR
2000 | Central Zone, Bhubaneswar | 2200 | EHT (O&M) Circle, Cuttack | 2202 | EHT (O&M) Division, Cuttack | C327 | 132/33 kV T/L S/S S/D Jagatsinghpur | 3000003240 | PRV FOR 40MVA 132/33KV BHEL Tfr | SPR.TFR40BHEL.EC02 | ZSPR_ACT | ZSPR | NOS | 1 | 6550 | INR
2000 | Central Zone, Bhubaneswar | 2200 | EHT (O&M) Circle, Cuttack | 2202 | EHT (O&M) Division, Cuttack | C327 | 132/33 kV T/L S/S S/D Jagatsinghpur | 3000003241 | WTI FOR 40MVA 132/33KV BHEL Tfr | SPR.TFR40BHEL.EC03 | ZSPR_ACT | ZSPR | NOS | 1 | 18312.5 | INR
2000 | Central Zone, Bhubaneswar | 2200 | EHT (O&M) Circle, Cuttack | 2202 | EHT (O&M) Division, Cuttack | C325 | 132/33 kV T/L S/S S/D Phulnakhara | 3000003241 | WTI FOR 40MVA 132/33KV BHEL Tfr | SPR.TFR40BHEL.EC03 | ZSPR_ACT | ZSPR | NOS | 1 | 18312.5 | INR
2000 | Central Zone, Bhubaneswar | 2200 | EHT (O&M) Circle, Cuttack | 2202 | EHT (O&M) Division, Cuttack | C325 | 132/33 kV T/L S/S S/D Phulnakhara | 3000003242 | OTI FOR 40MVA 132/33KV BHEL Tfr | SPR.TFR40BHEL.EC05 | ZSPR_ACT | ZSPR | NOS | 1 | 11387.5 | INR
2000 | Central Zone, Bhubaneswar | 2200 | EHT (O&M) Circle, Cuttack | 2202 | EHT (O&M) Division, Cuttack | C327 | 132/33 kV T/L S/S S/D Jagatsinghpur | 3000003242 | OTI FOR 40MVA 132/33KV BHEL Tfr | SPR.TFR40BHEL.EC05 | ZSPR_ACT | ZSPR | NOS | 1 | 11387.5 | INR
2000 | Central Zone, Bhubaneswar | 2200 | EHT (O&M) Circle, Cuttack | 2202 | EHT (O&M) Division, Cuttack | C324 | 220/132/33 kV T/L S/S S/D Cuttack | 3000003243 | OTI FOS FOR 40MVA 132/33KV BHEL Tfr | SPR.TFR40BHEL.EC06 | ZSPR_ACT | ZSPR | NOS | 2 | 8000 | INR
2000 | Central Zone, Bhubaneswar | 2200 | EHT (O&M) Circle, Cuttack | 2202 | EHT (O&M) Division, Cuttack | C327 | 132/33 kV T/L S/S S/D Jagatsinghpur | 3000003244 | BUCHHOLZRELAY FOR 40MVA 132/33KV BHELTfr | SPR.TFR40BHEL.EC07 | ZSPR_ACT | ZSPR | NOS | 1 | 6325 | INR
2000 | Central Zone, Bhubaneswar | 2200 | EHT (O&M) Circle, Cuttack | 2202 | EHT (O&M) Division, Cuttack | C325 | 132/33 kV T/L S/S S/D Phulnakhara | 3000003244 | BUCHHOLZRELAY FOR 40MVA 132/33KV BHELTfr | SPR.TFR40BHEL.EC07 | ZSPR_ACT | ZSPR | NOS | 1 | 6325 | INR
2000 | Central Zone, Bhubaneswar | 2200 | EHT (O&M) Circle, Cuttack | 2202 | EHT (O&M) Division, Cuttack | C325 | 132/33 kV T/L S/S S/D Phulnakhara | 3000003245 | MOLG FOR 40MVA 132/33KV BHEL Tfr | SPR.TFR40BHEL.EC08 | ZSPR_ACT | ZSPR | NOS | 1 | 3566.66 | INR
2000 | Central Zone, Bhubaneswar | 2200 | EHT (O&M) Circle, Cuttack | 2202 | EHT (O&M) Division, Cuttack | C324 | 220/132/33 kV T/L S/S S/D Cuttack | 3000003245 | MOLG FOR 40MVA 132/33KV BHEL Tfr | SPR.TFR40BHEL.EC08 | ZSPR_ACT | ZSPR | NOS | 1 | 3566.67 | INR
2000 | Central Zone, Bhubaneswar | 2200 | EHT (O&M) Circle, Cuttack | 2202 | EHT (O&M) Division, Cuttack | C327 | 132/33 kV T/L S/S S/D Jagatsinghpur | 3000003245 | MOLG FOR 40MVA 132/33KV BHEL Tfr | SPR.TFR40BHEL.EC08 | ZSPR_ACT | ZSPR | NOS | 1 | 3566.67 | INR
2000 | Central Zone, Bhubaneswar | 2200 | EHT (O&M) Circle, Cuttack | 2202 | EHT (O&M) Division, Cuttack | C327 | 132/33 kV T/L S/S S/D Jagatsinghpur | 3000003247 | HV BUSHING FOR 40 MVA 132/33KV BHEL Tfr | SPR.TFR40BHEL.EF01 | ZSPR_ACT | ZSPR | NOS | 1 | 116122.68 | INR
2000 | Central Zone, Bhubaneswar | 2200 | EHT (O&M) Circle, Cuttack | 2202 | EHT (O&M) Division, Cuttack | C325 | 132/33 kV T/L S/S S/D Phulnakhara | 3000003247 | HV BUSHING FOR 40 MVA 132/33KV BHEL Tfr | SPR.TFR40BHEL.EF01 | ZSPR_ACT | ZSPR | NOS | 2 | 232245.36 | INR
2000 | Central Zone, Bhubaneswar | 2200 | EHT (O&M) Circle, Cuttack | 2202 | EHT (O&M) Division, Cuttack | C327 | 132/33 kV T/L S/S S/D Jagatsinghpur | 3000003248 | LV BUSHING FOR 40 MVA 132/33KV BHEL Tfr | SPR.TFR40BHEL.EF02 | ZSPR_ACT | ZSPR | NOS | 2 | 46800 | INR
2000 | Central Zone, Bhubaneswar | 2200 | EHT (O&M) Circle, Cuttack | 2202 | EHT (O&M) Division, Cuttack | C325 | 132/33 kV T/L S/S S/D Phulnakhara | 3000003248 | LV BUSHING FOR 40 MVA 132/33KV BHEL Tfr | SPR.TFR40BHEL.EF02 | ZSPR_ACT | ZSPR | NOS | 1 | 23400 | INR
2000 | Central Zone, Bhubaneswar | 2200 | EHT (O&M) Circle, Cuttack | 2202 | EHT (O&M) Division, Cuttack | C325 | 132/33 kV T/L S/S S/D Phulnakhara | 3000003249 | HV N bushing for 40MVA 132/33kV BHEL Tfr | SPR.TFR40BHEL.EF03 | ZSPR_ACT | ZSPR | NOS | 1 | 22100 | INR
2000 | Central Zone, Bhubaneswar | 2200 | EHT (O&M) Circle, Cuttack | 2202 | EHT (O&M) Division, Cuttack | C327 | 132/33 kV T/L S/S S/D Jagatsinghpur | 3000003249 | HV N bushing for 40MVA 132/33kV BHEL Tfr | SPR.TFR40BHEL.EF03 | ZSPR_ACT | ZSPR | NOS | 1 | 22100 | INR
2000 | Central Zone, Bhubaneswar | 2200 | EHT (O&M) Circle, Cuttack | 2202 | EHT (O&M) Division, Cuttack | C327 | 132/33 kV T/L S/S S/D Jagatsinghpur | 3000003250 | STARTER FOR 40MVA 132/33KV BHEL Tfr | SPR.TFR40BHEL.EF04 | ZSPR_ACT | ZSPR | NOS | 1 | 23500 | INR
2000 | Central Zone, Bhubaneswar | 2200 | EHT (O&M) Circle, Cuttack | 2202 | EHT (O&M) Division, Cuttack | C325 | 132/33 kV T/L S/S S/D Phulnakhara | 3000003250 | STARTER FOR 40MVA 132/33KV BHEL Tfr | SPR.TFR40BHEL.EF04 | ZSPR_ACT | ZSPR | NOS | 1 | 23500 | INR
2000 | Central Zone, Bhubaneswar | 2200 | EHT (O&M) Circle, Cuttack | 2202 | EHT (O&M) Division, Cuttack | C327 | 132/33 kV T/L S/S S/D Jagatsinghpur | 3000003251 | FUSES FOR 40MVA 132/33KV BHEL Tfr | SPR.TFR40BHEL.EF05 | ZSPR_ACT | ZSPR | NOS | 1 | 6750 | INR
2000 | Central Zone, Bhubaneswar | 2200 | EHT (O&M) Circle, Cuttack | 2202 | EHT (O&M) Division, Cuttack | C325 | 132/33 kV T/L S/S S/D Phulnakhara | 3000003251 | FUSES FOR 40MVA 132/33KV BHEL Tfr | SPR.TFR40BHEL.EF05 | ZSPR_ACT | ZSPR | NOS | 1 | 6750 | INR
2000 | Central Zone, Bhubaneswar | 2200 | EHT (O&M) Circle, Cuttack | 2202 | EHT (O&M) Division, Cuttack | C327 | 132/33 kV T/L S/S S/D Jagatsinghpur | 3000003252 | LAMPS FOR 40MVA 132/33KV BHEL Tfr | SPR.TFR40BHEL.EF06 | ZSPR_ACT | ZSPR | NOS | 1 | 7000 | INR
2000 | Central Zone, Bhubaneswar | 2200 | EHT (O&M) Circle, Cuttack | 2202 | EHT (O&M) Division, Cuttack | C325 | 132/33 kV T/L S/S S/D Phulnakhara | 3000003252 | LAMPS FOR 40MVA 132/33KV BHEL Tfr | SPR.TFR40BHEL.EF06 | ZSPR_ACT | ZSPR | NOS | 1 | 7000 | INR
2000 | Central Zone, Bhubaneswar | 2200 | EHT (O&M) Circle, Cuttack | 2202 | EHT (O&M) Division, Cuttack | C323 | 220/132/33 kV T/L S/S S/D Bidanasi | 3000003261 | HV Bushing & Rod-40MVA 132/33KV ECE Tfr | SPR.TFR40ECE.EF01 | ZSPR_ACT | ZSPR | NOS | 3 | 1262349.9 | INR
2000 | Central Zone, Bhubaneswar | 2200 | EHT (O&M) Circle, Cuttack | 2202 | EHT (O&M) Division, Cuttack | C324 | 220/132/33 kV T/L S/S S/D Cuttack | 3000003266 | C. FAN MOTOR&A.-40MVA 132/33KV GECA Tfr | SPR.TFR40GECA.EA01 | ZSPR_ACT | ZSPR | NOS | 2 | 8000 | INR
2000 | Central Zone, Bhubaneswar | 2200 | EHT (O&M) Circle, Cuttack | 2202 | EHT (O&M) Division, Cuttack | C324 | 220/132/33 kV T/L S/S S/D Cuttack | 3000003269 | BUCHOLZRELAY OF 40MVA 132/33KV GECA Tfr | SPR.TFR40GECA.EC01 | ZSPR_SCRAP | ZSPR | NOS | 3 | 33849.75 | INR
2000 | Central Zone, Bhubaneswar | 2200 | EHT (O&M) Circle, Cuttack | 2202 | EHT (O&M) Division, Cuttack | C322 | 220/33 kV GIS Godisahi | 3000003315 | OTI FOR 132/33KV 63MVA TFR | SPR.TFR63ASTM.EC01 | ZSPR_ACT | ZSPR | NOS | 1 | 0.67 | INR
2000 | Central Zone, Bhubaneswar | 2200 | EHT (O&M) Circle, Cuttack | 2202 | EHT (O&M) Division, Cuttack | C323 | 220/132/33 kV T/L S/S S/D Bidanasi | 3000003315 | OTI FOR 132/33KV 63MVA TFR | SPR.TFR63ASTM.EC01 | ZSPR_ACT | ZSPR | NOS | 2 | 1.34 | INR
2000 | Central Zone, Bhubaneswar | 2200 | EHT (O&M) Circle, Cuttack | 2202 | EHT (O&M) Division, Cuttack | C323 | 220/132/33 kV T/L S/S S/D Bidanasi | 3000003316 | PRV FOR 132/33KV 63MVA Tfr | SPR.TFR63ASTM.EC02 | ZSPR_ACT | ZSPR | NOS | 2 | 2 | INR
2000 | Central Zone, Bhubaneswar | 2200 | EHT (O&M) Circle, Cuttack | 2202 | EHT (O&M) Division, Cuttack | C322 | 220/33 kV GIS Godisahi | 3000003317 | MOLG FOR 132/33KV 63MVA TFR | SPR.TFR63ASTM.EC03 | ZSPR_ACT | ZSPR | NOS | 1 | 0.67 | INR
2000 | Central Zone, Bhubaneswar | 2200 | EHT (O&M) Circle, Cuttack | 2202 | EHT (O&M) Division, Cuttack | C323 | 220/132/33 kV T/L S/S S/D Bidanasi | 3000003317 | MOLG FOR 132/33KV 63MVA TFR | SPR.TFR63ASTM.EC03 | ZSPR_ACT | ZSPR | NOS | 2 | 1.34 | INR
2000 | Central Zone, Bhubaneswar | 2200 | EHT (O&M) Circle, Cuttack | 2202 | EHT (O&M) Division, Cuttack | C323 | 220/132/33 kV T/L S/S S/D Bidanasi | 3000003319 | TPI FOR 132/33KV 63MVA TFR | SPR.TFR63ASTM.EC06 | ZSPR_ACT | ZSPR | NOS | 1 | 0.51 | INR
2000 | Central Zone, Bhubaneswar | 2200 | EHT (O&M) Circle, Cuttack | 2202 | EHT (O&M) Division, Cuttack | C322 | 220/33 kV GIS Godisahi | 3000003319 | TPI FOR 132/33KV 63MVA TFR | SPR.TFR63ASTM.EC06 | ZSPR_ACT | ZSPR | NOS | 1 | 0.5 | INR
2000 | Central Zone, Bhubaneswar | 2200 | EHT (O&M) Circle, Cuttack | 2202 | EHT (O&M) Division, Cuttack | C323 | 220/132/33 kV T/L S/S S/D Bidanasi | 3000003320 | PROP FAN FOR 132/33KV 63MVA ALSTOM TFR | SPR.TFR63ASTM.EC08 | ZSPR_ACT | ZSPR | NOS | 1 | 1 | INR
2000 | Central Zone, Bhubaneswar | 2200 | EHT (O&M) Circle, Cuttack | 2202 | EHT (O&M) Division, Cuttack | C323 | 220/132/33 kV T/L S/S S/D Bidanasi | 3000003321 | WTI FOR 132/33KV 63MVA TFR | SPR.TFR63ASTM.EC09 | ZSPR_ACT | ZSPR | NOS | 1 | 1 | INR
2000 | Central Zone, Bhubaneswar | 2200 | EHT (O&M) Circle, Cuttack | 2202 | EHT (O&M) Division, Cuttack | C323 | 220/132/33 kV T/L S/S S/D Bidanasi | 3000003322 | WTI FOR 63MVA Tfr | SPR.TFR63ASTM.EC13 | ZSPR_ACT | ZSPR | NOS | 1 | 0.51 | INR
2000 | Central Zone, Bhubaneswar | 2200 | EHT (O&M) Circle, Cuttack | 2202 | EHT (O&M) Division, Cuttack | C322 | 220/33 kV GIS Godisahi | 3000003322 | WTI FOR 63MVA Tfr | SPR.TFR63ASTM.EC13 | ZSPR_ACT | ZSPR | NOS | 1 | 0.5 | INR
2000 | Central Zone, Bhubaneswar | 2200 | EHT (O&M) Circle, Cuttack | 2202 | EHT (O&M) Division, Cuttack | C322 | 220/33 kV GIS Godisahi | 3000003323 | BUCHHOLZ RELAY FOR 63MVA Tfr | SPR.TFR63ASTM.EC14 | ZSPR_ACT | ZSPR | NOS | 1 | 0.01 | INR
2000 | Central Zone, Bhubaneswar | 2200 | EHT (O&M) Circle, Cuttack | 2202 | EHT (O&M) Division, Cuttack | C322 | 220/33 kV GIS Godisahi | 3000003324 | COOLER FAN WITH MOTOR-63MVA Tfr | SPR.TFR63ASTM.EC15 | ZSPR_ACT | ZSPR | NOS | 1 | 0.01 | INR
2000 | Central Zone, Bhubaneswar | 2200 | EHT (O&M) Circle, Cuttack | 2202 | EHT (O&M) Division, Cuttack | C322 | 220/33 kV GIS Godisahi | 3000003333 | PRD for 132/33KV 63MVA Tfr | SPR.TFR63BBL.EC07 | ZSPR_ACT | ZSPR | NOS | 1 | 0.01 | INR
2000 | Central Zone, Bhubaneswar | 2200 | EHT (O&M) Circle, Cuttack | 2202 | EHT (O&M) Division, Cuttack | C322 | 220/33 kV GIS Godisahi | 3000003335 | OFI for 132/33KV 63MVA Tfr | SPR.TFR63BBL.EC10 | ZSPR_ACT | ZSPR | NOS | 1 | 0.01 | INR
2000 | Central Zone, Bhubaneswar | 2200 | EHT (O&M) Circle, Cuttack | 2202 | EHT (O&M) Division, Cuttack | C322 | 220/33 kV GIS Godisahi | 3000003336 | Cooler pump 132/33KV 63MVA Trf | SPR.TFR63BBL.EC11 | ZSPR_ACT | ZSPR | NOS | 1 | 0.01 | INR
2000 | Central Zone, Bhubaneswar | 2200 | EHT (O&M) Circle, Cuttack | 2202 | EHT (O&M) Division, Cuttack | C324 | 220/132/33 kV T/L S/S S/D Cuttack | 3000003377 | Spacer for Twin 132 KV Bus (Moose) | SS.CLAMP.A031 | ZSPR_ACT | ZSPR | NOS | 220 | 115737.6 | INR
2000 | Central Zone, Bhubaneswar | 2200 | EHT (O&M) Circle, Cuttack | 2202 | EHT (O&M) Division, Cuttack | C323 | 220/132/33 kV T/L S/S S/D Bidanasi | 3000003402 | Equipment structure of CVT for 132KV | STRS.132EQPT.A019 | ZSPR_ACT | ZSPR | MT | 1.397 | 139018.28 | INR
2000 | Central Zone, Bhubaneswar | 2200 | EHT (O&M) Circle, Cuttack | 2202 | EHT (O&M) Division, Cuttack | C327 | 132/33 kV T/L S/S S/D Jagatsinghpur | 3000003402 | Equipment structure of CVT for 132KV | STRS.132EQPT.A019 | ZSPR_ACT | ZSPR | MT | 0.237 | 23584.35 | INR
2000 | Central Zone, Bhubaneswar | 2200 | EHT (O&M) Circle, Cuttack | 2202 | EHT (O&M) Division, Cuttack | C325 | 132/33 kV T/L S/S S/D Phulnakhara | 3000003428 | G4 33 KV BEAM STRUCTURE | STRS.33BEAM.A001 | ZSPR_ACT | ZSPR | MT | 0.619 | 13831.24 | INR
2000 | Central Zone, Bhubaneswar | 2200 | EHT (O&M) Circle, Cuttack | 2202 | EHT (O&M) Division, Cuttack | C325 | 132/33 kV T/L S/S S/D Phulnakhara | 3000003432 | T9S 33 KV COLUMN STRUCTURE | STRS.33COLMN.A002 | ZSPR_ACT | ZSPR | MT | 0.5 | 31994.24 | INR
2000 | Central Zone, Bhubaneswar | 2200 | EHT (O&M) Circle, Cuttack | 2202 | EHT (O&M) Division, Cuttack | C327 | 132/33 kV T/L S/S S/D Jagatsinghpur | 3000003435 | Equipment structure - 33kV CT/NCT | STRS.33EQPT.A010 | ZSPR_ACT | ZSPR | MT | 1.146 | 16521.67 | INR
2000 | Central Zone, Bhubaneswar | 2200 | EHT (O&M) Circle, Cuttack | 2202 | EHT (O&M) Division, Cuttack | C325 | 132/33 kV T/L S/S S/D Phulnakhara | 3000003454 | MVAR TRANSDUCER | TEL.SPR.MISC.A564 | ZSPR_SCRAP | ZSPR | NOS | 42 | 42 | INR
2000 | Central Zone, Bhubaneswar | 2200 | EHT (O&M) Circle, Cuttack | 2202 | EHT (O&M) Division, Cuttack | C327 | 132/33 kV T/L S/S S/D Jagatsinghpur | 3000003484 | 132 KV PA TYPE STUB | TWR.132PA.STUB.A001 | ZSPR_ACT | ZSPR | MT | 0.511 | 28188.64 | INR
2000 | Central Zone, Bhubaneswar | 2200 | EHT (O&M) Circle, Cuttack | 2202 | EHT (O&M) Division, Cuttack | C326 | 132/33 kV T/L S/S S/D Brajabiharipur | 3000003555 | ANTICLIMBING DEVICE | TWR.ACD.A001 | ZSPR_ACT | ZSPR | SET | 17 | 116700.75 | INR
2000 | Central Zone, Bhubaneswar | 2200 | EHT (O&M) Circle, Cuttack | 2202 | EHT (O&M) Division, Cuttack | CL23 | 220/132/33 kV T/L S/S S/D Bidanasi_Line | 3000003558 | TOWER CIRCUIT PLATE | TWR.CKT.PLT.A001 | ZSPR_ACT | ZSPR | NOS | 117 | 31122 | INR
2000 | Central Zone, Bhubaneswar | 2200 | EHT (O&M) Circle, Cuttack | 2202 | EHT (O&M) Division, Cuttack | CL23 | 220/132/33 kV T/L S/S S/D Bidanasi_Line | 3000003562 | ASSORTED GI TOWER ANGLE | TWR.GI.ANGLE.A001 | ZSPR_ACT | ZSPR | MT | 1.79 | 102631.07 | INR
2000 | Central Zone, Bhubaneswar | 2200 | EHT (O&M) Circle, Cuttack | 2202 | EHT (O&M) Division, Cuttack | CL27 | 132/33 kV T/L S/S S/D Jagatsinghpur_Line | 3000003563 | 45X45X5MM SIZE GI TOWER ANGLE | TWR.GI.ANGLE.A002 | ZSPR_ACT | ZSPR | MT | 0.3 | 17495.09 | INR
2000 | Central Zone, Bhubaneswar | 2200 | EHT (O&M) Circle, Cuttack | 2202 | EHT (O&M) Division, Cuttack | CL27 | 132/33 kV T/L S/S S/D Jagatsinghpur_Line | 3000003564 | 50X50X5MM SIZE GI TOWER ANGLE | TWR.GI.ANGLE.A003 | ZSPR_ACT | ZSPR | MT | 0.309 | 16239.51 | INR
2000 | Central Zone, Bhubaneswar | 2200 | EHT (O&M) Circle, Cuttack | 2202 | EHT (O&M) Division, Cuttack | C323 | 220/132/33 kV T/L S/S S/D Bidanasi | 3000003565 | 50X50X6MM SIZE GI ANGLE | TWR.GI.ANGLE.A004 | ZSPR_ACT | ZSPR | MT | 0.5 | 27613.46 | INR
2000 | Central Zone, Bhubaneswar | 2200 | EHT (O&M) Circle, Cuttack | 2202 | EHT (O&M) Division, Cuttack | CL23 | 220/132/33 kV T/L S/S S/D Bidanasi_Line | 3000003567 | 65X65X6MM SIZE GI TOWER ANGLE | TWR.GI.ANGLE.A006 | ZSPR_SCRAP | ZSPR | MT | 8090.7 | 8090.7 | INR
2000 | Central Zone, Bhubaneswar | 2200 | EHT (O&M) Circle, Cuttack | 2202 | EHT (O&M) Division, Cuttack | CL27 | 132/33 kV T/L S/S S/D Jagatsinghpur_Line | 3000003574 | TOWER HANGER | TWR.HNGR.A001 | ZSPR_ACT | ZSPR | NOS | 7 | 1809.36 | INR
2000 | Central Zone, Bhubaneswar | 2200 | EHT (O&M) Circle, Cuttack | 2202 | EHT (O&M) Division, Cuttack | CL23 | 220/132/33 kV T/L S/S S/D Bidanasi_Line | 3000003574 | TOWER HANGER | TWR.HNGR.A001 | ZSPR_ACT | ZSPR | NOS | 19 | 4911.12 | INR
2000 | Central Zone, Bhubaneswar | 2200 | EHT (O&M) Circle, Cuttack | 2202 | EHT (O&M) Division, Cuttack | CL23 | 220/132/33 kV T/L S/S S/D Bidanasi_Line | 3000003579 | TOWER PHASE PLATE | TWR.PH.PLT.A001 | ZSPR_ACT | ZSPR | NOS | 327 | 25506 | INR
2000 | Central Zone, Bhubaneswar | 2200 | EHT (O&M) Circle, Cuttack | 2202 | EHT (O&M) Division, Cuttack | C323 | 220/132/33 kV T/L S/S S/D Bidanasi | 3000003586 | 132KV WAVE TRAP 800A/0.5mH | WT.132.E005 | ZSPR_SCRAP | ZSPR | NOS | 2 | 1 | INR
2000 | Central Zone, Bhubaneswar | 2200 | EHT (O&M) Circle, Cuttack | 2202 | EHT (O&M) Division, Cuttack | C323 | 220/132/33 kV T/L S/S S/D Bidanasi | 3000003591 | SCRAP EXIDE BATTERY | SCRP.BATTERY.A001 | ZSPR_SCRAP | ZSPR | NOS | 108 | 108000 | INR
2000 | Central Zone, Bhubaneswar | 2200 | EHT (O&M) Circle, Cuttack | 2202 | EHT (O&M) Division, Cuttack | CL23 | 220/132/33 kV T/L S/S S/D Bidanasi_Line | 3000003608 | ST HWF W/O AL PART FOR ACSR MOOSE | HWF.ST.B004 | ZSPR_ACT | ZSPR | NOS | 4 | 3800 | INR
2000 | Central Zone, Bhubaneswar | 2200 | EHT (O&M) Circle, Cuttack | 2202 | EHT (O&M) Division, Cuttack | C325 | 132/33 kV T/L S/S S/D Phulnakhara | 3000003624 | JACK BAR NUT OF 132KV CGL SF6 CB | SPR.BKR132CGL.D060 | ZSPR_ACT | ZSPR | NOS | 1 | 200 | INR
2000 | Central Zone, Bhubaneswar | 2200 | EHT (O&M) Circle, Cuttack | 2202 | EHT (O&M) Division, Cuttack | C325 | 132/33 kV T/L S/S S/D Phulnakhara | 3000003625 | JACK ASSEMBLY PLATE FOR 132KV CGL SF6 CB | SPR.BKR132CGL.D061 | ZSPR_ACT | ZSPR | NOS | 1 | 300 | INR
2000 | Central Zone, Bhubaneswar | 2200 | EHT (O&M) Circle, Cuttack | 2202 | EHT (O&M) Division, Cuttack | C325 | 132/33 kV T/L S/S S/D Phulnakhara | 3000003626 | BEAR THRUST ROLLER FOR 132KV CGL SF6 CB | SPR.BKR132CGL.D062 | ZSPR_ACT | ZSPR | NOS | 1 | 750 | INR
2000 | Central Zone, Bhubaneswar | 2200 | EHT (O&M) Circle, Cuttack | 2202 | EHT (O&M) Division, Cuttack | C325 | 132/33 kV T/L S/S S/D Phulnakhara | 3000003627 | ADOPTER FOR 132KV CGL SF6 CB | SPR.BKR132CGL.D063 | ZSPR_ACT | ZSPR | NOS | 1 | 750 | INR
2000 | Central Zone, Bhubaneswar | 2200 | EHT (O&M) Circle, Cuttack | 2202 | EHT (O&M) Division, Cuttack | C325 | 132/33 kV T/L S/S S/D Phulnakhara | 3000003628 | HEX HD SCREW FOR 132KV CGL SF6 CB | SPR.BKR132CGL.D064 | ZSPR_ACT | ZSPR | NOS | 1 | 350 | INR
2000 | Central Zone, Bhubaneswar | 2200 | EHT (O&M) Circle, Cuttack | 2202 | EHT (O&M) Division, Cuttack | C325 | 132/33 kV T/L S/S S/D Phulnakhara | 3000003629 | NUT M20 HDG FOR 145KV CGL SF6 CB | SPR.BKR132CGL.D065 | ZSPR_ACT | ZSPR | NOS | 1 | 100 | INR
2000 | Central Zone, Bhubaneswar | 2200 | EHT (O&M) Circle, Cuttack | 2202 | EHT (O&M) Division, Cuttack | C325 | 132/33 kV T/L S/S S/D Phulnakhara | 3000003630 | M10X20 SCREW FOR 145KV CGL SF6 CB | SPR.BKR132CGL.D066 | ZSPR_ACT | ZSPR | NOS | 1 | 250 | INR
2000 | Central Zone, Bhubaneswar | 2200 | EHT (O&M) Circle, Cuttack | 2202 | EHT (O&M) Division, Cuttack | C325 | 132/33 kV T/L S/S S/D Phulnakhara | 3000003631 | JACK BAR FOR 145KV CGL SF6 CB | SPR.BKR132CGL.D101 | ZSPR_ACT | ZSPR | NOS | 1 | 2000 | INR
2000 | Central Zone, Bhubaneswar | 2200 | EHT (O&M) Circle, Cuttack | 2202 | EHT (O&M) Division, Cuttack | C327 | 132/33 kV T/L S/S S/D Jagatsinghpur | 3000003632 | WTI FIBRE OPTIC SENSOR FOR 40MVA 132/33K | SPR.TFR40BHEL.EC04 | ZSPR_ACT | ZSPR | NOS | 1 | 10625 | INR
2000 | Central Zone, Bhubaneswar | 2200 | EHT (O&M) Circle, Cuttack | 2202 | EHT (O&M) Division, Cuttack | C325 | 132/33 kV T/L S/S S/D Phulnakhara | 3000003659 | spare cord for telecom opgw | OPGW.HWF.24F.A002 | ZSPR_ACT | ZSPR | NOS | 2 | 3860 | INR
2000 | Central Zone, Bhubaneswar | 2200 | EHT (O&M) Circle, Cuttack | 2202 | EHT (O&M) Division, Cuttack | C327 | 132/33 kV T/L S/S S/D Jagatsinghpur | 3000003714 | STRAIGHT THROUGH CLAMP ALLUMINIUM FOR 30 | CLMP.ST.THRU.AL.A010 | ZSPR_ACT | ZSPR | NOS | 2 | 1466.34 | INR
2000 | Central Zone, Bhubaneswar | 2200 | EHT (O&M) Circle, Cuttack | 2202 | EHT (O&M) Division, Cuttack | C325 | 132/33 kV T/L S/S S/D Phulnakhara | 3000003751 | Recovered 132KV used SA/LA | RCVR.132SA.A001 | ZSPR_SH | ZSPR | NOS | 3 | 1500 | INR
2000 | Central Zone, Bhubaneswar | 2200 | EHT (O&M) Circle, Cuttack | 2202 | EHT (O&M) Division, Cuttack | C323 | 220/132/33 kV T/L S/S S/D Bidanasi | 3000003794 | Tripping pole load BKR switch | SPR.PNL220.ABB.A005 | ZSPR_ACT | ZSPR | SET | 2 | 9466.66 | INR
2000 | Central Zone, Bhubaneswar | 2200 | EHT (O&M) Circle, Cuttack | 2202 | EHT (O&M) Division, Cuttack | C323 | 220/132/33 kV T/L S/S S/D Bidanasi | 3000003796 | 100 mmx 8mm Earth Flats | ERTH.FLAT.A001 | ZSPR_ACT | ZSPR | KG | 60 | 36.4 | INR
2000 | Central Zone, Bhubaneswar | 2200 | EHT (O&M) Circle, Cuttack | 2202 | EHT (O&M) Division, Cuttack | C323 | 220/132/33 kV T/L S/S S/D Bidanasi | 3000003798 | Double pole load single 250V,63A air BKR | SPR.CRPNL132CS.A001 | ZSPR_ACT | ZSPR | NOS | 2 | 13000 | INR
2000 | Central Zone, Bhubaneswar | 2200 | EHT (O&M) Circle, Cuttack | 2202 | EHT (O&M) Division, Cuttack | C323 | 220/132/33 kV T/L S/S S/D Bidanasi | 3000003814 | LV Bushing with Gaskets of 500 MVA AT | SPR.TFR500BHEL.DC02 | ZSPR_ACT | ZSPR | NOS | 2 | 2613936 | INR
2000 | Central Zone, Bhubaneswar | 2200 | EHT (O&M) Circle, Cuttack | 2202 | EHT (O&M) Division, Cuttack | C324 | 220/132/33 kV T/L S/S S/D Cuttack | 3000003834 | TPI of 63MVA, 132/33KV PT | SPR.TFR63ECE.EC09 | ZSPR_ACT | ZSPR | NOS | 3 | 52126.65 | INR
2000 | Central Zone, Bhubaneswar | 2200 | EHT (O&M) Circle, Cuttack | 2202 | EHT (O&M) Division, Cuttack | C323 | 220/132/33 kV T/L S/S S/D Bidanasi | 3000003842 | PLA Relay with base | SPR.MISC.A114 | ZSPR_ACT | ZSPR | NOS | 157 | 6725.88 | INR
2000 | Central Zone, Bhubaneswar | 2200 | EHT (O&M) Circle, Cuttack | 2202 | EHT (O&M) Division, Cuttack | C323 | 220/132/33 kV T/L S/S S/D Bidanasi | 3000003849 | NIFPS of 40MVA 220/33kV Power Transforme | SPR.TFR40BBE.DA01 | ZSPR_ACT | ZSPR | NOS | 1 | 1752331.59 | INR
2000 | Central Zone, Bhubaneswar | 2200 | EHT (O&M) Circle, Cuttack | 2202 | EHT (O&M) Division, Cuttack | C323 | 220/132/33 kV T/L S/S S/D Bidanasi | 4000000004 | FRP Telescopic earth discharge rods | MISC.DISCHARGE.B001 | ZTNP_ACT | ZTNP | NOS | 17 | 138075.36 | INR
2000 | Central Zone, Bhubaneswar | 2200 | EHT (O&M) Circle, Cuttack | 2202 | EHT (O&M) Division, Cuttack | C323 | 220/132/33 kV T/L S/S S/D Bidanasi | 4000000004 | FRP Telescopic earth discharge rods | MISC.DISCHARGE.B001 | ZTNP_SCRAP | ZTNP | NOS | 1 | 5959.99 | INR
2000 | Central Zone, Bhubaneswar | 2200 | EHT (O&M) Circle, Cuttack | 2202 | EHT (O&M) Division, Cuttack | C327 | 132/33 kV T/L S/S S/D Jagatsinghpur | 4000000031 | DIGITAL CLAMP ON METER | TNP.CLAMPMTR.A001 | ZTNP_ACT | ZTNP | NOS | 1 | 10900 | INR
2000 | Central Zone, Bhubaneswar | 2200 | EHT (O&M) Circle, Cuttack | 2202 | EHT (O&M) Division, Cuttack | C327 | 132/33 kV T/L S/S S/D Jagatsinghpur | 4000000040 | Digital insulating resistance Tester | TNP.DIRT.A001 | ZTNP_ACT | ZTNP | NOS | 1 | 4872 | INR
2000 | Central Zone, Bhubaneswar | 2200 | EHT (O&M) Circle, Cuttack | 2202 | EHT (O&M) Division, Cuttack | C327 | 132/33 kV T/L S/S S/D Jagatsinghpur | 4000000056 | Distilled Water plant | TNP.DW.PLANT.A001 | ZTNP_ACT | ZTNP | NOS | 1 | 999 | INR
2000 | Central Zone, Bhubaneswar | 2200 | EHT (O&M) Circle, Cuttack | 2202 | EHT (O&M) Division, Cuttack | C323 | 220/132/33 kV T/L S/S S/D Bidanasi | 4000000169 | EARTH TESTER | TNP.TESTER.A003 | ZTNP_SCRAP | ZTNP | NOS | 1 | 8182 | INR
2000 | Central Zone, Bhubaneswar | 2200 | EHT (O&M) Circle, Cuttack | 2202 | EHT (O&M) Division, Cuttack | C323 | 220/132/33 kV T/L S/S S/D Bidanasi | 5000000003 | SCRAP ACSR CONDUCTOR OF DIFFERENT TYPE | SCRP.COND.ACSR.A001 | ZSRP_SCRAP | ZSRP | KM | 0.5 | 56779.98 | INR
2000 | Central Zone, Bhubaneswar | 2200 | EHT (O&M) Circle, Cuttack | 2202 | EHT (O&M) Division, Cuttack | C324 | 220/132/33 kV T/L S/S S/D Cuttack | 5000000006 | SCRAP 132KV CT DIFFERENT RATIO | SCRP.CT1.132OIL.A001 | ZSRP_SCRAP | ZSRP | NOS | 1 | 111574.49 | INR
2000 | Central Zone, Bhubaneswar | 2200 | EHT (O&M) Circle, Cuttack | 2202 | EHT (O&M) Division, Cuttack | C326 | 132/33 kV T/L S/S S/D Brajabiharipur | 5000000006 | SCRAP 132KV CT DIFFERENT RATIO | SCRP.CT1.132OIL.A001 | ZSRP_SCRAP | ZSRP | NOS | 1 | 111574.49 | INR
2000 | Central Zone, Bhubaneswar | 2200 | EHT (O&M) Circle, Cuttack | 2202 | EHT (O&M) Division, Cuttack | C325 | 132/33 kV T/L S/S S/D Phulnakhara | 5000000008 | SCRAP 36KV CT HAVING DIFFERENT RATIO | SCRP.CT1.36OIL.C001 | ZSRP_SCRAP | ZSRP | NOS | 5 | 9559 | INR
2000 | Central Zone, Bhubaneswar | 2200 | EHT (O&M) Circle, Cuttack | 2202 | EHT (O&M) Division, Cuttack | C324 | 220/132/33 kV T/L S/S S/D Cuttack | 5000000008 | SCRAP 36KV CT HAVING DIFFERENT RATIO | SCRP.CT1.36OIL.C001 | ZSRP_SCRAP | ZSRP | NOS | 2 | 3823.6 | INR
2000 | Central Zone, Bhubaneswar | 2200 | EHT (O&M) Circle, Cuttack | 2202 | EHT (O&M) Division, Cuttack | C323 | 220/132/33 kV T/L S/S S/D Bidanasi | 5000000011 | SCRAP 220KV OIL SP CVT DIFFERENT TYPE | SCRP.CVT.220OIL.A001 | ZSRP_SCRAP | ZSRP | NOS | 1 | 30000 | INR
2000 | Central Zone, Bhubaneswar | 2200 | EHT (O&M) Circle, Cuttack | 2202 | EHT (O&M) Division, Cuttack | C325 | 132/33 kV T/L S/S S/D Phulnakhara | 5000000032 | SCRAP 33KV ISOLATOR OF DIFFERENT TYPE | SCRP.ISO.33DI.A003 | ZSRP_SCRAP | ZSRP | NOS | 7 | 700 | INR
2000 | Central Zone, Bhubaneswar | 2200 | EHT (O&M) Circle, Cuttack | 2202 | EHT (O&M) Division, Cuttack | C326 | 132/33 kV T/L S/S S/D Brajabiharipur | 5000000033 | SCRAP 132KV IVT / PT | SCRP.IVT.132OIL.A001 | ZSRP_SCRAP | ZSRP | NOS | 2 | 258790.62 | INR
2000 | Central Zone, Bhubaneswar | 2200 | EHT (O&M) Circle, Cuttack | 2202 | EHT (O&M) Division, Cuttack | C323 | 220/132/33 kV T/L S/S S/D Bidanasi | 5000000059 | SCRAP AC/DC DISTRIBUTION BOARD | SCRP.MISC.A071 | ZSRP_SCRAP | ZSRP | NOS | 8 | 16000 | INR
2000 | Central Zone, Bhubaneswar | 2200 | EHT (O&M) Circle, Cuttack | 2202 | EHT (O&M) Division, Cuttack | C323 | 220/132/33 kV T/L S/S S/D Bidanasi | 5000000060 | Scrap 132KV SF6 Circuit Breaker | SCRP.MISC.A074 | ZSRP_SCRAP | ZSRP | NOS | 1 | 4000 | INR
2000 | Central Zone, Bhubaneswar | 2200 | EHT (O&M) Circle, Cuttack | 2202 | EHT (O&M) Division, Cuttack | C324 | 220/132/33 kV T/L S/S S/D Cuttack | 5000000069 | Scrap 33 KV VCB | SCRP.MISC.A136 | ZSRP_SCRAP | ZSRP | NOS | 2 | 69451.59 | INR
2000 | Central Zone, Bhubaneswar | 2200 | EHT (O&M) Circle, Cuttack | 2202 | EHT (O&M) Division, Cuttack | C325 | 132/33 kV T/L S/S S/D Phulnakhara | 5000000069 | Scrap 33 KV VCB | SCRP.MISC.A136 | ZSRP_SCRAP | ZSRP | NOS | 2 | 69451.59 | INR
2000 | Central Zone, Bhubaneswar | 2200 | EHT (O&M) Circle, Cuttack | 2202 | EHT (O&M) Division, Cuttack | C324 | 220/132/33 kV T/L S/S S/D Cuttack | 5000000080 | SCRAP 132KV CT HAVING ASSORTED RATIO | SCRP.MISC.A181 | ZSRP_SCRAP | ZSRP | NOS | 3 | 18655.62 | INR
2000 | Central Zone, Bhubaneswar | 2200 | EHT (O&M) Circle, Cuttack | 2202 | EHT (O&M) Division, Cuttack | C325 | 132/33 kV T/L S/S S/D Phulnakhara | 5000000080 | SCRAP 132KV CT HAVING ASSORTED RATIO | SCRP.MISC.A181 | ZSRP_SCRAP | ZSRP | NOS | 1 | 6218.54 | INR
2000 | Central Zone, Bhubaneswar | 2200 | EHT (O&M) Circle, Cuttack | 2202 | EHT (O&M) Division, Cuttack | C323 | 220/132/33 kV T/L S/S S/D Bidanasi | 5000000084 | Scrap Post Insulators Polycon Type | SCRP.MISC.A214 | ZSRP_SCRAP | ZSRP | NOS | 40 | 20000 | INR
2000 | Central Zone, Bhubaneswar | 2200 | EHT (O&M) Circle, Cuttack | 2202 | EHT (O&M) Division, Cuttack | C323 | 220/132/33 kV T/L S/S S/D Bidanasi | 5000000090 | CABLE JOINTING KIT BOX FOR POWER CABLE | SCRP.MISC.A232 | ZSRP_SCRAP | ZSRP | NOS | 5 | 275000 | INR
2000 | Central Zone, Bhubaneswar | 2200 | EHT (O&M) Circle, Cuttack | 2202 | EHT (O&M) Division, Cuttack | C323 | 220/132/33 kV T/L S/S S/D Bidanasi | 5000000099 | OLD/ SCRAP SECURE METER / ENERGY METER | SCRP.MISC.A310 | ZSRP_SCRAP | ZSRP | NOS | 13 | 13 | INR
2000 | Central Zone, Bhubaneswar | 2200 | EHT (O&M) Circle, Cuttack | 2202 | EHT (O&M) Division, Cuttack | C323 | 220/132/33 kV T/L S/S S/D Bidanasi | 5000000108 | Scrap MS Channel | SCRP.MISC.A329 | ZSRP_SCRAP | ZSRP | NOS | 1 | 1 | INR
2000 | Central Zone, Bhubaneswar | 2200 | EHT (O&M) Circle, Cuttack | 2202 | EHT (O&M) Division, Cuttack | C325 | 132/33 kV T/L S/S S/D Phulnakhara | 5000000111 | DEFECTIVE/SCRAP/DAMAGED AMMETER | SCRP.MISC.A337 | ZSRP_SCRAP | ZSRP | NOS | 42 | 42 | INR
2000 | Central Zone, Bhubaneswar | 2200 | EHT (O&M) Circle, Cuttack | 2202 | EHT (O&M) Division, Cuttack | C323 | 220/132/33 kV T/L S/S S/D Bidanasi | 5000000115 | Damaged/scrap Mechanism box | SCRP.MISC.A354 | ZSRP_SCRAP | ZSRP | NOS | 30 | 51375 | INR
2000 | Central Zone, Bhubaneswar | 2200 | EHT (O&M) Circle, Cuttack | 2202 | EHT (O&M) Division, Cuttack | C325 | 132/33 kV T/L S/S S/D Phulnakhara | 5000000115 | Damaged/scrap Mechanism box | SCRP.MISC.A354 | ZSRP_SCRAP | ZSRP | NOS | 10 | 17125 | INR
2000 | Central Zone, Bhubaneswar | 2200 | EHT (O&M) Circle, Cuttack | 2202 | EHT (O&M) Division, Cuttack | CL23 | 220/132/33 kV T/L S/S S/D Bidanasi_Line | 5000000116 | Scrap GI PIPE | SCRP.MISC.A356 | ZSRP_SCRAP | ZSRP | NOS | 30 | 30 | INR
2000 | Central Zone, Bhubaneswar | 2200 | EHT (O&M) Circle, Cuttack | 2202 | EHT (O&M) Division, Cuttack | C323 | 220/132/33 kV T/L S/S S/D Bidanasi | 5000000127 | SCRAP TEST TERMINAL BLOCK / TTB | SCRP.MISC.A399 | ZSRP_SCRAP | ZSRP | NOS | 11 | 11 | INR
2000 | Central Zone, Bhubaneswar | 2200 | EHT (O&M) Circle, Cuttack | 2202 | EHT (O&M) Division, Cuttack | C323 | 220/132/33 kV T/L S/S S/D Bidanasi | 5000000128 | Scrap Insulation Tester | SCRP.MISC.A400 | ZSRP_SCRAP | ZSRP | NOS | 1 | 1 | INR
2000 | Central Zone, Bhubaneswar | 2200 | EHT (O&M) Circle, Cuttack | 2202 | EHT (O&M) Division, Cuttack | C323 | 220/132/33 kV T/L S/S S/D Bidanasi | 5000000155 | SCRAP 132KV PANEL OF DIFFERENT TYPE | SCRP.PNL.132.A001 | ZSRP_SCRAP | ZSRP | NOS | 10 | 30000 | INR
2000 | Central Zone, Bhubaneswar | 2200 | EHT (O&M) Circle, Cuttack | 2202 | EHT (O&M) Division, Cuttack | C323 | 220/132/33 kV T/L S/S S/D Bidanasi | 5000000156 | SCRAP 33KV PANEL OF DIFFERENT TYPE | SCRP.PNL.33.A001 | ZSRP_SCRAP | ZSRP | NOS | 12 | 24000 | INR
2000 | Central Zone, Bhubaneswar | 2200 | EHT (O&M) Circle, Cuttack | 2202 | EHT (O&M) Division, Cuttack | C325 | 132/33 kV T/L S/S S/D Phulnakhara | 5000000161 | SCRAP SURGE ARRESTER | SCRP.SA.132MO.A002 | ZSRP_SCRAP | ZSRP | NOS | 3 | 1279.59 | INR
2000 | Central Zone, Bhubaneswar | 2200 | EHT (O&M) Circle, Cuttack | 2202 | EHT (O&M) Division, Cuttack | C323 | 220/132/33 kV T/L S/S S/D Bidanasi | 5000000161 | SCRAP SURGE ARRESTER | SCRP.SA.132MO.A002 | ZSRP_SCRAP | ZSRP | NOS | 4 | 1706.12 | INR
2000 | Central Zone, Bhubaneswar | 2200 | EHT (O&M) Circle, Cuttack | 2202 | EHT (O&M) Division, Cuttack | C323 | 220/132/33 kV T/L S/S S/D Bidanasi | 5000000164 | SCRAP BATTERY CHARGER | SCRP.SPRCHRG.A001 | ZSRP_SCRAP | ZSRP | NOS | 1 | 2000 | INR
2000 | Central Zone, Bhubaneswar | 2200 | EHT (O&M) Circle, Cuttack | 2202 | EHT (O&M) Division, Cuttack | C323 | 220/132/33 kV T/L S/S S/D Bidanasi | 5000000170 | SCRAP ASSORTED STRUCTURE MATERIALS | SCRP.STRS.ASSORTED.A001 | ZSRP_SCRAP | ZSRP | MT | 2 | 13349.52 | INR
2000 | Central Zone, Bhubaneswar | 2200 | EHT (O&M) Circle, Cuttack | 2202 | EHT (O&M) Division, Cuttack | C324 | 220/132/33 kV T/L S/S S/D Cuttack | 5000000170 | SCRAP ASSORTED STRUCTURE MATERIALS | SCRP.STRS.ASSORTED.A001 | ZSRP_SCRAP | ZSRP | MT | 0.413 | 2756.67 | INR
2000 | Central Zone, Bhubaneswar | 2200 | EHT (O&M) Circle, Cuttack | 2202 | EHT (O&M) Division, Cuttack | CL23 | 220/132/33 kV T/L S/S S/D Bidanasi_Line | 5000000173 | scrap tower material | SCRP.TWR.A001 | ZSRP_SCRAP | ZSRP | MT | 2.9 | 63156.2 | INR
2000 | Central Zone, Bhubaneswar | 2200 | EHT (O&M) Circle, Cuttack | 2202 | EHT (O&M) Division, Cuttack | C323 | 220/132/33 kV T/L S/S S/D Bidanasi | 5000000179 | Damaged 132 KV Bushing of different rat | SCRP.BUSH.132.A001 | ZSRP_SCRAP | ZSRP | NOS | 3 | 4500 | INR
2000 | Central Zone, Bhubaneswar | 2200 | EHT (O&M) Circle, Cuttack | 2203 | EHT (O&M) Division, Choudwar | C33E | 132/33 kV T/L S/S S/D Nuapatna | 1000000004 | 36KV VCB with Structure | BKR.36VCB.G.S.F005 | ZCAP_ACT | ZCAP | NOS | 1 | 175245.83 | INR
2000 | Central Zone, Bhubaneswar | 2200 | EHT (O&M) Circle, Cuttack | 2203 | EHT (O&M) Division, Choudwar | C332 | 132/33 kV T/L S/S S/D Choudwar | 1000000004 | 36KV VCB with Structure | BKR.36VCB.G.S.F005 | ZCAP_ACT | ZCAP | NOS | 1 | 175245.83 | INR
2000 | Central Zone, Bhubaneswar | 2200 | EHT (O&M) Circle, Cuttack | 2203 | EHT (O&M) Division, Choudwar | C33F | 132/33 kV GIS S/S Khuntuni (Athagarh) | 1000000006 | 33KV1CX300 SQMM XLPE outdoor term., kit | CBLE.T KIT.A001 | ZCAP_ACT | ZCAP | NOS | 3 | 21794.19 | INR
2000 | Central Zone, Bhubaneswar | 2200 | EHT (O&M) Circle, Cuttack | 2203 | EHT (O&M) Division, Choudwar | C33F | 132/33 kV GIS S/S Khuntuni (Athagarh) | 1000000009 | 1CX1000Sqmm 132kV XLPE UG Cable | CBLE.XLPE.AL.AR.A002 | ZCAP_ACT | ZCAP | KM | 0.258 | 3504757.14 | INR
2000 | Central Zone, Bhubaneswar | 2200 | EHT (O&M) Circle, Cuttack | 2203 | EHT (O&M) Division, Choudwar | C33F | 132/33 kV GIS S/S Khuntuni (Athagarh) | 1000000010 | 1CX630 SQMM 33KV XLPE CABLE | CBLE.XLPE.AL.AR.A003 | ZCAP_ACT | ZCAP | KM | 0.058 | 434197.86 | INR
2000 | Central Zone, Bhubaneswar | 2200 | EHT (O&M) Circle, Cuttack | 2203 | EHT (O&M) Division, Choudwar | C332 | 132/33 kV T/L S/S S/D Choudwar | 1000000013 | AAAC PANTHER EQUIVALENT CONDUCTOR | COND.AAAC.A001 | ZCAP_ACT | ZCAP | KM | 0.06 | 2400 | INR
2000 | Central Zone, Bhubaneswar | 2200 | EHT (O&M) Circle, Cuttack | 2203 | EHT (O&M) Division, Choudwar | C33E | 132/33 kV T/L S/S S/D Nuapatna | 1000000016 | ACSR PANTHER CONDUCTOR | COND.ACSR.A002 | ZCAP_SCRAP | ZCAP | KM | 1.26 | 5040 | INR
2000 | Central Zone, Bhubaneswar | 2200 | EHT (O&M) Circle, Cuttack | 2203 | EHT (O&M) Division, Choudwar | C332 | 132/33 kV T/L S/S S/D Choudwar | 1000000016 | ACSR PANTHER CONDUCTOR | COND.ACSR.A002 | ZCAP_ACT | ZCAP | KM | 6.2 | 1287105.77 | INR
2000 | Central Zone, Bhubaneswar | 2200 | EHT (O&M) Circle, Cuttack | 2203 | EHT (O&M) Division, Choudwar | C333 | 132/33 kV T/L S/S S/D Salipur | 1000000016 | ACSR PANTHER CONDUCTOR | COND.ACSR.A002 | ZCAP_ACT | ZCAP | KM | 2.07 | 429727.25 | INR
2000 | Central Zone, Bhubaneswar | 2200 | EHT (O&M) Circle, Cuttack | 2203 | EHT (O&M) Division, Choudwar | C334 | 132/33 kV T/L S/S S/D Mania Tangi | 1000000016 | ACSR PANTHER CONDUCTOR | COND.ACSR.A002 | ZCAP_ACT | ZCAP | KM | 2.125 | 441145.12 | INR
2000 | Central Zone, Bhubaneswar | 2200 | EHT (O&M) Circle, Cuttack | 2203 | EHT (O&M) Division, Choudwar | C33E | 132/33 kV T/L S/S S/D Nuapatna | 1000000016 | ACSR PANTHER CONDUCTOR | COND.ACSR.A002 | ZCAP_ACT | ZCAP | KM | 0.02 | 4151.95 | INR
2000 | Central Zone, Bhubaneswar | 2200 | EHT (O&M) Circle, Cuttack | 2203 | EHT (O&M) Division, Choudwar | C33E | 132/33 kV T/L S/S S/D Nuapatna | 1000000016 | ACSR PANTHER CONDUCTOR | COND.ACSR.A002 | ZCAP_ACT | ZCAP | KM | 0.678 | 140751.24 | INR
2000 | Central Zone, Bhubaneswar | 2200 | EHT (O&M) Circle, Cuttack | 2203 | EHT (O&M) Division, Choudwar | C333 | 132/33 kV T/L S/S S/D Salipur | 1000000017 | ACSR ZEBRA CONDUCTOR | COND.ACSR.A003 | ZCAP_ACT | ZCAP | KM | 2 | 89359.49 | INR
2000 | Central Zone, Bhubaneswar | 2200 | EHT (O&M) Circle, Cuttack | 2203 | EHT (O&M) Division, Choudwar | C33E | 132/33 kV T/L S/S S/D Nuapatna | 1000000017 | ACSR ZEBRA CONDUCTOR | COND.ACSR.A003 | ZCAP_ACT | ZCAP | KM | 0.18 | 8042.35 | INR
2000 | Central Zone, Bhubaneswar | 2200 | EHT (O&M) Circle, Cuttack | 2203 | EHT (O&M) Division, Choudwar | C33F | 132/33 kV GIS S/S Khuntuni (Athagarh) | 1000000018 | ACSR MOOSE CONDUCTOR | COND.ACSR.A004 | ZCAP_ACT | ZCAP | KM | 0.082 | 25482.99 | INR
2000 | Central Zone, Bhubaneswar | 2200 | EHT (O&M) Circle, Cuttack | 2203 | EHT (O&M) Division, Choudwar | C332 | 132/33 kV T/L S/S S/D Choudwar | 1000000018 | ACSR MOOSE CONDUCTOR | COND.ACSR.A004 | ZCAP_ACT | ZCAP | KM | 0.2 | 62153.64 | INR
2000 | Central Zone, Bhubaneswar | 2200 | EHT (O&M) Circle, Cuttack | 2203 | EHT (O&M) Division, Choudwar | C334 | 132/33 kV T/L S/S S/D Mania Tangi | 1000000018 | ACSR MOOSE CONDUCTOR | COND.ACSR.A004 | ZCAP_ACT | ZCAP | KM | 0.38 | 118091.92 | INR
2000 | Central Zone, Bhubaneswar | 2200 | EHT (O&M) Circle, Cuttack | 2203 | EHT (O&M) Division, Choudwar | C33D | 220/33 kV S/S S/D Narsinghpur | 1000000018 | ACSR MOOSE CONDUCTOR | COND.ACSR.A004 | ZCAP_ACT | ZCAP | KM | 0.29 | 90122.78 | INR
2000 | Central Zone, Bhubaneswar | 2200 | EHT (O&M) Circle, Cuttack | 2203 | EHT (O&M) Division, Choudwar | C332 | 132/33 kV T/L S/S S/D Choudwar | 1000000024 | 132KV 2CORE NCTOF PRIMARY CURRENT 200A | CT.132NCT200.B001 | ZCAP_ACT | ZCAP | NOS | 1 | 91406.84 | INR
2000 | Central Zone, Bhubaneswar | 2200 | EHT (O&M) Circle, Cuttack | 2203 | EHT (O&M) Division, Choudwar | C33E | 132/33 kV T/L S/S S/D Nuapatna | 1000000024 | 132KV 2CORE NCTOF PRIMARY CURRENT 200A | CT.132NCT200.B001 | ZCAP_ACT | ZCAP | NOS | 1 | 91406.83 | INR
2000 | Central Zone, Bhubaneswar | 2200 | EHT (O&M) Circle, Cuttack | 2203 | EHT (O&M) Division, Choudwar | C334 | 132/33 kV T/L S/S S/D Mania Tangi | 1000000027 | 36KV 1CORE NCTOF PRIMARY CURRENT 100A | CT.36NCT100.A001 | ZCAP_ACT | ZCAP | NOS | 1 | 34091 | INR
2000 | Central Zone, Bhubaneswar | 2200 | EHT (O&M) Circle, Cuttack | 2203 | EHT (O&M) Division, Choudwar | C33D | 220/33 kV S/S S/D Narsinghpur | 1000000027 | 36KV 1CORE NCTOF PRIMARY CURRENT 100A | CT.36NCT100.A001 | ZCAP_ACT | ZCAP | NOS | 1 | 34091.01 | INR
2000 | Central Zone, Bhubaneswar | 2200 | EHT (O&M) Circle, Cuttack | 2203 | EHT (O&M) Division, Choudwar | C33E | 132/33 kV T/L S/S S/D Nuapatna | 1000000028 | 36KV 1CORE NCTOF PRIMARY CURRENT 200A | CT.36NCT200.A001 | ZCAP_FREE | ZCAP | NOS | 1 | 0 | INR
2000 | Central Zone, Bhubaneswar | 2200 | EHT (O&M) Circle, Cuttack | 2203 | EHT (O&M) Division, Choudwar | C33D | 220/33 kV S/S S/D Narsinghpur | 1000000028 | 36KV 1CORE NCTOF PRIMARY CURRENT 200A | CT.36NCT200.A001 | ZCAP_ACT | ZCAP | NOS | 1 | 38095.17 | INR
2000 | Central Zone, Bhubaneswar | 2200 | EHT (O&M) Circle, Cuttack | 2203 | EHT (O&M) Division, Choudwar | C333 | 132/33 kV T/L S/S S/D Salipur | 1000000030 | 36KV 1CORE NCTOF PRIMARY CURRENT 400A | CT.36NCT400.A001 | ZCAP_SCRAP | ZCAP | NOS | 1 | 15000 | INR
2000 | Central Zone, Bhubaneswar | 2200 | EHT (O&M) Circle, Cuttack | 2203 | EHT (O&M) Division, Choudwar | C33E | 132/33 kV T/L S/S S/D Nuapatna | 1000000033 | 36KV 1CORE NCTOF PRIMARY CURRENT 800A | CT.36NCT800.A001 | ZCAP_ACT | ZCAP | NOS | 1 | 44091.78 | INR
2000 | Central Zone, Bhubaneswar | 2200 | EHT (O&M) Circle, Cuttack | 2203 | EHT (O&M) Division, Choudwar | C33F | 132/33 kV GIS S/S Khuntuni (Athagarh) | 1000000033 | 36KV 1CORE NCTOF PRIMARY CURRENT 800A | CT.36NCT800.A001 | ZCAP_ACT | ZCAP | NOS | 1 | 44091.79 | INR
2000 | Central Zone, Bhubaneswar | 2200 | EHT (O&M) Circle, Cuttack | 2203 | EHT (O&M) Division, Choudwar | C33D | 220/33 kV S/S S/D Narsinghpur | 1000000034 | 36KV 2C NCTOF RATIO 800-400-200/1-1A | CT.36NCT800.A002 | ZCAP_ACT | ZCAP | NOS | 4 | 152380.68 | INR
2000 | Central Zone, Bhubaneswar | 2200 | EHT (O&M) Circle, Cuttack | 2203 | EHT (O&M) Division, Choudwar | C334 | 132/33 kV T/L S/S S/D Mania Tangi | 1000000035 | 36KV NCT- 800-400-200 A | CT.36NCT800.B001 | ZCAP_ACT | ZCAP | NOS | 1 | 30086.84 | INR
2000 | Central Zone, Bhubaneswar | 2200 | EHT (O&M) Circle, Cuttack | 2203 | EHT (O&M) Division, Choudwar | C333 | 132/33 kV T/L S/S S/D Salipur | 1000000037 | AUXILIARY CT OF RATIO 0.54/0.57A | CT.AUXILIARY.A002 | ZCAP_ACT | ZCAP | NOS | 12 | 12000 | INR
2000 | Central Zone, Bhubaneswar | 2200 | EHT (O&M) Circle, Cuttack | 2203 | EHT (O&M) Division, Choudwar | C332 | 132/33 kV T/L S/S S/D Choudwar | 1000000045 | 132KV CT OF RATIO 400-200-100/1-1-1-1A | CT1.132OIL400.C004 | ZCAP_ACT | ZCAP | NOS | 1 | 231536.29 | INR
2000 | Central Zone, Bhubaneswar | 2200 | EHT (O&M) Circle, Cuttack | 2203 | EHT (O&M) Division, Choudwar | C333 | 132/33 kV T/L S/S S/D Salipur | 1000000045 | 132KV CT OF RATIO 400-200-100/1-1-1-1A | CT1.132OIL400.C004 | ZCAP_ACT | ZCAP | NOS | 1 | 231536.3 | INR
2000 | Central Zone, Bhubaneswar | 2200 | EHT (O&M) Circle, Cuttack | 2203 | EHT (O&M) Division, Choudwar | C332 | 132/33 kV T/L S/S S/D Choudwar | 1000000047 | 132KV CT OF RATIO 600-300-150/1-1-1A | CT1.132OIL600.C003 | ZCAP_ACT | ZCAP | NOS | 1 | 108578.79 | INR
2000 | Central Zone, Bhubaneswar | 2200 | EHT (O&M) Circle, Cuttack | 2203 | EHT (O&M) Division, Choudwar | C334 | 132/33 kV T/L S/S S/D Mania Tangi | 1000000050 | 132KV CT 800-400-200/1-1-1-1A 0-2s | CT1.132OIL800.C004 | ZCAP_US | ZCAP | NOS | 1 | 93983.3 | INR
2000 | Central Zone, Bhubaneswar | 2200 | EHT (O&M) Circle, Cuttack | 2203 | EHT (O&M) Division, Choudwar | C33E | 132/33 kV T/L S/S S/D Nuapatna | 1000000050 | 132KV CT 800-400-200/1-1-1-1A 0-2s | CT1.132OIL800.C004 | ZCAP_ACT | ZCAP | NOS | 1 | 93983.3 | INR
2000 | Central Zone, Bhubaneswar | 2200 | EHT (O&M) Circle, Cuttack | 2203 | EHT (O&M) Division, Choudwar | C332 | 132/33 kV T/L S/S S/D Choudwar | 1000000050 | 132KV CT 800-400-200/1-1-1-1A 0-2s | CT1.132OIL800.C004 | ZCAP_ACT | ZCAP | NOS | 2 | 187966.6 | INR
2000 | Central Zone, Bhubaneswar | 2200 | EHT (O&M) Circle, Cuttack | 2203 | EHT (O&M) Division, Choudwar | C33D | 220/33 kV S/S S/D Narsinghpur | 1000000054 | 220KV CT 1200-600-300/1-1-1-1-1A w/o TC | CT1.220OIL1200.B005 | ZCAP_ACT | ZCAP | NOS | 1 | 447060.55 | INR
2000 | Central Zone, Bhubaneswar | 2200 | EHT (O&M) Circle, Cuttack | 2203 | EHT (O&M) Division, Choudwar | C33D | 220/33 kV S/S S/D Narsinghpur | 1000000057 | 220KV CT RATIO 1200-600-300/1-1-1-1-1A | CT1.245OIL1200.C005 | ZCAP_ACT | ZCAP | NOS | 1 | 300154.45 | INR
2000 | Central Zone, Bhubaneswar | 2200 | EHT (O&M) Circle, Cuttack | 2203 | EHT (O&M) Division, Choudwar | C33D | 220/33 kV S/S S/D Narsinghpur | 1000000058 | 36KV OIL 1200-600-300/1-1-1A CT | CT1.36OIL1200.C003 | ZCAP_ACT | ZCAP | NOS | 3 | 213776.11 | INR
2000 | Central Zone, Bhubaneswar | 2200 | EHT (O&M) Circle, Cuttack | 2203 | EHT (O&M) Division, Choudwar | C33F | 132/33 kV GIS S/S Khuntuni (Athagarh) | 1000000058 | 36KV OIL 1200-600-300/1-1-1A CT | CT1.36OIL1200.C003 | ZCAP_ACT | ZCAP | NOS | 1 | 71258.71 | INR
2000 | Central Zone, Bhubaneswar | 2200 | EHT (O&M) Circle, Cuttack | 2203 | EHT (O&M) Division, Choudwar | C33E | 132/33 kV T/L S/S S/D Nuapatna | 1000000062 | 36KV CT OF RATIO 400-200-100/1-1-1A | CT1.36OIL400.C003 | ZCAP_ACT | ZCAP | NOS | 1 | 22651.31 | INR
2000 | Central Zone, Bhubaneswar | 2200 | EHT (O&M) Circle, Cuttack | 2203 | EHT (O&M) Division, Choudwar | C333 | 132/33 kV T/L S/S S/D Salipur | 1000000062 | 36KV CT OF RATIO 400-200-100/1-1-1A | CT1.36OIL400.C003 | ZCAP_SCRAP | ZCAP | NOS | 7 | 72003 | INR
2000 | Central Zone, Bhubaneswar | 2200 | EHT (O&M) Circle, Cuttack | 2203 | EHT (O&M) Division, Choudwar | C332 | 132/33 kV T/L S/S S/D Choudwar | 1000000064 | 36KV CT 800-400-200/1-1-1A 0.2s | CT1.36OIL800.B003 | ZCAP_ACT | ZCAP | NOS | 1 | 34800 | INR
2000 | Central Zone, Bhubaneswar | 2200 | EHT (O&M) Circle, Cuttack | 2203 | EHT (O&M) Division, Choudwar | C33D | 220/33 kV S/S S/D Narsinghpur | 1000000065 | 36KV CT 800-400-200/1-1-1-1A 0.2s | CT1.36OIL800.B004 | ZCAP_ACT | ZCAP | NOS | 1 | 38352.27 | INR
2000 | Central Zone, Bhubaneswar | 2200 | EHT (O&M) Circle, Cuttack | 2203 | EHT (O&M) Division, Choudwar | C334 | 132/33 kV T/L S/S S/D Mania Tangi | 1000000066 | 33kV CT (800-400-200/1-1-1) | CT1.36OIL800.C003 | ZCAP_ACT | ZCAP | NOS | 4 | 243231.93 | INR
2000 | Central Zone, Bhubaneswar | 2200 | EHT (O&M) Circle, Cuttack | 2203 | EHT (O&M) Division, Choudwar | C333 | 132/33 kV T/L S/S S/D Salipur | 1000000066 | 33kV CT (800-400-200/1-1-1) | CT1.36OIL800.C003 | ZCAP_ACT | ZCAP | NOS | 2 | 121615.97 | INR
2000 | Central Zone, Bhubaneswar | 2200 | EHT (O&M) Circle, Cuttack | 2203 | EHT (O&M) Division, Choudwar | C333 | 132/33 kV T/L S/S S/D Salipur | 1000000066 | 33kV CT (800-400-200/1-1-1) | CT1.36OIL800.C003 | ZCAP_SCRAP | ZCAP | NOS | 1 | 18000 | INR
2000 | Central Zone, Bhubaneswar | 2200 | EHT (O&M) Circle, Cuttack | 2203 | EHT (O&M) Division, Choudwar | C334 | 132/33 kV T/L S/S S/D Mania Tangi | 1000000069 | 132KV CVT | CVT.132OIL.S.C003 | ZCAP_ACT | ZCAP | NOS | 1 | 158351.78 | INR
2000 | Central Zone, Bhubaneswar | 2200 | EHT (O&M) Circle, Cuttack | 2203 | EHT (O&M) Division, Choudwar | C33D | 220/33 kV S/S S/D Narsinghpur | 1000000070 | 220 KV CVT | CVT.220OIL.S.B002 | ZCAP_ACT | ZCAP | NOS | 1 | 218005.83 | INR
2000 | Central Zone, Bhubaneswar | 2200 | EHT (O&M) Circle, Cuttack | 2203 | EHT (O&M) Division, Choudwar | C333 | 132/33 kV T/L S/S S/D Salipur | 1000000074 | 7/3.15 MM SIZE G.I. EARTH WIRE | EW.STEEL.A002 | ZCAP_ACT | ZCAP | KM | 0.509 | 7199.01 | INR
2000 | Central Zone, Bhubaneswar | 2200 | EHT (O&M) Circle, Cuttack | 2203 | EHT (O&M) Division, Choudwar | C332 | 132/33 kV T/L S/S S/D Choudwar | 1000000074 | 7/3.15 MM SIZE G.I. EARTH WIRE | EW.STEEL.A002 | ZCAP_SCRAP | ZCAP | KM | 2.51 | 35500.03 | INR
2000 | Central Zone, Bhubaneswar | 2200 | EHT (O&M) Circle, Cuttack | 2203 | EHT (O&M) Division, Choudwar | CL32 | 132/33 kV T/L S/S S/D Choudwar _Line | 1000000074 | 7/3.15 MM SIZE G.I. EARTH WIRE | EW.STEEL.A002 | ZCAP_ACT | ZCAP | KM | 1.4 | 19800.82 | INR
2000 | Central Zone, Bhubaneswar | 2200 | EHT (O&M) Circle, Cuttack | 2203 | EHT (O&M) Division, Choudwar | C336 | 132 kV ICCL SW/S Choudwar | 1000000082 | 132KV DI with DB ES of 2000A | ISO.132DI.DB.B004 | ZCAP_ACT | ZCAP | SET | 1 | 598361.59 | INR
2000 | Central Zone, Bhubaneswar | 2200 | EHT (O&M) Circle, Cuttack | 2203 | EHT (O&M) Division, Choudwar | C332 | 132/33 kV T/L S/S S/D Choudwar | 1000000087 | 132KV SI W/o ES OF 1250A | ISO.132SI.DB.F002 | ZCAP_ACT | ZCAP | SET | 4 | 651960 | INR
2000 | Central Zone, Bhubaneswar | 2200 | EHT (O&M) Circle, Cuttack | 2203 | EHT (O&M) Division, Choudwar | C336 | 132 kV ICCL SW/S Choudwar | 1000000088 | 132KV 2000A W/O E/S Single Isolator | ISO.132SI.DB.G002 | ZCAP_ACT | ZCAP | SET | 1 | 268289.98 | INR
2000 | Central Zone, Bhubaneswar | 2200 | EHT (O&M) Circle, Cuttack | 2203 | EHT (O&M) Division, Choudwar | C334 | 132/33 kV T/L S/S S/D Mania Tangi | 1000000109 | 33KV DI WITH DB WITH ES OF 2000A | ISO.33DI.DB.B003 | ZCAP_SH | ZCAP | SET | 1 | 98691.15 | INR
2000 | Central Zone, Bhubaneswar | 2200 | EHT (O&M) Circle, Cuttack | 2203 | EHT (O&M) Division, Choudwar | C33D | 220/33 kV S/S S/D Narsinghpur | 1000000109 | 33KV DI WITH DB WITH ES OF 2000A | ISO.33DI.DB.B003 | ZCAP_ACT | ZCAP | SET | 1 | 98691.15 | INR
2000 | Central Zone, Bhubaneswar | 2200 | EHT (O&M) Circle, Cuttack | 2203 | EHT (O&M) Division, Choudwar | C33F | 132/33 kV GIS S/S Khuntuni (Athagarh) | 1000000115 | 33 KV 2000A W/O E/S Single Isolator | ISO.33SI.DB.A005 | ZCAP_ACT | ZCAP | SET | 2 | 258159.67 | INR
2000 | Central Zone, Bhubaneswar | 2200 | EHT (O&M) Circle, Cuttack | 2203 | EHT (O&M) Division, Choudwar | C334 | 132/33 kV T/L S/S S/D Mania Tangi | 1000000115 | 33 KV 2000A W/O E/S Single Isolator | ISO.33SI.DB.A005 | ZCAP_ACT | ZCAP | SET | 1 | 129079.84 | INR
2000 | Central Zone, Bhubaneswar | 2200 | EHT (O&M) Circle, Cuttack | 2203 | EHT (O&M) Division, Choudwar | C33D | 220/33 kV S/S S/D Narsinghpur | 1000000115 | 33 KV 2000A W/O E/S Single Isolator | ISO.33SI.DB.A005 | ZCAP_ACT | ZCAP | SET | 1 | 129079.84 | INR
2000 | Central Zone, Bhubaneswar | 2200 | EHT (O&M) Circle, Cuttack | 2203 | EHT (O&M) Division, Choudwar | C332 | 132/33 kV T/L S/S S/D Choudwar | 1000000118 | 132KV OIL SP 2C IVT/PT | IVT.132OIL.S.B004 | ZCAP_ACT | ZCAP | NOS | 3 | 570331.94 | INR
2000 | Central Zone, Bhubaneswar | 2200 | EHT (O&M) Circle, Cuttack | 2203 | EHT (O&M) Division, Choudwar | C333 | 132/33 kV T/L S/S S/D Salipur | 1000000118 | 132KV OIL SP 2C IVT/PT | IVT.132OIL.S.B004 | ZCAP_ACT | ZCAP | NOS | 3 | 570331.93 | INR
2000 | Central Zone, Bhubaneswar | 2200 | EHT (O&M) Circle, Cuttack | 2203 | EHT (O&M) Division, Choudwar | C33E | 132/33 kV T/L S/S S/D Nuapatna | 1000000118 | 132KV OIL SP 2C IVT/PT | IVT.132OIL.S.B004 | ZCAP_FREE | ZCAP | NOS | 3 | 0 | INR
2000 | Central Zone, Bhubaneswar | 2200 | EHT (O&M) Circle, Cuttack | 2203 | EHT (O&M) Division, Choudwar | C33D | 220/33 kV S/S S/D Narsinghpur | 1000000120 | 220KV OIL 2C IVT/PT | IVT.220OIL.S.B003 | ZCAP_ACT | ZCAP | NOS | 1 | 246522.8 | INR
2000 | Central Zone, Bhubaneswar | 2200 | EHT (O&M) Circle, Cuttack | 2203 | EHT (O&M) Division, Choudwar | C33D | 220/33 kV S/S S/D Narsinghpur | 1000000122 | 36KV 2C SP IVT/PT | IVT.36OIL.S.B003 | ZCAP_ACT | ZCAP | NOS | 4 | 172150.4 | INR
2000 | Central Zone, Bhubaneswar | 2200 | EHT (O&M) Circle, Cuttack | 2203 | EHT (O&M) Division, Choudwar | C332 | 132/33 kV T/L S/S S/D Choudwar | 1000000122 | 36KV 2C SP IVT/PT | IVT.36OIL.S.B003 | ZCAP_ACT | ZCAP | NOS | 3 | 129112.81 | INR
2000 | Central Zone, Bhubaneswar | 2200 | EHT (O&M) Circle, Cuttack | 2203 | EHT (O&M) Division, Choudwar | C333 | 132/33 kV T/L S/S S/D Salipur | 1000000122 | 36KV 2C SP IVT/PT | IVT.36OIL.S.B003 | ZCAP_ACT | ZCAP | NOS | 3 | 129112.81 | INR
2000 | Central Zone, Bhubaneswar | 2200 | EHT (O&M) Circle, Cuttack | 2203 | EHT (O&M) Division, Choudwar | C334 | 132/33 kV T/L S/S S/D Mania Tangi | 1000000122 | 36KV 2C SP IVT/PT | IVT.36OIL.S.B003 | ZCAP_ACT | ZCAP | NOS | 1 | 43037.6 | INR
2000 | Central Zone, Bhubaneswar | 2200 | EHT (O&M) Circle, Cuttack | 2203 | EHT (O&M) Division, Choudwar | C332 | 132/33 kV T/L S/S S/D Choudwar | 1000000125 | 82.5 KVA DG Set.(Supply, Erection, testi | MISC.DG.SET.A005 | ZCAP_ACT | ZCAP | SET | 1 | 52237 | INR
2000 | Central Zone, Bhubaneswar | 2200 | EHT (O&M) Circle, Cuttack | 2203 | EHT (O&M) Division, Choudwar | C332 | 132/33 kV T/L S/S S/D Choudwar | 1000000130 | 132KV SURGE ARRESTER OF 120 KV | SA.145MO.GL.A001 | ZCAP_ACT | ZCAP | NOS | 25 | 345221.21 | INR
2000 | Central Zone, Bhubaneswar | 2200 | EHT (O&M) Circle, Cuttack | 2203 | EHT (O&M) Division, Choudwar | C333 | 132/33 kV T/L S/S S/D Salipur | 1000000130 | 132KV SURGE ARRESTER OF 120 KV | SA.145MO.GL.A001 | ZCAP_ACT | ZCAP | NOS | 1 | 13808.85 | INR
2000 | Central Zone, Bhubaneswar | 2200 | EHT (O&M) Circle, Cuttack | 2203 | EHT (O&M) Division, Choudwar | C33D | 220/33 kV S/S S/D Narsinghpur | 1000000132 | 220KV MO WITH RING SURGE ARRESTER | SA.245MO.WR.A005 | ZCAP_ACT | ZCAP | NOS | 2 | 154708.25 | INR
2000 | Central Zone, Bhubaneswar | 2200 | EHT (O&M) Circle, Cuttack | 2203 | EHT (O&M) Division, Choudwar | C33E | 132/33 kV T/L S/S S/D Nuapatna | 1000000134 | 36KV MO W/O SURGE ARRESTER | SA.36MO.WOR.A001 | ZCAP_ACT | ZCAP | NOS | 1 | 8248.26 | INR
2000 | Central Zone, Bhubaneswar | 2200 | EHT (O&M) Circle, Cuttack | 2203 | EHT (O&M) Division, Choudwar | C333 | 132/33 kV T/L S/S S/D Salipur | 1000000134 | 36KV MO W/O SURGE ARRESTER | SA.36MO.WOR.A001 | ZCAP_ACT | ZCAP | NOS | 10 | 82482.54 | INR
2000 | Central Zone, Bhubaneswar | 2200 | EHT (O&M) Circle, Cuttack | 2203 | EHT (O&M) Division, Choudwar | C334 | 132/33 kV T/L S/S S/D Mania Tangi | 1000000134 | 36KV MO W/O SURGE ARRESTER | SA.36MO.WOR.A001 | ZCAP_ACT | ZCAP | NOS | 3 | 24744.77 | INR
2000 | Central Zone, Bhubaneswar | 2200 | EHT (O&M) Circle, Cuttack | 2203 | EHT (O&M) Division, Choudwar | C333 | 132/33 kV T/L S/S S/D Salipur | 1000000189 | 132 KV PA TYPE TOWER MEMBER | TWR.132PA.L.A003 | ZCAP_ACT | ZCAP | MT | 0.05 | 3000 | INR
2000 | Central Zone, Bhubaneswar | 2200 | EHT (O&M) Circle, Cuttack | 2203 | EHT (O&M) Division, Choudwar | C332 | 132/33 kV T/L S/S S/D Choudwar | 1000000190 | 3mtr extension to 132 KV PA type Tower | TWR.132PA+3.L.A001 | ZCAP_ACT | ZCAP | MT | 1.25 | 87922.64 | INR
2000 | Central Zone, Bhubaneswar | 2200 | EHT (O&M) Circle, Cuttack | 2203 | EHT (O&M) Division, Choudwar | C332 | 132/33 kV T/L S/S S/D Choudwar | 1000000197 | 132 KV PC TYPE TOWER | TWR.132PC.L.A001 | ZCAP_ACT | ZCAP | MT | 6.17 | 571066.62 | INR
2000 | Central Zone, Bhubaneswar | 2200 | EHT (O&M) Circle, Cuttack | 2203 | EHT (O&M) Division, Choudwar | C332 | 132/33 kV T/L S/S S/D Choudwar | 1000000201 | 6mtr extension to 132 KV PC type Tower | TWR.132PC+6.L.A001 | ZCAP_ACT | ZCAP | MT | 2.419 | 225094.28 | INR
2000 | Central Zone, Bhubaneswar | 2200 | EHT (O&M) Circle, Cuttack | 2203 | EHT (O&M) Division, Choudwar | C332 | 132/33 kV T/L S/S S/D Choudwar | 1000000234 | 220 KV OA+3 EXTN TOWER | TWR.220OA+3.L.A002 | ZCAP_ACT | ZCAP | MT | 1.982 | 123608.76 | INR
2000 | Central Zone, Bhubaneswar | 2200 | EHT (O&M) Circle, Cuttack | 2203 | EHT (O&M) Division, Choudwar | C332 | 132/33 kV T/L S/S S/D Choudwar | 1000000236 | 220 KV OB type Tower with stub & cleat | TWR.220OB.L.A003 | ZCAP_ACT | ZCAP | MT | 3.341 | 199452.57 | INR
2000 | Central Zone, Bhubaneswar | 2200 | EHT (O&M) Circle, Cuttack | 2203 | EHT (O&M) Division, Choudwar | C332 | 132/33 kV T/L S/S S/D Choudwar | 1000000243 | 220 KV ASSORTED OC+3 TYPE TOWER | TWR.220OC+3.L.A002 | ZCAP_ACT | ZCAP | MT | 0.93 | 58653.4 | INR
2000 | Central Zone, Bhubaneswar | 2200 | EHT (O&M) Circle, Cuttack | 2203 | EHT (O&M) Division, Choudwar | C33D | 220/33 kV S/S S/D Narsinghpur | 1000000295 | 48V,300Ah VRLA Battery | BAT.VRLA.A004 | ZCAP_ACT | ZCAP | SET | 1 | 117818.18 | INR
2000 | Central Zone, Bhubaneswar | 2200 | EHT (O&M) Circle, Cuttack | 2203 | EHT (O&M) Division, Choudwar | C334 | 132/33 kV T/L S/S S/D Mania Tangi | 1000000301 | 10 PAIR TELEPHONE AJF | CBLE.TEL.AJF.A010 | ZCAP_ACT | ZCAP | KM | 0.5 | 46185 | INR
2000 | Central Zone, Bhubaneswar | 2200 | EHT (O&M) Circle, Cuttack | 2203 | EHT (O&M) Division, Choudwar | C334 | 132/33 kV T/L S/S S/D Mania Tangi | 1000000302 | 25 PAIR TELEPHONE,AJF | CBLE.TEL.AJF.B025 | ZCAP_ACT | ZCAP | KM | 1 | 197940 | INR
2000 | Central Zone, Bhubaneswar | 2200 | EHT (O&M) Circle, Cuttack | 2203 | EHT (O&M) Division, Choudwar | C334 | 132/33 kV T/L S/S S/D Mania Tangi | 1000000318 | 2.5 MM MS 2 C CONTROL CABLE ARM | CBLE.CTRL.AR.A002 | ZCAP_ACT | ZCAP | KM | 0.16 | 10423.85 | INR
2000 | Central Zone, Bhubaneswar | 2200 | EHT (O&M) Circle, Cuttack | 2203 | EHT (O&M) Division, Choudwar | C33D | 220/33 kV S/S S/D Narsinghpur | 1000000330 | "24 F OPGW CABLE" | OPGW.DWSM.24F.A001 | ZCAP_ACT | ZCAP | KM | 2.44 | 302636.2 | INR
2000 | Central Zone, Bhubaneswar | 2200 | EHT (O&M) Circle, Cuttack | 2203 | EHT (O&M) Division, Choudwar | C33E | 132/33 kV T/L S/S S/D Nuapatna | 2000000024 | GI BARBED WIRE | CVL.BARBEDWIRE.A001 | ZCON_ACT | ZCON | KG | 225 | 2250 | INR
2000 | Central Zone, Bhubaneswar | 2200 | EHT (O&M) Circle, Cuttack | 2203 | EHT (O&M) Division, Choudwar | C332 | 132/33 kV T/L S/S S/D Choudwar | 2000000058 | 3' X 10' X 3 MM MS SHEET | CVL.MS.SHEET.A001 | ZCON_ACT | ZCON | KG | 150 | 6000 | INR
2000 | Central Zone, Bhubaneswar | 2200 | EHT (O&M) Circle, Cuttack | 2203 | EHT (O&M) Division, Choudwar | C33F | 132/33 kV GIS S/S Khuntuni (Athagarh) | 2000000087 | EXHAUST FAN | ILWR.FANACCS.E001 | ZCON_SCRAP | ZCON | NOS | 3 | 600 | INR
2000 | Central Zone, Bhubaneswar | 2200 | EHT (O&M) Circle, Cuttack | 2203 | EHT (O&M) Division, Choudwar | C33E | 132/33 kV T/L S/S S/D Nuapatna | 2000000096 | HRC FUSE OF DIFFERENT RATINGS | ILWR.FUSE.B001 | ZCON_ACT | ZCON | NOS | 19 | 3800 | INR
2000 | Central Zone, Bhubaneswar | 2200 | EHT (O&M) Circle, Cuttack | 2203 | EHT (O&M) Division, Choudwar | C33E | 132/33 kV T/L S/S S/D Nuapatna | 2000000097 | HRC FUSE 4A | ILWR.FUSE.B002 | ZCON_ACT | ZCON | NOS | 39 | 2340 | INR
2000 | Central Zone, Bhubaneswar | 2200 | EHT (O&M) Circle, Cuttack | 2203 | EHT (O&M) Division, Choudwar | C33E | 132/33 kV T/L S/S S/D Nuapatna | 2000000099 | HRC FUSE 10A | ILWR.FUSE.B004 | ZCON_ACT | ZCON | NOS | 27 | 0.03 | INR
2000 | Central Zone, Bhubaneswar | 2200 | EHT (O&M) Circle, Cuttack | 2203 | EHT (O&M) Division, Choudwar | C33E | 132/33 kV T/L S/S S/D Nuapatna | 2000000101 | HRC FUSE 16A | ILWR.FUSE.B006 | ZCON_ACT | ZCON | NOS | 33 | 660 | INR
2000 | Central Zone, Bhubaneswar | 2200 | EHT (O&M) Circle, Cuttack | 2203 | EHT (O&M) Division, Choudwar | C333 | 132/33 kV T/L S/S S/D Salipur | 2000000110 | HBC FUSE 63 AMP | ILWR.FUSE.F007 | ZCON_ACT | ZCON | NOS | 6 | 3000 | INR
2000 | Central Zone, Bhubaneswar | 2200 | EHT (O&M) Circle, Cuttack | 2203 | EHT (O&M) Division, Choudwar | C332 | 132/33 kV T/L S/S S/D Choudwar | 2000000111 | FUSE 32 AMP | ILWR.FUSE.G001 | ZCON_ACT | ZCON | NOS | 7 | 1987.09 | INR
2000 | Central Zone, Bhubaneswar | 2200 | EHT (O&M) Circle, Cuttack | 2203 | EHT (O&M) Division, Choudwar | C333 | 132/33 kV T/L S/S S/D Salipur | 2000000112 | FUSE 100 AMP | ILWR.FUSE.G002 | ZCON_SCRAP | ZCON | NOS | 6 | 2877.1 | INR
2000 | Central Zone, Bhubaneswar | 2200 | EHT (O&M) Circle, Cuttack | 2203 | EHT (O&M) Division, Choudwar | C33E | 132/33 kV T/L S/S S/D Nuapatna | 2000000112 | FUSE 100 AMP | ILWR.FUSE.G002 | ZCON_ACT | ZCON | NOS | 2 | 959.06 | INR
2000 | Central Zone, Bhubaneswar | 2200 | EHT (O&M) Circle, Cuttack | 2203 | EHT (O&M) Division, Choudwar | C332 | 132/33 kV T/L S/S S/D Choudwar | 2000000112 | FUSE 100 AMP | ILWR.FUSE.G002 | ZCON_ACT | ZCON | NOS | 20 | 9590.6 | INR
2000 | Central Zone, Bhubaneswar | 2200 | EHT (O&M) Circle, Cuttack | 2203 | EHT (O&M) Division, Choudwar | C33E | 132/33 kV T/L S/S S/D Nuapatna | 2000000113 | KITKAT Fuse with Base of rating:320A | ILWR.FUSE.G006 | ZCON_ACT | ZCON | NOS | 3 | 2328.99 | INR
2000 | Central Zone, Bhubaneswar | 2200 | EHT (O&M) Circle, Cuttack | 2203 | EHT (O&M) Division, Choudwar | C333 | 132/33 kV T/L S/S S/D Salipur | 2000000153 | INDICATION LED 220V DC | ILWR.INDIC.LAMP.A009 | ZCON_ACT | ZCON | NOS | 40 | 5446 | INR
2000 | Central Zone, Bhubaneswar | 2200 | EHT (O&M) Circle, Cuttack | 2203 | EHT (O&M) Division, Choudwar | C33F | 132/33 kV GIS S/S Khuntuni (Athagarh) | 2000000156 | LED based Tube Light | ILWR.LED.FT.A002 | ZCON_ACT | ZCON | NOS | 1 | 300 | INR
2000 | Central Zone, Bhubaneswar | 2200 | EHT (O&M) Circle, Cuttack | 2203 | EHT (O&M) Division, Choudwar | C33E | 132/33 kV T/L S/S S/D Nuapatna | 2000000157 | SS SY LIGHTING FIXTURES & LAMPS | ILWR.LED.FT.A003 | ZCON_ACT | ZCON | NOS | 4 | 22160 | INR
2000 | Central Zone, Bhubaneswar | 2200 | EHT (O&M) Circle, Cuttack | 2203 | EHT (O&M) Division, Choudwar | C33D | 220/33 kV S/S S/D Narsinghpur | 2000000157 | SS SY LIGHTING FIXTURES & LAMPS | ILWR.LED.FT.A003 | ZCON_ACT | ZCON | NOS | 1 | 5540 | INR
2000 | Central Zone, Bhubaneswar | 2200 | EHT (O&M) Circle, Cuttack | 2203 | EHT (O&M) Division, Choudwar | C336 | 132 kV ICCL SW/S Choudwar | 2000000157 | SS SY LIGHTING FIXTURES & LAMPS | ILWR.LED.FT.A003 | ZCON_ACT | ZCON | NOS | 2 | 11080 | INR
2000 | Central Zone, Bhubaneswar | 2200 | EHT (O&M) Circle, Cuttack | 2203 | EHT (O&M) Division, Choudwar | C33F | 132/33 kV GIS S/S Khuntuni (Athagarh) | 2000000159 | LED based Flood light fitting | ILWR.LED.FT.A012 | ZCON_SCRAP | ZCON | NOS | 5 | 500 | INR
2000 | Central Zone, Bhubaneswar | 2200 | EHT (O&M) Circle, Cuttack | 2203 | EHT (O&M) Division, Choudwar | C333 | 132/33 kV T/L S/S S/D Salipur | 2000000160 | LED SEARCH LIGHT | ILWR.LED.FT.A016 | ZCON_SCRAP | ZCON | NOS | 1 | 17011.2 | INR
2000 | Central Zone, Bhubaneswar | 2200 | EHT (O&M) Circle, Cuttack | 2203 | EHT (O&M) Division, Choudwar | C33D | 220/33 kV S/S S/D Narsinghpur | 2000000212 | 4MM GASKET CORK | MISC.GASKET.C.A001 | ZCON_ACT | ZCON | NOS | 6 | 7182 | INR
2000 | Central Zone, Bhubaneswar | 2200 | EHT (O&M) Circle, Cuttack | 2203 | EHT (O&M) Division, Choudwar | C33E | 132/33 kV T/L S/S S/D Nuapatna | 2000000212 | 4MM GASKET CORK | MISC.GASKET.C.A001 | ZCON_ACT | ZCON | NOS | 1 | 1197 | INR
2000 | Central Zone, Bhubaneswar | 2200 | EHT (O&M) Circle, Cuttack | 2203 | EHT (O&M) Division, Choudwar | C333 | 132/33 kV T/L S/S S/D Salipur | 2000000217 | Neoprene Gasket of 18mm thick(900*600MM) | MISC.GASKET.N.A004 | ZCON_ACT | ZCON | NOS | 6 | 39160.02 | INR
2000 | Central Zone, Bhubaneswar | 2200 | EHT (O&M) Circle, Cuttack | 2203 | EHT (O&M) Division, Choudwar | C333 | 132/33 kV T/L S/S S/D Salipur | 2000000218 | Neoprene Gasket of 10mm thick(900*600MM) | MISC.GASKET.N.A005 | ZCON_ACT | ZCON | NOS | 1 | 977.3 | INR
2000 | Central Zone, Bhubaneswar | 2200 | EHT (O&M) Circle, Cuttack | 2203 | EHT (O&M) Division, Choudwar | C332 | 132/33 kV T/L S/S S/D Choudwar | 2000000218 | Neoprene Gasket of 10mm thick(900*600MM) | MISC.GASKET.N.A005 | ZCON_ACT | ZCON | NOS | 4 | 3909.2 | INR
2000 | Central Zone, Bhubaneswar | 2200 | EHT (O&M) Circle, Cuttack | 2203 | EHT (O&M) Division, Choudwar | C332 | 132/33 kV T/L S/S S/D Choudwar | 2000000219 | Neoprene Gasket of 6mm thick(900*600MM) | MISC.GASKET.N.A006 | ZCON_ACT | ZCON | NOS | 4 | 4864.89 | INR
2000 | Central Zone, Bhubaneswar | 2200 | EHT (O&M) Circle, Cuttack | 2203 | EHT (O&M) Division, Choudwar | C333 | 132/33 kV T/L S/S S/D Salipur | 2000000219 | Neoprene Gasket of 6mm thick(900*600MM) | MISC.GASKET.N.A006 | ZCON_ACT | ZCON | NOS | 2 | 2432.45 | INR
2000 | Central Zone, Bhubaneswar | 2200 | EHT (O&M) Circle, Cuttack | 2203 | EHT (O&M) Division, Choudwar | C335 | 132/33 kV Grid S/S S/D Bahugram | 2000000234 | MESSAGE IN / OUT LOG BOOK | MISC.LOGBOOK.A001 | ZCON_ACT | ZCON | NOS | 7 | 670.16 | INR
2000 | Central Zone, Bhubaneswar | 2200 | EHT (O&M) Circle, Cuttack | 2203 | EHT (O&M) Division, Choudwar | C332 | 132/33 kV T/L S/S S/D Choudwar | 2000000234 | MESSAGE IN / OUT LOG BOOK | MISC.LOGBOOK.A001 | ZCON_ACT | ZCON | NOS | 168 | 16083.94 | INR
2000 | Central Zone, Bhubaneswar | 2200 | EHT (O&M) Circle, Cuttack | 2203 | EHT (O&M) Division, Choudwar | C33F | 132/33 kV GIS S/S Khuntuni (Athagarh) | 2000000246 | BEST QUALITY INSULATING MAT | MISC.RUBBERMAT.A001 | ZCON_ACT | ZCON | NOS | 32 | 100288 | INR
2000 | Central Zone, Bhubaneswar | 2200 | EHT (O&M) Circle, Cuttack | 2203 | EHT (O&M) Division, Choudwar | C33E | 132/33 kV T/L S/S S/D Nuapatna | 2000000248 | water sprayer | TNP.MISC.A110 | ZCON_SCRAP | ZCON | NOS | 1 | 1500 | INR
2000 | Central Zone, Bhubaneswar | 2200 | EHT (O&M) Circle, Cuttack | 2203 | EHT (O&M) Division, Choudwar | C332 | 132/33 kV T/L S/S S/D Choudwar | 3000000001 | 220V 350AH BATTERY CHARGER | BAT.220CHRG.T.A007 | ZSPR_ACT | ZSPR | SET | 1 | 295783.95 | INR
2000 | Central Zone, Bhubaneswar | 2200 | EHT (O&M) Circle, Cuttack | 2203 | EHT (O&M) Division, Choudwar | C334 | 132/33 kV T/L S/S S/D Mania Tangi | 3000000001 | 220V 350AH BATTERY CHARGER | BAT.220CHRG.T.A007 | ZSPR_SH | ZSPR | SET | 1 | 295783.96 | INR
2000 | Central Zone, Bhubaneswar | 2200 | EHT (O&M) Circle, Cuttack | 2203 | EHT (O&M) Division, Choudwar | C33E | 132/33 kV T/L S/S S/D Nuapatna | 3000000002 | 220V 350AH 35/60A BATTERY CHARGER | BAT.220CHRG.T.A009 | ZSPR_FREE | ZSPR | SET | 1 | 0 | INR
2000 | Central Zone, Bhubaneswar | 2200 | EHT (O&M) Circle, Cuttack | 2203 | EHT (O&M) Division, Choudwar | C33E | 132/33 kV T/L S/S S/D Nuapatna | 3000000020 | HV BUSHING W/o ROD FOR 40MVA AREVA Tfr | BUSH.132ARVA.AB06 | ZSPR_ACT | ZSPR | NOS | 1 | 1500.5 | INR
2000 | Central Zone, Bhubaneswar | 2200 | EHT (O&M) Circle, Cuttack | 2203 | EHT (O&M) Division, Choudwar | C33E | 132/33 kV T/L S/S S/D Nuapatna | 3000000060 | LV BUSHING W/O ROD FOR 40MVA AREVA Tfr | BUSH.33ARVA.BB06 | ZSPR_ACT | ZSPR | NOS | 1 | 1250.5 | INR
2000 | Central Zone, Bhubaneswar | 2200 | EHT (O&M) Circle, Cuttack | 2203 | EHT (O&M) Division, Choudwar | C33E | 132/33 kV T/L S/S S/D Nuapatna | 3000000063 | N BUSHING W/O ROD FOR 40MVA AREVA Tfr | BUSH.33ARVA.BD06 | ZSPR_ACT | ZSPR | NOS | 1 | 2500.5 | INR
2000 | Central Zone, Bhubaneswar | 2200 | EHT (O&M) Circle, Cuttack | 2203 | EHT (O&M) Division, Choudwar | C333 | 132/33 kV T/L S/S S/D Salipur | 3000000077 | 33KV LT Bushing of 12.5 MVA EMCO Tfr | BUSH.33EMCO.BB03 | ZSPR_ACT | ZSPR | NOS | 1 | 900 | INR
2000 | Central Zone, Bhubaneswar | 2200 | EHT (O&M) Circle, Cuttack | 2203 | EHT (O&M) Division, Choudwar | C332 | 132/33 kV T/L S/S S/D Choudwar | 3000000084 | 33kV BUSHING&Rod-40MVA TR Tfr | BUSH.33TR.EB01 | ZSPR_ACT | ZSPR | NOS | 1 | 8333.33 | INR
2000 | Central Zone, Bhubaneswar | 2200 | EHT (O&M) Circle, Cuttack | 2203 | EHT (O&M) Division, Choudwar | C332 | 132/33 kV T/L S/S S/D Choudwar | 3000000085 | LV NEUTRAL BUSHING FOR 40MVA TR Tfr | BUSH.33TR.EB03 | ZSPR_ACT | ZSPR | SET | 1 | 5000 | INR
2000 | Central Zone, Bhubaneswar | 2200 | EHT (O&M) Circle, Cuttack | 2203 | EHT (O&M) Division, Choudwar | C334 | 132/33 kV T/L S/S S/D Mania Tangi | 3000000104 | 75 OHM HF COAXIAL CABLE | CBLE.COX.AR.G001 | ZSPR_ACT | ZSPR | KM | 0.626 | 123910.44 | INR
2000 | Central Zone, Bhubaneswar | 2200 | EHT (O&M) Circle, Cuttack | 2203 | EHT (O&M) Division, Choudwar | C334 | 132/33 kV T/L S/S S/D Mania Tangi | 3000000107 | 2.5SQMM 4C CONTROL CABLE | CBLE.CTRL.AR.C004 | ZSPR_ACT | ZSPR | KM | 0.091 | 8871.77 | INR
2000 | Central Zone, Bhubaneswar | 2200 | EHT (O&M) Circle, Cuttack | 2203 | EHT (O&M) Division, Choudwar | C334 | 132/33 kV T/L S/S S/D Mania Tangi | 3000000108 | 2.5SQMM 5C CONTROL CABLE | CBLE.CTRL.AR.C005 | ZSPR_ACT | ZSPR | KM | 0.2 | 23573.2 | INR
2000 | Central Zone, Bhubaneswar | 2200 | EHT (O&M) Circle, Cuttack | 2203 | EHT (O&M) Division, Choudwar | C334 | 132/33 kV T/L S/S S/D Mania Tangi | 3000000109 | 2.5SQMM 7C CONTROL CABLE | CBLE.CTRL.AR.C007 | ZSPR_ACT | ZSPR | KM | 0.573 | 114175.44 | INR
2000 | Central Zone, Bhubaneswar | 2200 | EHT (O&M) Circle, Cuttack | 2203 | EHT (O&M) Division, Choudwar | C334 | 132/33 kV T/L S/S S/D Mania Tangi | 3000000111 | 2.5SQMM 12C CONTROL CABLE | CBLE.CTRL.AR.C012 | ZSPR_ACT | ZSPR | KM | 0.186 | 62780.12 | INR
2000 | Central Zone, Bhubaneswar | 2200 | EHT (O&M) Circle, Cuttack | 2203 | EHT (O&M) Division, Choudwar | C333 | 132/33 kV T/L S/S S/D Salipur | 3000000112 | 2.5SQMM 16C CONTROL CABLE | CBLE.CTRL.AR.C016 | ZSPR_ACT | ZSPR | KM | 0.26 | 126500.13 | INR
2000 | Central Zone, Bhubaneswar | 2200 | EHT (O&M) Circle, Cuttack | 2203 | EHT (O&M) Division, Choudwar | C334 | 132/33 kV T/L S/S S/D Mania Tangi | 3000000112 | 2.5SQMM 16C CONTROL CABLE | CBLE.CTRL.AR.C016 | ZSPR_ACT | ZSPR | KM | 0.2 | 97307.8 | INR
2000 | Central Zone, Bhubaneswar | 2200 | EHT (O&M) Circle, Cuttack | 2203 | EHT (O&M) Division, Choudwar | C332 | 132/33 kV T/L S/S S/D Choudwar | 3000000113 | 2.5SQMM 19C CONTROL CABLE | CBLE.CTRL.AR.C019 | ZSPR_ACT | ZSPR | KM | 0.09 | 49425.71 | INR
2000 | Central Zone, Bhubaneswar | 2200 | EHT (O&M) Circle, Cuttack | 2203 | EHT (O&M) Division, Choudwar | C334 | 132/33 kV T/L S/S S/D Mania Tangi | 3000000113 | 2.5SQMM 19C CONTROL CABLE | CBLE.CTRL.AR.C019 | ZSPR_ACT | ZSPR | KM | 0.4 | 219669.83 | INR
2000 | Central Zone, Bhubaneswar | 2200 | EHT (O&M) Circle, Cuttack | 2203 | EHT (O&M) Division, Choudwar | C333 | 132/33 kV T/L S/S S/D Salipur | 3000000113 | 2.5SQMM 19C CONTROL CABLE | CBLE.CTRL.AR.C019 | ZSPR_ACT | ZSPR | KM | 0.284 | 155965.58 | INR
2000 | Central Zone, Bhubaneswar | 2200 | EHT (O&M) Circle, Cuttack | 2203 | EHT (O&M) Division, Choudwar | C332 | 132/33 kV T/L S/S S/D Choudwar | 3000000115 | 2.5 SQMM MSTRAND 3C AR CCABLE | CBLE.CTRL.AR.D003 | ZSPR_ACT | ZSPR | KM | 0.001 | 9.12 | INR
2000 | Central Zone, Bhubaneswar | 2200 | EHT (O&M) Circle, Cuttack | 2203 | EHT (O&M) Division, Choudwar | C332 | 132/33 kV T/L S/S S/D Choudwar | 3000000116 | 4C X 2.5SQMM CONTROL ARMOURED CABLE | CBLE.CTRL.AR.D004 | ZSPR_ACT | ZSPR | KM | 0.133 | 15787.89 | INR
2000 | Central Zone, Bhubaneswar | 2200 | EHT (O&M) Circle, Cuttack | 2203 | EHT (O&M) Division, Choudwar | C33F | 132/33 kV GIS S/S Khuntuni (Athagarh) | 3000000117 | 2.5 SQMM MSTRAND 5C AR CCABLE | CBLE.CTRL.AR.D005 | ZSPR_ACT | ZSPR | KM | 0.696 | 97029.36 | INR
2000 | Central Zone, Bhubaneswar | 2200 | EHT (O&M) Circle, Cuttack | 2203 | EHT (O&M) Division, Choudwar | C33F | 132/33 kV GIS S/S Khuntuni (Athagarh) | 3000000119 | 2.5 SQMM 7C CONTROL CABLE AR | CBLE.CTRL.AR.D007 | ZSPR_ACT | ZSPR | KM | 0.5 | 95767.6 | INR
2000 | Central Zone, Bhubaneswar | 2200 | EHT (O&M) Circle, Cuttack | 2203 | EHT (O&M) Division, Choudwar | C33F | 132/33 kV GIS S/S Khuntuni (Athagarh) | 3000000119 | 2.5 SQMM 7C CONTROL CABLE AR | CBLE.CTRL.AR.D007 | ZSPR_ACT | ZSPR | KM | 1.556 | 298028.76 | INR
2000 | Central Zone, Bhubaneswar | 2200 | EHT (O&M) Circle, Cuttack | 2203 | EHT (O&M) Division, Choudwar | C33F | 132/33 kV GIS S/S Khuntuni (Athagarh) | 3000000122 | 2.5sq.mm Control cable 10core | CBLE.CTRL.AR.D010 | ZSPR_ACT | ZSPR | KM | 4.745 | 1232561.2 | INR
2000 | Central Zone, Bhubaneswar | 2200 | EHT (O&M) Circle, Cuttack | 2203 | EHT (O&M) Division, Choudwar | C33F | 132/33 kV GIS S/S Khuntuni (Athagarh) | 3000000123 | 2.5 SQMM 12C CONTROL CABLE CU | CBLE.CTRL.AR.D012 | ZSPR_ACT | ZSPR | KM | 2.47 | 701800.03 | INR
2000 | Central Zone, Bhubaneswar | 2200 | EHT (O&M) Circle, Cuttack | 2203 | EHT (O&M) Division, Choudwar | C33E | 132/33 kV T/L S/S S/D Nuapatna | 3000000123 | 2.5 SQMM 12C CONTROL CABLE CU | CBLE.CTRL.AR.D012 | ZSPR_ACT | ZSPR | KM | 0.3 | 85238.87 | INR
2000 | Central Zone, Bhubaneswar | 2200 | EHT (O&M) Circle, Cuttack | 2203 | EHT (O&M) Division, Choudwar | C33F | 132/33 kV GIS S/S Khuntuni (Athagarh) | 3000000125 | 2.5 SQMM 16C CONTROL CABLE CU | CBLE.CTRL.AR.D016 | ZSPR_ACT | ZSPR | KM | 0.872 | 315716.32 | INR
2000 | Central Zone, Bhubaneswar | 2200 | EHT (O&M) Circle, Cuttack | 2203 | EHT (O&M) Division, Choudwar | C33D | 220/33 kV S/S S/D Narsinghpur | 3000000139 | 2.5 SQMM 10C CONTROL CABLE | CBLE.CTRL.UAR.C010 | ZSPR_ACT | ZSPR | KM | 0.496 | 12493.78 | INR
2000 | Central Zone, Bhubaneswar | 2200 | EHT (O&M) Circle, Cuttack | 2203 | EHT (O&M) Division, Choudwar | C333 | 132/33 kV T/L S/S S/D Salipur | 3000000143 | 2.5 SQMM 24C CONTROL CABLE | CBLE.CTRL.UAR.C024 | ZSPR_ACT | ZSPR | KM | 0.25 | 43372.5 | INR
2000 | Central Zone, Bhubaneswar | 2200 | EHT (O&M) Circle, Cuttack | 2203 | EHT (O&M) Division, Choudwar | C33D | 220/33 kV S/S S/D Narsinghpur | 3000000144 | 12C X 2.5SQMM CONTROL UNARMOURED CABLE | CBLE.CTRL.UAR.D0012 | ZSPR_ACT | ZSPR | KM | 0.485 | 97038.8 | INR
2000 | Central Zone, Bhubaneswar | 2200 | EHT (O&M) Circle, Cuttack | 2203 | EHT (O&M) Division, Choudwar | C332 | 132/33 kV T/L S/S S/D Choudwar | 3000000145 | 2C X 2.5SQMM CONTROL UNARMOURED CABLE | CBLE.CTRL.UAR.D002 | ZSPR_ACT | ZSPR | KM | 0.17 | 10693.22 | INR
2000 | Central Zone, Bhubaneswar | 2200 | EHT (O&M) Circle, Cuttack | 2203 | EHT (O&M) Division, Choudwar | C335 | 132/33 kV Grid S/S S/D Bahugram | 3000000145 | 2C X 2.5SQMM CONTROL UNARMOURED CABLE | CBLE.CTRL.UAR.D002 | ZSPR_ACT | ZSPR | KM | 0.402 | 25286.31 | INR
2000 | Central Zone, Bhubaneswar | 2200 | EHT (O&M) Circle, Cuttack | 2203 | EHT (O&M) Division, Choudwar | C33D | 220/33 kV S/S S/D Narsinghpur | 3000000145 | 2C X 2.5SQMM CONTROL UNARMOURED CABLE | CBLE.CTRL.UAR.D002 | ZSPR_ACT | ZSPR | KM | 1.018 | 64033.49 | INR
2000 | Central Zone, Bhubaneswar | 2200 | EHT (O&M) Circle, Cuttack | 2203 | EHT (O&M) Division, Choudwar | C33E | 132/33 kV T/L S/S S/D Nuapatna | 3000000146 | 3C X 2.5SQMM CONTROL UNARMOURED CABLE | CBLE.CTRL.UAR.D003 | ZSPR_FREE | ZSPR | KM | 0.044 | 0 | INR
2000 | Central Zone, Bhubaneswar | 2200 | EHT (O&M) Circle, Cuttack | 2203 | EHT (O&M) Division, Choudwar | C33D | 220/33 kV S/S S/D Narsinghpur | 3000000149 | 7C X 2.5SQMM CONTROL UNARMOURED CABLE | CBLE.CTRL.UAR.D007 | ZSPR_ACT | ZSPR | KM | 0.025 | 4156.68 | INR
2000 | Central Zone, Bhubaneswar | 2200 | EHT (O&M) Circle, Cuttack | 2203 | EHT (O&M) Division, Choudwar | C33E | 132/33 kV T/L S/S S/D Nuapatna | 3000000149 | 7C X 2.5SQMM CONTROL UNARMOURED CABLE | CBLE.CTRL.UAR.D007 | ZSPR_ACT | ZSPR | KM | 0.05 | 8313.36 | INR
2000 | Central Zone, Bhubaneswar | 2200 | EHT (O&M) Circle, Cuttack | 2203 | EHT (O&M) Division, Choudwar | C333 | 132/33 kV T/L S/S S/D Salipur | 3000000149 | 7C X 2.5SQMM CONTROL UNARMOURED CABLE | CBLE.CTRL.UAR.D007 | ZSPR_ACT | ZSPR | KM | 0.161 | 26769.01 | INR
2000 | Central Zone, Bhubaneswar | 2200 | EHT (O&M) Circle, Cuttack | 2203 | EHT (O&M) Division, Choudwar | C33D | 220/33 kV S/S S/D Narsinghpur | 3000000152 | 16CX2.5SQMM CONTROL UNARMOURED CABLE | CBLE.CTRL.UAR.D016 | ZSPR_ACT | ZSPR | KM | 0.079 | 23029.29 | INR
2000 | Central Zone, Bhubaneswar | 2200 | EHT (O&M) Circle, Cuttack | 2203 | EHT (O&M) Division, Choudwar | C33D | 220/33 kV S/S S/D Narsinghpur | 3000000153 | 19CX2.5SQMM CONTROL UR CABLE | CBLE.CTRL.UAR.D019 | ZSPR_ACT | ZSPR | KM | 0.224 | 86205.21 | INR
2000 | Central Zone, Bhubaneswar | 2200 | EHT (O&M) Circle, Cuttack | 2203 | EHT (O&M) Division, Choudwar | C33E | 132/33 kV T/L S/S S/D Nuapatna | 3000000153 | 19CX2.5SQMM CONTROL UR CABLE | CBLE.CTRL.UAR.D019 | ZSPR_ACT | ZSPR | KM | 0.05 | 19242.23 | INR
2000 | Central Zone, Bhubaneswar | 2200 | EHT (O&M) Circle, Cuttack | 2203 | EHT (O&M) Division, Choudwar | C333 | 132/33 kV T/L S/S S/D Salipur | 3000000163 | 19 SQ.MM CABLE GLAND | CBLE.GLAND.A006 | ZSPR_ACT | ZSPR | NOS | 200 | 6000 | INR
2000 | Central Zone, Bhubaneswar | 2200 | EHT (O&M) Circle, Cuttack | 2203 | EHT (O&M) Division, Choudwar | C33D | 220/33 kV S/S S/D Narsinghpur | 3000000191 | 3.5Cx16 Sqmm AL PWR cable | CBLE.PWR.AL.AR.D002 | ZSPR_ACT | ZSPR | KM | 0.154 | 1.54 | INR
2000 | Central Zone, Bhubaneswar | 2200 | EHT (O&M) Circle, Cuttack | 2203 | EHT (O&M) Division, Choudwar | C334 | 132/33 kV T/L S/S S/D Mania Tangi | 3000000192 | 3.5Cx25Sqmm AL PWR cable | CBLE.PWR.AL.AR.D003 | ZSPR_ACT | ZSPR | KM | 0.5 | 99115.56 | INR
2000 | Central Zone, Bhubaneswar | 2200 | EHT (O&M) Circle, Cuttack | 2203 | EHT (O&M) Division, Choudwar | C33D | 220/33 kV S/S S/D Narsinghpur | 3000000192 | 3.5Cx25Sqmm AL PWR cable | CBLE.PWR.AL.AR.D003 | ZSPR_ACT | ZSPR | KM | 0.32 | 63433.96 | INR
2000 | Central Zone, Bhubaneswar | 2200 | EHT (O&M) Circle, Cuttack | 2203 | EHT (O&M) Division, Choudwar | C33E | 132/33 kV T/L S/S S/D Nuapatna | 3000000192 | 3.5Cx25Sqmm AL PWR cable | CBLE.PWR.AL.AR.D003 | ZSPR_FREE | ZSPR | KM | 0.227 | 0 | INR
2000 | Central Zone, Bhubaneswar | 2200 | EHT (O&M) Circle, Cuttack | 2203 | EHT (O&M) Division, Choudwar | C33F | 132/33 kV GIS S/S Khuntuni (Athagarh) | 3000000193 | 3.5Cx35 Sqmm AL PWR cable | CBLE.PWR.AL.AR.D004 | ZSPR_ACT | ZSPR | KM | 0.136 | 26870.88 | INR
2000 | Central Zone, Bhubaneswar | 2200 | EHT (O&M) Circle, Cuttack | 2203 | EHT (O&M) Division, Choudwar | C334 | 132/33 kV T/L S/S S/D Mania Tangi | 3000000195 | 3.5Cx70 Sqmm AL PWR cable | CBLE.PWR.AL.AR.D006 | ZSPR_ACT | ZSPR | KM | 0.14 | 34877.43 | INR
2000 | Central Zone, Bhubaneswar | 2200 | EHT (O&M) Circle, Cuttack | 2203 | EHT (O&M) Division, Choudwar | C33D | 220/33 kV S/S S/D Narsinghpur | 3000000195 | 3.5Cx70 Sqmm AL PWR cable | CBLE.PWR.AL.AR.D006 | ZSPR_ACT | ZSPR | KM | 0.065 | 16193.09 | INR
2000 | Central Zone, Bhubaneswar | 2200 | EHT (O&M) Circle, Cuttack | 2203 | EHT (O&M) Division, Choudwar | C33F | 132/33 kV GIS S/S Khuntuni (Athagarh) | 3000000195 | 3.5Cx70 Sqmm AL PWR cable | CBLE.PWR.AL.AR.D006 | ZSPR_ACT | ZSPR | KM | 0.059 | 14698.34 | INR
2000 | Central Zone, Bhubaneswar | 2200 | EHT (O&M) Circle, Cuttack | 2203 | EHT (O&M) Division, Choudwar | C33E | 132/33 kV T/L S/S S/D Nuapatna | 3000000196 | 3.5Cx95 Sqmm AL PWR cable | CBLE.PWR.AL.AR.D007 | ZSPR_ACT | ZSPR | KM | 0.8 | 0.01 | INR
2000 | Central Zone, Bhubaneswar | 2200 | EHT (O&M) Circle, Cuttack | 2203 | EHT (O&M) Division, Choudwar | C33F | 132/33 kV GIS S/S Khuntuni (Athagarh) | 3000000197 | 3.5Cx120 Sqmm AL PWR cable | CBLE.PWR.AL.AR.D008 | ZSPR_ACT | ZSPR | KM | 0.05 | 18379.06 | INR
2000 | Central Zone, Bhubaneswar | 2200 | EHT (O&M) Circle, Cuttack | 2203 | EHT (O&M) Division, Choudwar | C334 | 132/33 kV T/L S/S S/D Mania Tangi | 3000000197 | 3.5Cx120 Sqmm AL PWR cable | CBLE.PWR.AL.AR.D008 | ZSPR_ACT | ZSPR | KM | 0.104 | 38228.45 | INR
2000 | Central Zone, Bhubaneswar | 2200 | EHT (O&M) Circle, Cuttack | 2203 | EHT (O&M) Division, Choudwar | C33D | 220/33 kV S/S S/D Narsinghpur | 3000000197 | 3.5Cx120 Sqmm AL PWR cable | CBLE.PWR.AL.AR.D008 | ZSPR_ACT | ZSPR | KM | 0.278 | 102187.61 | INR
2000 | Central Zone, Bhubaneswar | 2200 | EHT (O&M) Circle, Cuttack | 2203 | EHT (O&M) Division, Choudwar | C334 | 132/33 kV T/L S/S S/D Mania Tangi | 3000000198 | 3.5Cx185 Sqmm AL PWR cable | CBLE.PWR.AL.AR.D010 | ZSPR_ACT | ZSPR | KM | 0.015 | 8883.72 | INR
2000 | Central Zone, Bhubaneswar | 2200 | EHT (O&M) Circle, Cuttack | 2203 | EHT (O&M) Division, Choudwar | C33D | 220/33 kV S/S S/D Narsinghpur | 3000000198 | 3.5Cx185 Sqmm AL PWR cable | CBLE.PWR.AL.AR.D010 | ZSPR_ACT | ZSPR | KM | 0.616 | 364824.63 | INR
2000 | Central Zone, Bhubaneswar | 2200 | EHT (O&M) Circle, Cuttack | 2203 | EHT (O&M) Division, Choudwar | C33F | 132/33 kV GIS S/S Khuntuni (Athagarh) | 3000000198 | 3.5Cx185 Sqmm AL PWR cable | CBLE.PWR.AL.AR.D010 | ZSPR_ACT | ZSPR | KM | 0.03 | 17767.43 | INR
2000 | Central Zone, Bhubaneswar | 2200 | EHT (O&M) Circle, Cuttack | 2203 | EHT (O&M) Division, Choudwar | C334 | 132/33 kV T/L S/S S/D Mania Tangi | 3000000199 | 3.5Cx300 Sqmm AL PWR cable | CBLE.PWR.AL.AR.D011 | ZSPR_ACT | ZSPR | KM | 0.16 | 149185.36 | INR
2000 | Central Zone, Bhubaneswar | 2200 | EHT (O&M) Circle, Cuttack | 2203 | EHT (O&M) Division, Choudwar | C33D | 220/33 kV S/S S/D Narsinghpur | 3000000199 | 3.5Cx300 Sqmm AL PWR cable | CBLE.PWR.AL.AR.D011 | ZSPR_ACT | ZSPR | KM | 0.502 | 468069.08 | INR
2000 | Central Zone, Bhubaneswar | 2200 | EHT (O&M) Circle, Cuttack | 2203 | EHT (O&M) Division, Choudwar | C33F | 132/33 kV GIS S/S Khuntuni (Athagarh) | 3000000200 | 4Cx16 Sqmm AL PWR cable | CBLE.PWR.AL.AR.E002 | ZSPR_ACT | ZSPR | KM | 0.15 | 19920.38 | INR
2000 | Central Zone, Bhubaneswar | 2200 | EHT (O&M) Circle, Cuttack | 2203 | EHT (O&M) Division, Choudwar | C334 | 132/33 kV T/L S/S S/D Mania Tangi | 3000000200 | 4Cx16 Sqmm AL PWR cable | CBLE.PWR.AL.AR.E002 | ZSPR_ACT | ZSPR | KM | 0.25 | 33200.62 | INR
2000 | Central Zone, Bhubaneswar | 2200 | EHT (O&M) Circle, Cuttack | 2203 | EHT (O&M) Division, Choudwar | C333 | 132/33 kV T/L S/S S/D Salipur | 3000000201 | 4Cx25 SQMM AL POWER CABLE | CBLE.PWR.AL.AR.E003 | ZSPR_ACT | ZSPR | KM | 0.1 | 10632 | INR
2000 | Central Zone, Bhubaneswar | 2200 | EHT (O&M) Circle, Cuttack | 2203 | EHT (O&M) Division, Choudwar | C334 | 132/33 kV T/L S/S S/D Mania Tangi | 3000000208 | 4Cx6 Sqmm AL POWER CABLE | CBLE.PWR.AL.AR.E018 | ZSPR_ACT | ZSPR | KM | 0.25 | 20795 | INR
2000 | Central Zone, Bhubaneswar | 2200 | EHT (O&M) Circle, Cuttack | 2203 | EHT (O&M) Division, Choudwar | C33F | 132/33 kV GIS S/S Khuntuni (Athagarh) | 3000000209 | 2Cx6 Sqmm AL POWER CABLE | CBLE.PWR.AL.UAR.A005 | ZSPR_ACT | ZSPR | KM | 0.1 | 267058.43 | INR
2000 | Central Zone, Bhubaneswar | 2200 | EHT (O&M) Circle, Cuttack | 2203 | EHT (O&M) Division, Choudwar | C334 | 132/33 kV T/L S/S S/D Mania Tangi | 3000000209 | 2Cx6 Sqmm AL POWER CABLE | CBLE.PWR.AL.UAR.A005 | ZSPR_ACT | ZSPR | KM | 0.25 | 667646.07 | INR
2000 | Central Zone, Bhubaneswar | 2200 | EHT (O&M) Circle, Cuttack | 2203 | EHT (O&M) Division, Choudwar | C33E | 132/33 kV T/L S/S S/D Nuapatna | 3000000215 | 4Cx16SQMM POWER CABLE AL | CBLE.PWR.AL.UAR.E002 | ZSPR_ACT | ZSPR | KM | 0.2 | 17436 | INR
2000 | Central Zone, Bhubaneswar | 2200 | EHT (O&M) Circle, Cuttack | 2203 | EHT (O&M) Division, Choudwar | C33D | 220/33 kV S/S S/D Narsinghpur | 3000000218 | 1Cx120 SQMM POWER CABLE CU | CBLE.PWR.CU.UAR.A008 | ZSPR_ACT | ZSPR | KM | 0.126 | 98223.94 | INR
2000 | Central Zone, Bhubaneswar | 2200 | EHT (O&M) Circle, Cuttack | 2203 | EHT (O&M) Division, Choudwar | C334 | 132/33 kV T/L S/S S/D Mania Tangi | 3000000245 | 0.5 SQ.MM 4PTELEPHONE CABLE CU JF | CBLE.TEL.ARJ.A004 | ZSPR_ACT | ZSPR | KM | 0.3 | 27711 | INR
2000 | Central Zone, Bhubaneswar | 2200 | EHT (O&M) Circle, Cuttack | 2203 | EHT (O&M) Division, Choudwar | C33D | 220/33 kV S/S S/D Narsinghpur | 3000000254 | 300x75x2500 cable tray in mtr | CBLE.TRAY.A015 | ZSPR_ACT | ZSPR | M | 19 | 6617.7 | INR
2000 | Central Zone, Bhubaneswar | 2200 | EHT (O&M) Circle, Cuttack | 2203 | EHT (O&M) Division, Choudwar | C33D | 220/33 kV S/S S/D Narsinghpur | 3000000255 | 150x75x2500 cable tray in mtr | CBLE.TRAY.A016 | ZSPR_ACT | ZSPR | M | 0.5 | 153.47 | INR
2000 | Central Zone, Bhubaneswar | 2200 | EHT (O&M) Circle, Cuttack | 2203 | EHT (O&M) Division, Choudwar | C33E | 132/33 kV T/L S/S S/D Nuapatna | 3000000268 | BIMETALLIC CTSTUD CLAMP 25MM | CLMP.ASRT.A006 | ZSPR_FREE | ZSPR | NOS | 3 | 0 | INR
2000 | Central Zone, Bhubaneswar | 2200 | EHT (O&M) Circle, Cuttack | 2203 | EHT (O&M) Division, Choudwar | C33E | 132/33 kV T/L S/S S/D Nuapatna | 3000000278 | BRASS CLAMP FOR 33 KV BUSHING | CLMP.BUSH.BRS.A001 | ZSPR_ACT | ZSPR | NOS | 5 | 1770 | INR
2000 | Central Zone, Bhubaneswar | 2200 | EHT (O&M) Circle, Cuttack | 2203 | EHT (O&M) Division, Choudwar | C332 | 132/33 kV T/L S/S S/D Choudwar | 3000000279 | BRASS CLAMP | CLMP.BUSH.BRS.A002 | ZSPR_ACT | ZSPR | NOS | 1 | 41.67 | INR
2000 | Central Zone, Bhubaneswar | 2200 | EHT (O&M) Circle, Cuttack | 2203 | EHT (O&M) Division, Choudwar | C33E | 132/33 kV T/L S/S S/D Nuapatna | 3000000319 | 33kV CB PAD CLAMP AL FOR ZEBRA | CLMP.PAD.AL.A002 | ZSPR_ACT | ZSPR | NOS | 8 | 4523.52 | INR
2000 | Central Zone, Bhubaneswar | 2200 | EHT (O&M) Circle, Cuttack | 2203 | EHT (O&M) Division, Choudwar | C332 | 132/33 kV T/L S/S S/D Choudwar | 3000000332 | BIMETALIC PAD CLAMP FOR MOOSE | CLMP.PAD.BI.A003 | ZSPR_ACT | ZSPR | NOS | 1 | 871.2 | INR
2000 | Central Zone, Bhubaneswar | 2200 | EHT (O&M) Circle, Cuttack | 2203 | EHT (O&M) Division, Choudwar | C33D | 220/33 kV S/S S/D Narsinghpur | 3000000333 | BIMETALIC PAD CLAMP FOR TWIN ZEBRA | CLMP.PAD.BI.A004 | ZSPR_ACT | ZSPR | NOS | 6 | 4686.32 | INR
2000 | Central Zone, Bhubaneswar | 2200 | EHT (O&M) Circle, Cuttack | 2203 | EHT (O&M) Division, Choudwar | C332 | 132/33 kV T/L S/S S/D Choudwar | 3000000333 | BIMETALIC PAD CLAMP FOR TWIN ZEBRA | CLMP.PAD.BI.A004 | ZSPR_ACT | ZSPR | NOS | 32 | 24993.68 | INR
2000 | Central Zone, Bhubaneswar | 2200 | EHT (O&M) Circle, Cuttack | 2203 | EHT (O&M) Division, Choudwar | C33E | 132/33 kV T/L S/S S/D Nuapatna | 3000000342 | 1 BOLTED PG CLAMP FOR PANTHER - PANTHER | CLMP.PG.A001 | ZSPR_ACT | ZSPR | NOS | 6 | 1077.96 | INR
2000 | Central Zone, Bhubaneswar | 2200 | EHT (O&M) Circle, Cuttack | 2203 | EHT (O&M) Division, Choudwar | C333 | 132/33 kV T/L S/S S/D Salipur | 3000000342 | 1 BOLTED PG CLAMP FOR PANTHER - PANTHER | CLMP.PG.A001 | ZSPR_ACT | ZSPR | NOS | 10 | 1796.6 | INR
2000 | Central Zone, Bhubaneswar | 2200 | EHT (O&M) Circle, Cuttack | 2203 | EHT (O&M) Division, Choudwar | C332 | 132/33 kV T/L S/S S/D Choudwar | 3000000342 | 1 BOLTED PG CLAMP FOR PANTHER - PANTHER | CLMP.PG.A001 | ZSPR_ACT | ZSPR | NOS | 8 | 1437.28 | INR
2000 | Central Zone, Bhubaneswar | 2200 | EHT (O&M) Circle, Cuttack | 2203 | EHT (O&M) Division, Choudwar | C33E | 132/33 kV T/L S/S S/D Nuapatna | 3000000347 | 2 BOLTED PG CLAMP FOR PANTHER -PANTHER | CLMP.PG.B001 | ZSPR_ACT | ZSPR | NOS | 19 | 4115.09 | INR
2000 | Central Zone, Bhubaneswar | 2200 | EHT (O&M) Circle, Cuttack | 2203 | EHT (O&M) Division, Choudwar | C333 | 132/33 kV T/L S/S S/D Salipur | 3000000347 | 2 BOLTED PG CLAMP FOR PANTHER -PANTHER | CLMP.PG.B001 | ZSPR_ACT | ZSPR | NOS | 4 | 866.33 | INR
2000 | Central Zone, Bhubaneswar | 2200 | EHT (O&M) Circle, Cuttack | 2203 | EHT (O&M) Division, Choudwar | C332 | 132/33 kV T/L S/S S/D Choudwar | 3000000347 | 2 BOLTED PG CLAMP FOR PANTHER -PANTHER | CLMP.PG.B001 | ZSPR_ACT | ZSPR | NOS | 28 | 6064.34 | INR
2000 | Central Zone, Bhubaneswar | 2200 | EHT (O&M) Circle, Cuttack | 2203 | EHT (O&M) Division, Choudwar | C332 | 132/33 kV T/L S/S S/D Choudwar | 3000000355 | 3 BOLTED PG CLAMP FOR PANTHER -PANTHER | CLMP.PG.C001 | ZSPR_ACT | ZSPR | NOS | 2 | 706.06 | INR
2000 | Central Zone, Bhubaneswar | 2200 | EHT (O&M) Circle, Cuttack | 2203 | EHT (O&M) Division, Choudwar | C33E | 132/33 kV T/L S/S S/D Nuapatna | 3000000355 | 3 BOLTED PG CLAMP FOR PANTHER -PANTHER | CLMP.PG.C001 | ZSPR_ACT | ZSPR | NOS | 5 | 1765.14 | INR
2000 | Central Zone, Bhubaneswar | 2200 | EHT (O&M) Circle, Cuttack | 2203 | EHT (O&M) Division, Choudwar | C33E | 132/33 kV T/L S/S S/D Nuapatna | 3000000356 | 3 BOLTED PG CLAMP FOR ZEBRA - ZEBRA | CLMP.PG.C002 | ZSPR_ACT | ZSPR | NOS | 12 | 7011.03 | INR
2000 | Central Zone, Bhubaneswar | 2200 | EHT (O&M) Circle, Cuttack | 2203 | EHT (O&M) Division, Choudwar | C332 | 132/33 kV T/L S/S S/D Choudwar | 3000000356 | 3 BOLTED PG CLAMP FOR ZEBRA - ZEBRA | CLMP.PG.C002 | ZSPR_ACT | ZSPR | NOS | 10 | 5842.52 | INR
2000 | Central Zone, Bhubaneswar | 2200 | EHT (O&M) Circle, Cuttack | 2203 | EHT (O&M) Division, Choudwar | C332 | 132/33 kV T/L S/S S/D Choudwar | 3000000357 | 3 BOLTED PG CLAMP FOR ZEBRA - PANTHER | CLMP.PG.C003 | ZSPR_ACT | ZSPR | NOS | 11 | 11000 | INR
2000 | Central Zone, Bhubaneswar | 2200 | EHT (O&M) Circle, Cuttack | 2203 | EHT (O&M) Division, Choudwar | C333 | 132/33 kV T/L S/S S/D Salipur | 3000000363 | 4 BOLTED PG CLAMP FOR PANTHER -PANTHER | CLMP.PG.D001 | ZSPR_ACT | ZSPR | NOS | 2 | 1040.5 | INR
2000 | Central Zone, Bhubaneswar | 2200 | EHT (O&M) Circle, Cuttack | 2203 | EHT (O&M) Division, Choudwar | C33E | 132/33 kV T/L S/S S/D Nuapatna | 3000000363 | 4 BOLTED PG CLAMP FOR PANTHER -PANTHER | CLMP.PG.D001 | ZSPR_ACT | ZSPR | NOS | 11 | 5722.75 | INR
2000 | Central Zone, Bhubaneswar | 2200 | EHT (O&M) Circle, Cuttack | 2203 | EHT (O&M) Division, Choudwar | C333 | 132/33 kV T/L S/S S/D Salipur | 3000000364 | 4 BOLTED PG CLAMP FOR ZEBRA - ZEBRA | CLMP.PG.D002 | ZSPR_ACT | ZSPR | NOS | 4 | 4049.2 | INR
2000 | Central Zone, Bhubaneswar | 2200 | EHT (O&M) Circle, Cuttack | 2203 | EHT (O&M) Division, Choudwar | C333 | 132/33 kV T/L S/S S/D Salipur | 3000000365 | 4 BOLTED PG CLAMP FOR ZEBRA - PANTHER | CLMP.PG.D003 | ZSPR_ACT | ZSPR | NOS | 2 | 1904.3 | INR
2000 | Central Zone, Bhubaneswar | 2200 | EHT (O&M) Circle, Cuttack | 2203 | EHT (O&M) Division, Choudwar | C33E | 132/33 kV T/L S/S S/D Nuapatna | 3000000388 | T Clamp for Panther run-Panther Drop | CLMP.T.AL.A001 | ZSPR_ACT | ZSPR | NOS | 5 | 4647.45 | INR
2000 | Central Zone, Bhubaneswar | 2200 | EHT (O&M) Circle, Cuttack | 2203 | EHT (O&M) Division, Choudwar | C33D | 220/33 kV S/S S/D Narsinghpur | 3000000388 | T Clamp for Panther run-Panther Drop | CLMP.T.AL.A001 | ZSPR_ACT | ZSPR | NOS | 9 | 8365.41 | INR
2000 | Central Zone, Bhubaneswar | 2200 | EHT (O&M) Circle, Cuttack | 2203 | EHT (O&M) Division, Choudwar | C332 | 132/33 kV T/L S/S S/D Choudwar | 3000000388 | T Clamp for Panther run-Panther Drop | CLMP.T.AL.A001 | ZSPR_ACT | ZSPR | NOS | 9 | 8365.41 | INR
2000 | Central Zone, Bhubaneswar | 2200 | EHT (O&M) Circle, Cuttack | 2203 | EHT (O&M) Division, Choudwar | C33E | 132/33 kV T/L S/S S/D Nuapatna | 3000000391 | T CLAMP ALFOR ZEBRA RUN - ZEBRA DROP | CLMP.T.AL.A004 | ZSPR_ACT | ZSPR | NOS | 14 | 11082.26 | INR
2000 | Central Zone, Bhubaneswar | 2200 | EHT (O&M) Circle, Cuttack | 2203 | EHT (O&M) Division, Choudwar | C332 | 132/33 kV T/L S/S S/D Choudwar | 3000000392 | T-CLAMP AL- ZEBRA-PANTHER | CLMP.T.AL.A005 | ZSPR_ACT | ZSPR | NOS | 6 | 7290 | INR
2000 | Central Zone, Bhubaneswar | 2200 | EHT (O&M) Circle, Cuttack | 2203 | EHT (O&M) Division, Choudwar | C332 | 132/33 kV T/L S/S S/D Choudwar | 3000000394 | T-CLAMP ACSR MOOSE RUN AND MOOSE DROP | CLMP.T.AL.A007 | ZSPR_ACT | ZSPR | NOS | 3 | 12000 | INR
2000 | Central Zone, Bhubaneswar | 2200 | EHT (O&M) Circle, Cuttack | 2203 | EHT (O&M) Division, Choudwar | C33E | 132/33 kV T/L S/S S/D Nuapatna | 3000000427 | PA ROD ACSR PANTHER IN SET | COND.ACCES.B002 | ZSPR_ACT | ZSPR | NOS | 23 | 11968.05 | INR
2000 | Central Zone, Bhubaneswar | 2200 | EHT (O&M) Circle, Cuttack | 2203 | EHT (O&M) Division, Choudwar | C33D | 220/33 kV S/S S/D Narsinghpur | 3000000428 | PA ROD ACSR ZEBRA IN SET | COND.ACCES.B003 | ZSPR_ACT | ZSPR | NOS | 5 | 7418.82 | INR
2000 | Central Zone, Bhubaneswar | 2200 | EHT (O&M) Circle, Cuttack | 2203 | EHT (O&M) Division, Choudwar | C332 | 132/33 kV T/L S/S S/D Choudwar | 3000000436 | MS JOINT FOR ACSR HORSE CONDUCTOR | COND.ACCES.C001 | ZSPR_ACT | ZSPR | NOS | 7 | 933.03 | INR
2000 | Central Zone, Bhubaneswar | 2200 | EHT (O&M) Circle, Cuttack | 2203 | EHT (O&M) Division, Choudwar | C334 | 132/33 kV T/L S/S S/D Mania Tangi | 3000000437 | MS JOINT FOR ACSR PANTHER CONDUCTOR | COND.ACCES.C002 | ZSPR_ACT | ZSPR | NOS | 1 | 387.94 | INR
2000 | Central Zone, Bhubaneswar | 2200 | EHT (O&M) Circle, Cuttack | 2203 | EHT (O&M) Division, Choudwar | C333 | 132/33 kV T/L S/S S/D Salipur | 3000000437 | MS JOINT FOR ACSR PANTHER CONDUCTOR | COND.ACCES.C002 | ZSPR_ACT | ZSPR | NOS | 6 | 2327.62 | INR
2000 | Central Zone, Bhubaneswar | 2200 | EHT (O&M) Circle, Cuttack | 2203 | EHT (O&M) Division, Choudwar | C33E | 132/33 kV T/L S/S S/D Nuapatna | 3000000437 | MS JOINT FOR ACSR PANTHER CONDUCTOR | COND.ACCES.C002 | ZSPR_ACT | ZSPR | NOS | 30 | 11638.1 | INR
2000 | Central Zone, Bhubaneswar | 2200 | EHT (O&M) Circle, Cuttack | 2203 | EHT (O&M) Division, Choudwar | C332 | 132/33 kV T/L S/S S/D Choudwar | 3000000437 | MS JOINT FOR ACSR PANTHER CONDUCTOR | COND.ACCES.C002 | ZSPR_ACT | ZSPR | NOS | 14 | 5431.12 | INR
2000 | Central Zone, Bhubaneswar | 2200 | EHT (O&M) Circle, Cuttack | 2203 | EHT (O&M) Division, Choudwar | C33D | 220/33 kV S/S S/D Narsinghpur | 3000000438 | MS JOINT FOR ACSR ZEBRA CONDUCTOR | COND.ACCES.C003 | ZSPR_ACT | ZSPR | NOS | 3 | 3141.35 | INR
2000 | Central Zone, Bhubaneswar | 2200 | EHT (O&M) Circle, Cuttack | 2203 | EHT (O&M) Division, Choudwar | C332 | 132/33 kV T/L S/S S/D Choudwar | 3000000438 | MS JOINT FOR ACSR ZEBRA CONDUCTOR | COND.ACCES.C003 | ZSPR_ACT | ZSPR | NOS | 1 | 1047.12 | INR
2000 | Central Zone, Bhubaneswar | 2200 | EHT (O&M) Circle, Cuttack | 2203 | EHT (O&M) Division, Choudwar | C332 | 132/33 kV T/L S/S S/D Choudwar | 3000000443 | MS JOINT AAAC ZEBRA EQUIVALENT | COND.ACCES.C008 | ZSPR_ACT | ZSPR | NOS | 3 | 4683.9 | INR
2000 | Central Zone, Bhubaneswar | 2200 | EHT (O&M) Circle, Cuttack | 2203 | EHT (O&M) Division, Choudwar | C332 | 132/33 kV T/L S/S S/D Choudwar | 3000000447 | SPACER FOR ACSR TWIN ZEBRA CONDUCTOR | COND.ACCES.D001 | ZSPR_ACT | ZSPR | NOS | 19 | 1900 | INR
2000 | Central Zone, Bhubaneswar | 2200 | EHT (O&M) Circle, Cuttack | 2203 | EHT (O&M) Division, Choudwar | C332 | 132/33 kV T/L S/S S/D Choudwar | 3000000455 | VD OFACSR PANTHER CONDUCTOR | COND.ACCES.E002 | ZSPR_ACT | ZSPR | NOS | 30 | 11056.74 | INR
2000 | Central Zone, Bhubaneswar | 2200 | EHT (O&M) Circle, Cuttack | 2203 | EHT (O&M) Division, Choudwar | C333 | 132/33 kV T/L S/S S/D Salipur | 3000000455 | VD OFACSR PANTHER CONDUCTOR | COND.ACCES.E002 | ZSPR_ACT | ZSPR | NOS | 40 | 14742.32 | INR
2000 | Central Zone, Bhubaneswar | 2200 | EHT (O&M) Circle, Cuttack | 2203 | EHT (O&M) Division, Choudwar | C33E | 132/33 kV T/L S/S S/D Nuapatna | 3000000455 | VD OFACSR PANTHER CONDUCTOR | COND.ACCES.E002 | ZSPR_ACT | ZSPR | NOS | 59 | 21744.91 | INR
2000 | Central Zone, Bhubaneswar | 2200 | EHT (O&M) Circle, Cuttack | 2203 | EHT (O&M) Division, Choudwar | C334 | 132/33 kV T/L S/S S/D Mania Tangi | 3000000465 | REPAIR SLEEVE FOR ACSR PANTHER CONDUCTOR | COND.ACCES.F002 | ZSPR_ACT | ZSPR | NOS | 1 | 170.95 | INR
2000 | Central Zone, Bhubaneswar | 2200 | EHT (O&M) Circle, Cuttack | 2203 | EHT (O&M) Division, Choudwar | C333 | 132/33 kV T/L S/S S/D Salipur | 3000000465 | REPAIR SLEEVE FOR ACSR PANTHER CONDUCTOR | COND.ACCES.F002 | ZSPR_ACT | ZSPR | NOS | 7 | 1196.68 | INR
2000 | Central Zone, Bhubaneswar | 2200 | EHT (O&M) Circle, Cuttack | 2203 | EHT (O&M) Division, Choudwar | C33E | 132/33 kV T/L S/S S/D Nuapatna | 3000000465 | REPAIR SLEEVE FOR ACSR PANTHER CONDUCTOR | COND.ACCES.F002 | ZSPR_ACT | ZSPR | NOS | 36 | 6154.37 | INR
2000 | Central Zone, Bhubaneswar | 2200 | EHT (O&M) Circle, Cuttack | 2203 | EHT (O&M) Division, Choudwar | C332 | 132/33 kV T/L S/S S/D Choudwar | 3000000465 | REPAIR SLEEVE FOR ACSR PANTHER CONDUCTOR | COND.ACCES.F002 | ZSPR_ACT | ZSPR | NOS | 8 | 1367.64 | INR
2000 | Central Zone, Bhubaneswar | 2200 | EHT (O&M) Circle, Cuttack | 2203 | EHT (O&M) Division, Choudwar | C33D | 220/33 kV S/S S/D Narsinghpur | 3000000466 | REPAIR SLEEVE FOR ACSR ZEBRA CONDUCTOR | COND.ACCES.F003 | ZSPR_ACT | ZSPR | NOS | 3 | 624.83 | INR
2000 | Central Zone, Bhubaneswar | 2200 | EHT (O&M) Circle, Cuttack | 2203 | EHT (O&M) Division, Choudwar | C332 | 132/33 kV T/L S/S S/D Choudwar | 3000000468 | REPAIR SLEEVE FOR ACSR DOG CONDUCTOR | COND.ACCES.F006 | ZSPR_ACT | ZSPR | NOS | 10 | 300 | INR
2000 | Central Zone, Bhubaneswar | 2200 | EHT (O&M) Circle, Cuttack | 2203 | EHT (O&M) Division, Choudwar | C333 | 132/33 kV T/L S/S S/D Salipur | 3000000574 | EARTHING DEVICE | ERTH.DEVICE.A001 | ZSPR_SCRAP | ZSPR | NOS | 3 | 6000 | INR
2000 | Central Zone, Bhubaneswar | 2200 | EHT (O&M) Circle, Cuttack | 2203 | EHT (O&M) Division, Choudwar | C33F | 132/33 kV GIS S/S Khuntuni (Athagarh) | 3000000582 | EARTHING:50X6mm GI Flat | ERTH.FLAT.GI.A005 | ZSPR_ACT | ZSPR | KG | 1188 | 96884.9 | INR
2000 | Central Zone, Bhubaneswar | 2200 | EHT (O&M) Circle, Cuttack | 2203 | EHT (O&M) Division, Choudwar | C33F | 132/33 kV GIS S/S Khuntuni (Athagarh) | 3000000583 | 75 X 10 MM GI EARTH FLAT in KG | ERTH.FLAT.GI.A006 | ZSPR_ACT | ZSPR | KG | 5080 | 414288.99 | INR
2000 | Central Zone, Bhubaneswar | 2200 | EHT (O&M) Circle, Cuttack | 2203 | EHT (O&M) Division, Choudwar | C33F | 132/33 kV GIS S/S Khuntuni (Athagarh) | 3000000595 | 50 MM GI PORFORATED EARTHING PIPE | ERTH.PIPE.GI.B005 | ZSPR_ACT | ZSPR | NOS | 45 | 139356.45 | INR
2000 | Central Zone, Bhubaneswar | 2200 | EHT (O&M) Circle, Cuttack | 2203 | EHT (O&M) Division, Choudwar | C33F | 132/33 kV GIS S/S Khuntuni (Athagarh) | 3000000603 | 40x3000 MM MS ROD FOR EARTHING | ERTH.ROD.MS.A001 | ZSPR_ACT | ZSPR | NOS | 76 | 212337.16 | INR
2000 | Central Zone, Bhubaneswar | 2200 | EHT (O&M) Circle, Cuttack | 2203 | EHT (O&M) Division, Choudwar | C334 | 132/33 kV T/L S/S S/D Mania Tangi | 3000000613 | MID SPAN JOINT FOR 7/3.15MM EARTH WIRE | EW.ACCES.A002 | ZSPR_ACT | ZSPR | NOS | 2 | 659.8 | INR
2000 | Central Zone, Bhubaneswar | 2200 | EHT (O&M) Circle, Cuttack | 2203 | EHT (O&M) Division, Choudwar | C334 | 132/33 kV T/L S/S S/D Mania Tangi | 3000000616 | VD FOR 7/3.15MM GI EARTHWIRE | EW.ACCES.B002 | ZSPR_ACT | ZSPR | NOS | 1 | 133.72 | INR
2000 | Central Zone, Bhubaneswar | 2200 | EHT (O&M) Circle, Cuttack | 2203 | EHT (O&M) Division, Choudwar | C33E | 132/33 kV T/L S/S S/D Nuapatna | 3000000616 | VD FOR 7/3.15MM GI EARTHWIRE | EW.ACCES.B002 | ZSPR_ACT | ZSPR | NOS | 18 | 2406.88 | INR
2000 | Central Zone, Bhubaneswar | 2200 | EHT (O&M) Circle, Cuttack | 2203 | EHT (O&M) Division, Choudwar | C334 | 132/33 kV T/L S/S S/D Mania Tangi | 3000000618 | REPAIR SLEEVE FOR 7/3.15 MM EARTH WIRE | EW.ACCES.C002 | ZSPR_ACT | ZSPR | NOS | 1 | 329.9 | INR
2000 | Central Zone, Bhubaneswar | 2200 | EHT (O&M) Circle, Cuttack | 2203 | EHT (O&M) Division, Choudwar | C33F | 132/33 kV GIS S/S Khuntuni (Athagarh) | 3000000624 | Enclosure insulators and main circuit of | GIS.145CKT.A001 | ZSPR_FREE | ZSPR | SET | 2 | 0 | INR
2000 | Central Zone, Bhubaneswar | 2200 | EHT (O&M) Circle, Cuttack | 2203 | EHT (O&M) Division, Choudwar | C33F | 132/33 kV GIS S/S Khuntuni (Athagarh) | 3000000625 | 145KV GIS CT | GIS.145CT.A001 | ZSPR_FREE | ZSPR | SET | 2 | 0 | INR
2000 | Central Zone, Bhubaneswar | 2200 | EHT (O&M) Circle, Cuttack | 2203 | EHT (O&M) Division, Choudwar | C33F | 132/33 kV GIS S/S Khuntuni (Athagarh) | 3000000626 | Disconnector (132KV) -1Unit | GIS.145DIS.A001 | ZSPR_FREE | ZSPR | NOS | 1 | 0 | INR
2000 | Central Zone, Bhubaneswar | 2200 | EHT (O&M) Circle, Cuttack | 2203 | EHT (O&M) Division, Choudwar | C33F | 132/33 kV GIS S/S Khuntuni (Athagarh) | 3000000627 | 145KV GIS IVT | GIS.145IVT.A001 | ZSPR_ACT | ZSPR | SET | 1 | 3593700 | INR
2000 | Central Zone, Bhubaneswar | 2200 | EHT (O&M) Circle, Cuttack | 2203 | EHT (O&M) Division, Choudwar | C33F | 132/33 kV GIS S/S Khuntuni (Athagarh) | 3000000630 | Tripping&closing coils-145KV GIS CB | GIS.145SPR.A001 | ZSPR_FREE | ZSPR | SET | 3 | 0 | INR
2000 | Central Zone, Bhubaneswar | 2200 | EHT (O&M) Circle, Cuttack | 2203 | EHT (O&M) Division, Choudwar | C33F | 132/33 kV GIS S/S Khuntuni (Athagarh) | 3000000631 | 145KV GIS Pressure relief devices | GIS.145SPR.A002 | ZSPR_FREE | ZSPR | SET | 3 | 0 | INR
2000 | Central Zone, Bhubaneswar | 2200 | EHT (O&M) Circle, Cuttack | 2203 | EHT (O&M) Division, Choudwar | C33F | 132/33 kV GIS S/S Khuntuni (Athagarh) | 3000000632 | Auxiliary contacts-145KV GIS CB | GIS.145SPR.A003 | ZSPR_FREE | ZSPR | SET | 4 | 0 | INR
2000 | Central Zone, Bhubaneswar | 2200 | EHT (O&M) Circle, Cuttack | 2203 | EHT (O&M) Division, Choudwar | C33F | 132/33 kV GIS S/S Khuntuni (Athagarh) | 3000000633 | LS & Auxiliary contacts-145KV GIS DS&ES | GIS.145SPR.A004 | ZSPR_FREE | ZSPR | SET | 3 | 0 | INR
2000 | Central Zone, Bhubaneswar | 2200 | EHT (O&M) Circle, Cuttack | 2203 | EHT (O&M) Division, Choudwar | C33F | 132/33 kV GIS S/S Khuntuni (Athagarh) | 3000000634 | 132kV GIS drive mechanism switches | GIS.145SPR.A006 | ZSPR_FREE | ZSPR | SET | 2 | 0 | INR
2000 | Central Zone, Bhubaneswar | 2200 | EHT (O&M) Circle, Cuttack | 2203 | EHT (O&M) Division, Choudwar | C33F | 132/33 kV GIS S/S Khuntuni (Athagarh) | 3000000635 | 132kV GIS drive m. fast acting switches | GIS.145SPR.A007 | ZSPR_FREE | ZSPR | SET | 2 | 0 | INR
2000 | Central Zone, Bhubaneswar | 2200 | EHT (O&M) Circle, Cuttack | 2203 | EHT (O&M) Division, Choudwar | C33F | 132/33 kV GIS S/S Khuntuni (Athagarh) | 3000000636 | 132kV GIS Rupture disc for CB/PT | GIS.145SPR.A008 | ZSPR_FREE | ZSPR | SET | 2 | 0 | INR
2000 | Central Zone, Bhubaneswar | 2200 | EHT (O&M) Circle, Cuttack | 2203 | EHT (O&M) Division, Choudwar | C33F | 132/33 kV GIS S/S Khuntuni (Athagarh) | 3000000637 | 132kV GIS Set of spares for LCC | GIS.145SPR.A009 | ZSPR_FREE | ZSPR | SET | 1 | 0 | INR
2000 | Central Zone, Bhubaneswar | 2200 | EHT (O&M) Circle, Cuttack | 2203 | EHT (O&M) Division, Choudwar | C33F | 132/33 kV GIS S/S Khuntuni (Athagarh) | 3000000638 | 132kV GIS Rupture disc for other comp | GIS.145SPR.A010 | ZSPR_FREE | ZSPR | SET | 3 | 0 | INR
2000 | Central Zone, Bhubaneswar | 2200 | EHT (O&M) Circle, Cuttack | 2203 | EHT (O&M) Division, Choudwar | C33F | 132/33 kV GIS S/S Khuntuni (Athagarh) | 3000000639 | 132kV GIS Maintenance ES | GIS.145SPR.A011 | ZSPR_ACT | ZSPR | NOS | 1 | 3012301.43 | INR
2000 | Central Zone, Bhubaneswar | 2200 | EHT (O&M) Circle, Cuttack | 2203 | EHT (O&M) Division, Choudwar | C33F | 132/33 kV GIS S/S Khuntuni (Athagarh) | 3000000640 | 132kV GIS Fast acting ES | GIS.145SPR.A012 | ZSPR_FREE | ZSPR | NOS | 1 | 0 | INR
2000 | Central Zone, Bhubaneswar | 2200 | EHT (O&M) Circle, Cuttack | 2203 | EHT (O&M) Division, Choudwar | C33F | 132/33 kV GIS S/S Khuntuni (Athagarh) | 3000000641 | 132kV GIS Density switch for CB | GIS.145SPR.A013 | ZSPR_FREE | ZSPR | NOS | 2 | 0 | INR
2000 | Central Zone, Bhubaneswar | 2200 | EHT (O&M) Circle, Cuttack | 2203 | EHT (O&M) Division, Choudwar | C33F | 132/33 kV GIS S/S Khuntuni (Athagarh) | 3000000642 | 132kV GIS Density monitor for other GC | GIS.145SPR.A014 | ZSPR_FREE | ZSPR | NOS | 2 | 0 | INR
2000 | Central Zone, Bhubaneswar | 2200 | EHT (O&M) Circle, Cuttack | 2203 | EHT (O&M) Division, Choudwar | C33F | 132/33 kV GIS S/S Khuntuni (Athagarh) | 3000000643 | 132kV GIS Drive for CB in Set | GIS.145SPR.A015 | ZSPR_FREE | ZSPR | NOS | 2 | 0 | INR
2000 | Central Zone, Bhubaneswar | 2200 | EHT (O&M) Circle, Cuttack | 2203 | EHT (O&M) Division, Choudwar | C33F | 132/33 kV GIS S/S Khuntuni (Athagarh) | 3000000697 | 33kV GIS SP CT | GIS.36CT.A001 | ZSPR_FREE | ZSPR | SET | 1 | 0 | INR
2000 | Central Zone, Bhubaneswar | 2200 | EHT (O&M) Circle, Cuttack | 2203 | EHT (O&M) Division, Choudwar | C33F | 132/33 kV GIS S/S Khuntuni (Athagarh) | 3000000698 | 33KV GIS SP IVT | GIS.36IVT.A001 | ZSPR_FREE | ZSPR | SET | 1 | 0 | INR
2000 | Central Zone, Bhubaneswar | 2200 | EHT (O&M) Circle, Cuttack | 2203 | EHT (O&M) Division, Choudwar | C33F | 132/33 kV GIS S/S Khuntuni (Athagarh) | 3000000699 | Tripping&closing coils 33KV GIS CB Set | GIS.36SPR.A001 | ZSPR_FREE | ZSPR | NOS | 2 | 0 | INR
2000 | Central Zone, Bhubaneswar | 2200 | EHT (O&M) Circle, Cuttack | 2203 | EHT (O&M) Division, Choudwar | C33F | 132/33 kV GIS S/S Khuntuni (Athagarh) | 3000000701 | 33kV GIS PRD | GIS.36SPR.A003 | ZSPR_FREE | ZSPR | SET | 2 | 0 | INR
2000 | Central Zone, Bhubaneswar | 2200 | EHT (O&M) Circle, Cuttack | 2203 | EHT (O&M) Division, Choudwar | C33F | 132/33 kV GIS S/S Khuntuni (Athagarh) | 3000000702 | Auxiliary contacts for 33kV GIS CB | GIS.36SPR.A004 | ZSPR_FREE | ZSPR | SET | 2 | 0 | INR
2000 | Central Zone, Bhubaneswar | 2200 | EHT (O&M) Circle, Cuttack | 2203 | EHT (O&M) Division, Choudwar | C33F | 132/33 kV GIS S/S Khuntuni (Athagarh) | 3000000703 | LS&Auxiliary contacts for 33KV GIS DS&ES | GIS.36SPR.A005 | ZSPR_FREE | ZSPR | SET | 2 | 0 | INR
2000 | Central Zone, Bhubaneswar | 2200 | EHT (O&M) Circle, Cuttack | 2203 | EHT (O&M) Division, Choudwar | C33F | 132/33 kV GIS S/S Khuntuni (Athagarh) | 3000000704 | 33kV GIS SCM of CB | GIS.36SPR.A006 | ZSPR_FREE | ZSPR | SET | 1 | 0 | INR
2000 | Central Zone, Bhubaneswar | 2200 | EHT (O&M) Circle, Cuttack | 2203 | EHT (O&M) Division, Choudwar | C33F | 132/33 kV GIS S/S Khuntuni (Athagarh) | 3000000705 | 33kV GIS-Complete drive mech. for DS&GS | GIS.36SPR.A007 | ZSPR_FREE | ZSPR | SET | 1 | 0 | INR
2000 | Central Zone, Bhubaneswar | 2200 | EHT (O&M) Circle, Cuttack | 2203 | EHT (O&M) Division, Choudwar | C33F | 132/33 kV GIS S/S Khuntuni (Athagarh) | 3000000706 | 33kV GIS Motor for DS&GS | GIS.36SPR.A008 | ZSPR_FREE | ZSPR | SET | 1 | 0 | INR
2000 | Central Zone, Bhubaneswar | 2200 | EHT (O&M) Circle, Cuttack | 2203 | EHT (O&M) Division, Choudwar | C33F | 132/33 kV GIS S/S Khuntuni (Athagarh) | 3000000707 | 33kv GIS set of spares for LCC | GIS.36SPR.A009 | ZSPR_FREE | ZSPR | SET | 1 | 0 | INR
2000 | Central Zone, Bhubaneswar | 2200 | EHT (O&M) Circle, Cuttack | 2203 | EHT (O&M) Division, Choudwar | C33F | 132/33 kV GIS S/S Khuntuni (Athagarh) | 3000000708 | Leak Detector for 36KV GIS | GIS.36SPR.A010 | ZSPR_FREE | ZSPR | NOS | 2 | 0 | INR
2000 | Central Zone, Bhubaneswar | 2200 | EHT (O&M) Circle, Cuttack | 2203 | EHT (O&M) Division, Choudwar | C33F | 132/33 kV GIS S/S Khuntuni (Athagarh) | 3000000709 | 33kV GIS SF6 PG | GIS.36SPR.A011 | ZSPR_FREE | ZSPR | NOS | 3 | 0 | INR
2000 | Central Zone, Bhubaneswar | 2200 | EHT (O&M) Circle, Cuttack | 2203 | EHT (O&M) Division, Choudwar | C33F | 132/33 kV GIS S/S Khuntuni (Athagarh) | 3000000710 | Drive for 33kV GIS CB | GIS.36SPR.A012 | ZSPR_FREE | ZSPR | NOS | 1 | 0 | INR
2000 | Central Zone, Bhubaneswar | 2200 | EHT (O&M) Circle, Cuttack | 2203 | EHT (O&M) Division, Choudwar | C333 | 132/33 kV T/L S/S S/D Salipur | 3000000739 | DS HARDWARE FITTING ACSR PANTHER | HWF.DS.A002 | ZSPR_ACT | ZSPR | NOS | 10 | 35046.42 | INR
2000 | Central Zone, Bhubaneswar | 2200 | EHT (O&M) Circle, Cuttack | 2203 | EHT (O&M) Division, Choudwar | C332 | 132/33 kV T/L S/S S/D Choudwar | 3000000739 | DS HARDWARE FITTING ACSR PANTHER | HWF.DS.A002 | ZSPR_ACT | ZSPR | NOS | 37 | 129671.75 | INR
2000 | Central Zone, Bhubaneswar | 2200 | EHT (O&M) Circle, Cuttack | 2203 | EHT (O&M) Division, Choudwar | C333 | 132/33 kV T/L S/S S/D Salipur | 3000000748 | DS HWF AGS for 90 KN insulator | HWF.DS.A016 | ZSPR_ACT | ZSPR | SET | 5 | 15347.5 | INR
2000 | Central Zone, Bhubaneswar | 2200 | EHT (O&M) Circle, Cuttack | 2203 | EHT (O&M) Division, Choudwar | C332 | 132/33 kV T/L S/S S/D Choudwar | 3000000756 | ARCING HORN OF DS HWF FOR AAAC PANTHER | HWF.DS.D009 | ZSPR_ACT | ZSPR | NOS | 34 | 23800 | INR
2000 | Central Zone, Bhubaneswar | 2200 | EHT (O&M) Circle, Cuttack | 2203 | EHT (O&M) Division, Choudwar | C33D | 220/33 kV S/S S/D Narsinghpur | 3000000800 | DT HARDWARE FITTING ACSR ZEBRA | HWF.DT.A003 | ZSPR_ACT | ZSPR | NOS | 5 | 29169.11 | INR
2000 | Central Zone, Bhubaneswar | 2200 | EHT (O&M) Circle, Cuttack | 2203 | EHT (O&M) Division, Choudwar | C334 | 132/33 kV T/L S/S S/D Mania Tangi | 3000000822 | SUSPENSION HANGER OF HARDWARE FITTING | HWF.S.HANGER.A001 | ZSPR_ACT | ZSPR | NOS | 12 | 2375.28 | INR
2000 | Central Zone, Bhubaneswar | 2200 | EHT (O&M) Circle, Cuttack | 2203 | EHT (O&M) Division, Choudwar | C332 | 132/33 kV T/L S/S S/D Choudwar | 3000000824 | SUSPENSION CLAMP FOR 7/3.15MM EARTHWIRE | HWF.SC.EW.A002 | ZSPR_ACT | ZSPR | NOS | 16 | 2062.56 | INR
2000 | Central Zone, Bhubaneswar | 2200 | EHT (O&M) Circle, Cuttack | 2203 | EHT (O&M) Division, Choudwar | C333 | 132/33 kV T/L S/S S/D Salipur | 3000000846 | SS HARDWARE FITTING ACSR PANTHER | HWF.SS.A002 | ZSPR_ACT | ZSPR | NOS | 25 | 39905.81 | INR
2000 | Central Zone, Bhubaneswar | 2200 | EHT (O&M) Circle, Cuttack | 2203 | EHT (O&M) Division, Choudwar | C332 | 132/33 kV T/L S/S S/D Choudwar | 3000000846 | SS HARDWARE FITTING ACSR PANTHER | HWF.SS.A002 | ZSPR_ACT | ZSPR | NOS | 28 | 44694.51 | INR
2000 | Central Zone, Bhubaneswar | 2200 | EHT (O&M) Circle, Cuttack | 2203 | EHT (O&M) Division, Choudwar | C33E | 132/33 kV T/L S/S S/D Nuapatna | 3000000846 | SS HARDWARE FITTING ACSR PANTHER | HWF.SS.A002 | ZSPR_ACT | ZSPR | NOS | 10 | 15962.33 | INR
2000 | Central Zone, Bhubaneswar | 2200 | EHT (O&M) Circle, Cuttack | 2203 | EHT (O&M) Division, Choudwar | C332 | 132/33 kV T/L S/S S/D Choudwar | 3000000847 | SS HARDWARE FITTING ACSR ZEBRA | HWF.SS.A003 | ZSPR_ACT | ZSPR | NOS | 10 | 34810.76 | INR
2000 | Central Zone, Bhubaneswar | 2200 | EHT (O&M) Circle, Cuttack | 2203 | EHT (O&M) Division, Choudwar | C33D | 220/33 kV S/S S/D Narsinghpur | 3000000847 | SS HARDWARE FITTING ACSR ZEBRA | HWF.SS.A003 | ZSPR_ACT | ZSPR | NOS | 5 | 17405.38 | INR
2000 | Central Zone, Bhubaneswar | 2200 | EHT (O&M) Circle, Cuttack | 2203 | EHT (O&M) Division, Choudwar | C33E | 132/33 kV T/L S/S S/D Nuapatna | 3000000847 | SS HARDWARE FITTING ACSR ZEBRA | HWF.SS.A003 | ZSPR_ACT | ZSPR | NOS | 10 | 34810.76 | INR
2000 | Central Zone, Bhubaneswar | 2200 | EHT (O&M) Circle, Cuttack | 2203 | EHT (O&M) Division, Choudwar | C332 | 132/33 kV T/L S/S S/D Choudwar | 3000000848 | SS H/W Fitting ACSR Moose | HWF.SS.A004 | ZSPR_ACT | ZSPR | NOS | 10 | 24162.9 | INR
2000 | Central Zone, Bhubaneswar | 2200 | EHT (O&M) Circle, Cuttack | 2203 | EHT (O&M) Division, Choudwar | C33E | 132/33 kV T/L S/S S/D Nuapatna | 3000000851 | SS HWFFOR AAAC PANTHER CONDUCTOR | HWF.SS.A009 | ZSPR_ACT | ZSPR | NOS | 13 | 1729.52 | INR
2000 | Central Zone, Bhubaneswar | 2200 | EHT (O&M) Circle, Cuttack | 2203 | EHT (O&M) Division, Choudwar | C332 | 132/33 kV T/L S/S S/D Choudwar | 3000000852 | SS HARDWARE FITTING AAAC ZEBRA | HWF.SS.A010 | ZSPR_ACT | ZSPR | NOS | 10 | 6440.4 | INR
2000 | Central Zone, Bhubaneswar | 2200 | EHT (O&M) Circle, Cuttack | 2203 | EHT (O&M) Division, Choudwar | C332 | 132/33 kV T/L S/S S/D Choudwar | 3000000871 | ARCING HORN OF SS HWF FOR ACSR PANTHER | HWF.SS.D002 | ZSPR_ACT | ZSPR | NOS | 593 | 32988.61 | INR
2000 | Central Zone, Bhubaneswar | 2200 | EHT (O&M) Circle, Cuttack | 2203 | EHT (O&M) Division, Choudwar | C33E | 132/33 kV T/L S/S S/D Nuapatna | 3000000871 | ARCING HORN OF SS HWF FOR ACSR PANTHER | HWF.SS.D002 | ZSPR_ACT | ZSPR | NOS | 103 | 5729.89 | INR
2000 | Central Zone, Bhubaneswar | 2200 | EHT (O&M) Circle, Cuttack | 2203 | EHT (O&M) Division, Choudwar | C33E | 132/33 kV T/L S/S S/D Nuapatna | 3000000877 | ST Hard wares fittings 120KN insulator | HWF.ST.A002 | ZSPR_ACT | ZSPR | NOS | 10 | 20132.99 | INR
2000 | Central Zone, Bhubaneswar | 2200 | EHT (O&M) Circle, Cuttack | 2203 | EHT (O&M) Division, Choudwar | C334 | 132/33 kV T/L S/S S/D Mania Tangi | 3000000877 | ST Hard wares fittings 120KN insulator | HWF.ST.A002 | ZSPR_ACT | ZSPR | NOS | 6 | 12079.79 | INR
2000 | Central Zone, Bhubaneswar | 2200 | EHT (O&M) Circle, Cuttack | 2203 | EHT (O&M) Division, Choudwar | C332 | 132/33 kV T/L S/S S/D Choudwar | 3000000877 | ST Hard wares fittings 120KN insulator | HWF.ST.A002 | ZSPR_ACT | ZSPR | NOS | 19 | 38252.67 | INR
2000 | Central Zone, Bhubaneswar | 2200 | EHT (O&M) Circle, Cuttack | 2203 | EHT (O&M) Division, Choudwar | C33E | 132/33 kV T/L S/S S/D Nuapatna | 3000000878 | ST HWF FOR ACSR ZEBRA | HWF.ST.A003 | ZSPR_ACT | ZSPR | NOS | 6 | 14832.36 | INR
2000 | Central Zone, Bhubaneswar | 2200 | EHT (O&M) Circle, Cuttack | 2203 | EHT (O&M) Division, Choudwar | C332 | 132/33 kV T/L S/S S/D Choudwar | 3000000879 | Single Tension H/W Fitting ACSR Moose | HWF.ST.A004 | ZSPR_ACT | ZSPR | SET | 4 | 9672.08 | INR
2000 | Central Zone, Bhubaneswar | 2200 | EHT (O&M) Circle, Cuttack | 2203 | EHT (O&M) Division, Choudwar | C334 | 132/33 kV T/L S/S S/D Mania Tangi | 3000000887 | ST HWF FOR 90KN INSULATOR | HWF.ST.A015 | ZSPR_ACT | ZSPR | NOS | 12 | 27711.6 | INR
2000 | Central Zone, Bhubaneswar | 2200 | EHT (O&M) Circle, Cuttack | 2203 | EHT (O&M) Division, Choudwar | C33E | 132/33 kV T/L S/S S/D Nuapatna | 3000000906 | TENSION CLAMP FOR EARTHWIRE | HWF.TC.EW.A002 | ZSPR_ACT | ZSPR | NOS | 3 | 7797.64 | INR
2000 | Central Zone, Bhubaneswar | 2200 | EHT (O&M) Circle, Cuttack | 2203 | EHT (O&M) Division, Choudwar | C334 | 132/33 kV T/L S/S S/D Mania Tangi | 3000000906 | TENSION CLAMP FOR EARTHWIRE | HWF.TC.EW.A002 | ZSPR_ACT | ZSPR | NOS | 5 | 12996.06 | INR
2000 | Central Zone, Bhubaneswar | 2200 | EHT (O&M) Circle, Cuttack | 2203 | EHT (O&M) Division, Choudwar | C332 | 132/33 kV T/L S/S S/D Choudwar | 3000000906 | TENSION CLAMP FOR EARTHWIRE | HWF.TC.EW.A002 | ZSPR_ACT | ZSPR | NOS | 9 | 23392.9 | INR
2000 | Central Zone, Bhubaneswar | 2200 | EHT (O&M) Circle, Cuttack | 2203 | EHT (O&M) Division, Choudwar | C332 | 132/33 kV T/L S/S S/D Choudwar | 3000000930 | 70KN ANTIFOG DISC INSULATOR | INS.AF.DISC.B001 | ZSPR_SCRAP | ZSPR | NOS | 200 | 26808 | INR
2000 | Central Zone, Bhubaneswar | 2200 | EHT (O&M) Circle, Cuttack | 2203 | EHT (O&M) Division, Choudwar | C33D | 220/33 kV S/S S/D Narsinghpur | 3000000931 | 90KN ANTIFOG DISC INSULATOR | INS.AF.DISC.B002 | ZSPR_ACT | ZSPR | NOS | 85 | 63495.53 | INR
2000 | Central Zone, Bhubaneswar | 2200 | EHT (O&M) Circle, Cuttack | 2203 | EHT (O&M) Division, Choudwar | C334 | 132/33 kV T/L S/S S/D Mania Tangi | 3000000931 | 90KN ANTIFOG DISC INSULATOR | INS.AF.DISC.B002 | ZSPR_ACT | ZSPR | NOS | 171 | 127738.08 | INR
2000 | Central Zone, Bhubaneswar | 2200 | EHT (O&M) Circle, Cuttack | 2203 | EHT (O&M) Division, Choudwar | C332 | 132/33 kV T/L S/S S/D Choudwar | 3000000932 | 120KN ANTIFOG DISC INSULATOR | INS.AF.DISC.B003 | ZSPR_SCRAP | ZSPR | NOS | 389 | 101789.63 | INR
2000 | Central Zone, Bhubaneswar | 2200 | EHT (O&M) Circle, Cuttack | 2203 | EHT (O&M) Division, Choudwar | C33D | 220/33 kV S/S S/D Narsinghpur | 3000000932 | 120KN ANTIFOG DISC INSULATOR | INS.AF.DISC.B003 | ZSPR_ACT | ZSPR | NOS | 5 | 3579.55 | INR
2000 | Central Zone, Bhubaneswar | 2200 | EHT (O&M) Circle, Cuttack | 2203 | EHT (O&M) Division, Choudwar | C33D | 220/33 kV S/S S/D Narsinghpur | 3000000933 | 160KN ANTIFOG DISC INSULATOR | INS.AF.DISC.B004 | ZSPR_ACT | ZSPR | NOS | 2 | 1892.04 | INR
2000 | Central Zone, Bhubaneswar | 2200 | EHT (O&M) Circle, Cuttack | 2203 | EHT (O&M) Division, Choudwar | C33D | 220/33 kV S/S S/D Narsinghpur | 3000000943 | 33 KV Bus Post Insulator | INS.POR.BPI.C001 | ZSPR_ACT | ZSPR | NOS | 3 | 4415.11 | INR
2000 | Central Zone, Bhubaneswar | 2200 | EHT (O&M) Circle, Cuttack | 2203 | EHT (O&M) Division, Choudwar | C334 | 132/33 kV T/L S/S S/D Mania Tangi | 3000000943 | 33 KV Bus Post Insulator | INS.POR.BPI.C001 | ZSPR_ACT | ZSPR | NOS | 17 | 25018.97 | INR
2000 | Central Zone, Bhubaneswar | 2200 | EHT (O&M) Circle, Cuttack | 2203 | EHT (O&M) Division, Choudwar | C334 | 132/33 kV T/L S/S S/D Mania Tangi | 3000000944 | 132 KV BUS POST INSULATORS | INS.POR.BPI.D001 | ZSPR_ACT | ZSPR | NOS | 3 | 25732.17 | INR
2000 | Central Zone, Bhubaneswar | 2200 | EHT (O&M) Circle, Cuttack | 2203 | EHT (O&M) Division, Choudwar | C33D | 220/33 kV S/S S/D Narsinghpur | 3000000945 | 220KV Bus Post Insulator | INS.POR.BPI.E001 | ZSPR_ACT | ZSPR | NOS | 4 | 73636.36 | INR
2000 | Central Zone, Bhubaneswar | 2200 | EHT (O&M) Circle, Cuttack | 2203 | EHT (O&M) Division, Choudwar | C333 | 132/33 kV T/L S/S S/D Salipur | 3000000946 | 70KN PORCELAIN DISC INSULATOR | INS.POR.DISC.B001 | ZSPR_US | ZSPR | NOS | 310 | 53084.4 | INR
2000 | Central Zone, Bhubaneswar | 2200 | EHT (O&M) Circle, Cuttack | 2203 | EHT (O&M) Division, Choudwar | C333 | 132/33 kV T/L S/S S/D Salipur | 3000000946 | 70KN PORCELAIN DISC INSULATOR | INS.POR.DISC.B001 | ZSPR_SCRAP | ZSPR | NOS | 600 | 600 | INR
2000 | Central Zone, Bhubaneswar | 2200 | EHT (O&M) Circle, Cuttack | 2203 | EHT (O&M) Division, Choudwar | C33E | 132/33 kV T/L S/S S/D Nuapatna | 3000000954 | 132KV LR 90KN PORCELAIN INSULATOR | INS.POR.LR.D002 | ZSPR_ACT | ZSPR | NOS | 19 | 131964.67 | INR
2000 | Central Zone, Bhubaneswar | 2200 | EHT (O&M) Circle, Cuttack | 2203 | EHT (O&M) Division, Choudwar | C333 | 132/33 kV T/L S/S S/D Salipur | 3000000954 | 132KV LR 90KN PORCELAIN INSULATOR | INS.POR.LR.D002 | ZSPR_ACT | ZSPR | NOS | 38 | 263929.34 | INR
2000 | Central Zone, Bhubaneswar | 2200 | EHT (O&M) Circle, Cuttack | 2203 | EHT (O&M) Division, Choudwar | C332 | 132/33 kV T/L S/S S/D Choudwar | 3000000954 | 132KV LR 90KN PORCELAIN INSULATOR | INS.POR.LR.D002 | ZSPR_ACT | ZSPR | NOS | 50 | 347275.46 | INR
2000 | Central Zone, Bhubaneswar | 2200 | EHT (O&M) Circle, Cuttack | 2203 | EHT (O&M) Division, Choudwar | C33E | 132/33 kV T/L S/S S/D Nuapatna | 3000000955 | 120KN 132 KV PORCELAIN LONG ROD | INS.POR.LR.D003 | ZSPR_ACT | ZSPR | NOS | 29 | 238659.08 | INR
2000 | Central Zone, Bhubaneswar | 2200 | EHT (O&M) Circle, Cuttack | 2203 | EHT (O&M) Division, Choudwar | C333 | 132/33 kV T/L S/S S/D Salipur | 3000000955 | 120KN 132 KV PORCELAIN LONG ROD | INS.POR.LR.D003 | ZSPR_ACT | ZSPR | NOS | 46 | 378562.67 | INR
2000 | Central Zone, Bhubaneswar | 2200 | EHT (O&M) Circle, Cuttack | 2203 | EHT (O&M) Division, Choudwar | C332 | 132/33 kV T/L S/S S/D Choudwar | 3000000955 | 120KN 132 KV PORCELAIN LONG ROD | INS.POR.LR.D003 | ZSPR_ACT | ZSPR | NOS | 18 | 148133.22 | INR
2000 | Central Zone, Bhubaneswar | 2200 | EHT (O&M) Circle, Cuttack | 2203 | EHT (O&M) Division, Choudwar | C33D | 220/33 kV S/S S/D Narsinghpur | 3000000956 | 120KN 220 KV PORCELAIN LONG ROD | INS.POR.LR.E003 | ZSPR_ACT | ZSPR | NOS | 10 | 127431.54 | INR
2000 | Central Zone, Bhubaneswar | 2200 | EHT (O&M) Circle, Cuttack | 2203 | EHT (O&M) Division, Choudwar | C332 | 132/33 kV T/L S/S S/D Choudwar | 3000000956 | 120KN 220 KV PORCELAIN LONG ROD | INS.POR.LR.E003 | ZSPR_ACT | ZSPR | NOS | 1 | 12743.15 | INR
2000 | Central Zone, Bhubaneswar | 2200 | EHT (O&M) Circle, Cuttack | 2203 | EHT (O&M) Division, Choudwar | C334 | 132/33 kV T/L S/S S/D Mania Tangi | 3000000972 | LMU & LMDU | LMU.MCD.B001 | ZSPR_ACT | ZSPR | NOS | 1 | 395879.46 | INR
2000 | Central Zone, Bhubaneswar | 2200 | EHT (O&M) Circle, Cuttack | 2203 | EHT (O&M) Division, Choudwar | C33E | 132/33 kV T/L S/S S/D Nuapatna | 3000000982 | ALLUMINIUM BINDING TAPE | MISC.ALBINDTAPE.A001 | ZSPR_ACT | ZSPR | KG | 0.5 | 64.6 | INR
2000 | Central Zone, Bhubaneswar | 2200 | EHT (O&M) Circle, Cuttack | 2203 | EHT (O&M) Division, Choudwar | C332 | 132/33 kV T/L S/S S/D Choudwar | 3000000983 | Bimetallic Sheet | MISC.B.SHEET.A001 | ZSPR_ACT | ZSPR | NOS | 1 | 500 | INR
2000 | Central Zone, Bhubaneswar | 2200 | EHT (O&M) Circle, Cuttack | 2203 | EHT (O&M) Division, Choudwar | C332 | 132/33 kV T/L S/S S/D Choudwar | 3000000992 | PT/IVT/CVT CONSOLE BOX | MISC.CONSOLE.A001 | ZSPR_ACT | ZSPR | NOS | 2 | 31860 | INR
2000 | Central Zone, Bhubaneswar | 2200 | EHT (O&M) Circle, Cuttack | 2203 | EHT (O&M) Division, Choudwar | C336 | 132 kV ICCL SW/S Choudwar | 3000000992 | PT/IVT/CVT CONSOLE BOX | MISC.CONSOLE.A001 | ZSPR_ACT | ZSPR | NOS | 1 | 15930 | INR
2000 | Central Zone, Bhubaneswar | 2200 | EHT (O&M) Circle, Cuttack | 2203 | EHT (O&M) Division, Choudwar | C332 | 132/33 kV T/L S/S S/D Choudwar | 3000000996 | CT CONSOLE BOX | MISC.CT.CONSOLE.A001 | ZSPR_ACT | ZSPR | NOS | 14 | 214760 | INR
2000 | Central Zone, Bhubaneswar | 2200 | EHT (O&M) Circle, Cuttack | 2203 | EHT (O&M) Division, Choudwar | C333 | 132/33 kV T/L S/S S/D Salipur | 3000000996 | CT CONSOLE BOX | MISC.CT.CONSOLE.A001 | ZSPR_ACT | ZSPR | NOS | 1 | 15340 | INR
2000 | Central Zone, Bhubaneswar | 2200 | EHT (O&M) Circle, Cuttack | 2203 | EHT (O&M) Division, Choudwar | C336 | 132 kV ICCL SW/S Choudwar | 3000000996 | CT CONSOLE BOX | MISC.CT.CONSOLE.A001 | ZSPR_ACT | ZSPR | NOS | 1 | 15340 | INR
2000 | Central Zone, Bhubaneswar | 2200 | EHT (O&M) Circle, Cuttack | 2203 | EHT (O&M) Division, Choudwar | C332 | 132/33 kV T/L S/S S/D Choudwar | 3000001002 | EMPTY Tfr OIL BARREL | MISC.EMPTYBRL.A001 | ZSPR_ACT | ZSPR | NOS | 15 | 2518.47 | INR
2000 | Central Zone, Bhubaneswar | 2200 | EHT (O&M) Circle, Cuttack | 2203 | EHT (O&M) Division, Choudwar | C33E | 132/33 kV T/L S/S S/D Nuapatna | 3000001002 | EMPTY Tfr OIL BARREL | MISC.EMPTYBRL.A001 | ZSPR_SCRAP | ZSPR | NOS | 19 | 3822.67 | INR
2000 | Central Zone, Bhubaneswar | 2200 | EHT (O&M) Circle, Cuttack | 2203 | EHT (O&M) Division, Choudwar | C33D | 220/33 kV S/S S/D Narsinghpur | 3000001002 | EMPTY Tfr OIL BARREL | MISC.EMPTYBRL.A001 | ZSPR_SCRAP | ZSPR | NOS | 270 | 54322.18 | INR
2000 | Central Zone, Bhubaneswar | 2200 | EHT (O&M) Circle, Cuttack | 2203 | EHT (O&M) Division, Choudwar | C333 | 132/33 kV T/L S/S S/D Salipur | 3000001002 | EMPTY Tfr OIL BARREL | MISC.EMPTYBRL.A001 | ZSPR_US | ZSPR | NOS | 22 | 3693.75 | INR
2000 | Central Zone, Bhubaneswar | 2200 | EHT (O&M) Circle, Cuttack | 2203 | EHT (O&M) Division, Choudwar | C334 | 132/33 kV T/L S/S S/D Mania Tangi | 3000001002 | EMPTY Tfr OIL BARREL | MISC.EMPTYBRL.A001 | ZSPR_ACT | ZSPR | NOS | 34 | 5708.53 | INR
2000 | Central Zone, Bhubaneswar | 2200 | EHT (O&M) Circle, Cuttack | 2203 | EHT (O&M) Division, Choudwar | C332 | 132/33 kV T/L S/S S/D Choudwar | 3000001007 | FLEXIBLE COPPER EARTH BOND | MISC.FL.CU.BOND.A001 | ZSPR_ACT | ZSPR | NOS | 34 | 2696.2 | INR
2000 | Central Zone, Bhubaneswar | 2200 | EHT (O&M) Circle, Cuttack | 2203 | EHT (O&M) Division, Choudwar | C336 | 132 kV ICCL SW/S Choudwar | 3000001007 | FLEXIBLE COPPER EARTH BOND | MISC.FL.CU.BOND.A001 | ZSPR_ACT | ZSPR | NOS | 4 | 317.2 | INR
2000 | Central Zone, Bhubaneswar | 2200 | EHT (O&M) Circle, Cuttack | 2203 | EHT (O&M) Division, Choudwar | C332 | 132/33 kV T/L S/S S/D Choudwar | 3000001036 | ISOLATOR PAD PLATE | MISC.PADPLATE.A001 | ZSPR_ACT | ZSPR | NOS | 16 | 7769.12 | INR
2000 | Central Zone, Bhubaneswar | 2200 | EHT (O&M) Circle, Cuttack | 2203 | EHT (O&M) Division, Choudwar | C33D | 220/33 kV S/S S/D Narsinghpur | 3000001036 | ISOLATOR PAD PLATE | MISC.PADPLATE.A001 | ZSPR_ACT | ZSPR | NOS | 5 | 2427.85 | INR
2000 | Central Zone, Bhubaneswar | 2200 | EHT (O&M) Circle, Cuttack | 2203 | EHT (O&M) Division, Choudwar | C33E | 132/33 kV T/L S/S S/D Nuapatna | 3000001037 | 60 LB RAIL POLE | MISC.RAILPOLE.A001 | ZSPR_ACT | ZSPR | MT | 0.365 | 10950 | INR
2000 | Central Zone, Bhubaneswar | 2200 | EHT (O&M) Circle, Cuttack | 2203 | EHT (O&M) Division, Choudwar | C332 | 132/33 kV T/L S/S S/D Choudwar | 3000001038 | 90 LB RAIL POLE | MISC.RAILPOLE.A002 | ZSPR_ACT | ZSPR | MT | 1.506 | 42871.86 | INR
2000 | Central Zone, Bhubaneswar | 2200 | EHT (O&M) Circle, Cuttack | 2203 | EHT (O&M) Division, Choudwar | C332 | 132/33 kV T/L S/S S/D Choudwar | 3000001052 | 16 MM POLYPROPELENE ROPE | MISC.ROPE.B002 | ZSPR_ACT | ZSPR | KG | 95 | 19668.8 | INR
2000 | Central Zone, Bhubaneswar | 2200 | EHT (O&M) Circle, Cuttack | 2203 | EHT (O&M) Division, Choudwar | C33F | 132/33 kV GIS S/S Khuntuni (Athagarh) | 3000001067 | 50 Kg SF6 gas Cylinder | MISC.SF6CYLNDR.A002 | ZSPR_FREE | ZSPR | NOS | 2 | 0 | INR
2000 | Central Zone, Bhubaneswar | 2200 | EHT (O&M) Circle, Cuttack | 2203 | EHT (O&M) Division, Choudwar | C33F | 132/33 kV GIS S/S Khuntuni (Athagarh) | 3000001069 | 7KG SF6 GAS CYLINDER | MISC.SF6CYLNDR.A010 | ZSPR_ACT | ZSPR | NOS | 1 | 1 | INR
2000 | Central Zone, Bhubaneswar | 2200 | EHT (O&M) Circle, Cuttack | 2203 | EHT (O&M) Division, Choudwar | C333 | 132/33 kV T/L S/S S/D Salipur | 3000001080 | SAL SLEEPER | MISC.SLEEPER.A001 | ZSPR_ACT | ZSPR | NOS | 4 | 2019.04 | INR
2000 | Central Zone, Bhubaneswar | 2200 | EHT (O&M) Circle, Cuttack | 2203 | EHT (O&M) Division, Choudwar | C333 | 132/33 kV T/L S/S S/D Salipur | 3000001081 | 5 KVA STABILIZER | MISC.STABILIZER.A006 | ZSPR_ACT | ZSPR | NOS | 4 | 10810.6 | INR
2000 | Central Zone, Bhubaneswar | 2200 | EHT (O&M) Circle, Cuttack | 2203 | EHT (O&M) Division, Choudwar | C332 | 132/33 kV T/L S/S S/D Choudwar | 3000001081 | 5 KVA STABILIZER | MISC.STABILIZER.A006 | ZSPR_ACT | ZSPR | NOS | 4 | 10810.6 | INR
2000 | Central Zone, Bhubaneswar | 2200 | EHT (O&M) Circle, Cuttack | 2203 | EHT (O&M) Division, Choudwar | C332 | 132/33 kV T/L S/S S/D Choudwar | 3000001087 | Terminal Block of 2.5 Sq. mm size | MISC.TBLOCK.A002 | ZSPR_ACT | ZSPR | NOS | 80 | 3200 | INR
2000 | Central Zone, Bhubaneswar | 2200 | EHT (O&M) Circle, Cuttack | 2203 | EHT (O&M) Division, Choudwar | C33D | 220/33 kV S/S S/D Narsinghpur | 3000001090 | GI TUBULAR POLE FOR STREET LIGHT | MISC.TBULR.POLE.A001 | ZSPR_ACT | ZSPR | NOS | 12 | 117272.76 | INR
2000 | Central Zone, Bhubaneswar | 2200 | EHT (O&M) Circle, Cuttack | 2203 | EHT (O&M) Division, Choudwar | C332 | 132/33 kV T/L S/S S/D Choudwar | 3000001094 | NEW EHV GRADE Napthelin based Tfr OIL | MISC.TFROIL.A001 | ZSPR_ACT | ZSPR | L | 1050 | 89691.47 | INR
2000 | Central Zone, Bhubaneswar | 2200 | EHT (O&M) Circle, Cuttack | 2203 | EHT (O&M) Division, Choudwar | C333 | 132/33 kV T/L S/S S/D Salipur | 3000001094 | NEW EHV GRADE Napthelin based Tfr OIL | MISC.TFROIL.A001 | ZSPR_ACT | ZSPR | L | 836 | 71411.49 | INR
2000 | Central Zone, Bhubaneswar | 2200 | EHT (O&M) Circle, Cuttack | 2203 | EHT (O&M) Division, Choudwar | C336 | 132 kV ICCL SW/S Choudwar | 3000001094 | NEW EHV GRADE Napthelin based Tfr OIL | MISC.TFROIL.A001 | ZSPR_ACT | ZSPR | L | 50 | 4271.02 | INR
2000 | Central Zone, Bhubaneswar | 2200 | EHT (O&M) Circle, Cuttack | 2203 | EHT (O&M) Division, Choudwar | C33E | 132/33 kV T/L S/S S/D Nuapatna | 3000001094 | NEW EHV GRADE Napthelin based Tfr OIL | MISC.TFROIL.A001 | ZSPR_ACT | ZSPR | L | 2050 | 175111.91 | INR
2000 | Central Zone, Bhubaneswar | 2200 | EHT (O&M) Circle, Cuttack | 2203 | EHT (O&M) Division, Choudwar | C334 | 132/33 kV T/L S/S S/D Mania Tangi | 3000001097 | FILTERED Tfr OIL | MISC.TFROIL.A004 | ZSPR_ACT | ZSPR | L | 400 | 51562.73 | INR
2000 | Central Zone, Bhubaneswar | 2200 | EHT (O&M) Circle, Cuttack | 2203 | EHT (O&M) Division, Choudwar | C33E | 132/33 kV T/L S/S S/D Nuapatna | 3000001120 | APEX METERING PANEL | MTR.APEXPNL.A001 | ZSPR_ACT | ZSPR | NOS | 1 | 75000 | INR
2000 | Central Zone, Bhubaneswar | 2200 | EHT (O&M) Circle, Cuttack | 2203 | EHT (O&M) Division, Choudwar | C334 | 132/33 kV T/L S/S S/D Mania Tangi | 3000001131 | MVAR Meter along with Transducer | MTR.MVAR.TDCR.A001 | ZSPR_ACT | ZSPR | NOS | 1 | 6597.99 | INR
2000 | Central Zone, Bhubaneswar | 2200 | EHT (O&M) Circle, Cuttack | 2203 | EHT (O&M) Division, Choudwar | C334 | 132/33 kV T/L S/S S/D Mania Tangi | 3000001134 | Digital MW Meter with externalTransducer | MTR.MW.TDCR.A001 | ZSPR_ACT | ZSPR | NOS | 1 | 6597.99 | INR
2000 | Central Zone, Bhubaneswar | 2200 | EHT (O&M) Circle, Cuttack | 2203 | EHT (O&M) Division, Choudwar | C332 | 132/33 kV T/L S/S S/D Choudwar | 3000001152 | Copper nuts& bolts with washer | NBW.ASRT.CU.A001 | ZSPR_ACT | ZSPR | MT | 0.012 | 10920 | INR
2000 | Central Zone, Bhubaneswar | 2200 | EHT (O&M) Circle, Cuttack | 2203 | EHT (O&M) Division, Choudwar | C33D | 220/33 kV S/S S/D Narsinghpur | 3000001154 | NUTS AND BOLTS | NBW.ASRT.GINB.A001 | ZSPR_ACT | ZSPR | KG | 67 | 4647.16 | INR
2000 | Central Zone, Bhubaneswar | 2200 | EHT (O&M) Circle, Cuttack | 2203 | EHT (O&M) Division, Choudwar | C336 | 132 kV ICCL SW/S Choudwar | 3000001154 | NUTS AND BOLTS | NBW.ASRT.GINB.A001 | ZSPR_ACT | ZSPR | KG | 50 | 3468.03 | INR
2000 | Central Zone, Bhubaneswar | 2200 | EHT (O&M) Circle, Cuttack | 2203 | EHT (O&M) Division, Choudwar | C33F | 132/33 kV GIS S/S Khuntuni (Athagarh) | 3000001154 | NUTS AND BOLTS | NBW.ASRT.GINB.A001 | ZSPR_ACT | ZSPR | KG | 50 | 3468.03 | INR
2000 | Central Zone, Bhubaneswar | 2200 | EHT (O&M) Circle, Cuttack | 2203 | EHT (O&M) Division, Choudwar | C332 | 132/33 kV T/L S/S S/D Choudwar | 3000001154 | NUTS AND BOLTS | NBW.ASRT.GINB.A001 | ZSPR_ACT | ZSPR | KG | 2850 | 197677.68 | INR
2000 | Central Zone, Bhubaneswar | 2200 | EHT (O&M) Circle, Cuttack | 2203 | EHT (O&M) Division, Choudwar | C334 | 132/33 kV T/L S/S S/D Mania Tangi | 3000001188 | 16X65MM GI HALF THREAD NUT & BOLT | NBW.GINB.A012 | ZSPR_ACT | ZSPR | KG | 20 | 1979.4 | INR
2000 | Central Zone, Bhubaneswar | 2200 | EHT (O&M) Circle, Cuttack | 2203 | EHT (O&M) Division, Choudwar | C334 | 132/33 kV T/L S/S S/D Mania Tangi | 3000001189 | 16X70MM GI HALF THREAD NUT & BOLT | NBW.GINB.A013 | ZSPR_ACT | ZSPR | KG | 150 | 14845.48 | INR
2000 | Central Zone, Bhubaneswar | 2200 | EHT (O&M) Circle, Cuttack | 2203 | EHT (O&M) Division, Choudwar | C334 | 132/33 kV T/L S/S S/D Mania Tangi | 3000001326 | 24 WINDOW FACIA ANNUNCIATOR RELAY | RLAY.ANCITOR.A002 | ZSPR_ACT | ZSPR | NOS | 1 | 9501.11 | INR
2000 | Central Zone, Bhubaneswar | 2200 | EHT (O&M) Circle, Cuttack | 2203 | EHT (O&M) Division, Choudwar | C334 | 132/33 kV T/L S/S S/D Mania Tangi | 3000001329 | ELECTROMAGNETIC AUXILLARY RELAY | RLAY.AUX.A001 | ZSPR_ACT | ZSPR | NOS | 3 | 10930.29 | INR
2000 | Central Zone, Bhubaneswar | 2200 | EHT (O&M) Circle, Cuttack | 2203 | EHT (O&M) Division, Choudwar | C334 | 132/33 kV T/L S/S S/D Mania Tangi | 3000001333 | Auxiliary relay | RLAY.AUX.A023 | ZSPR_ACT | ZSPR | NOS | 1 | 11400.97 | INR
2000 | Central Zone, Bhubaneswar | 2200 | EHT (O&M) Circle, Cuttack | 2203 | EHT (O&M) Division, Choudwar | C332 | 132/33 kV T/L S/S S/D Choudwar | 3000001333 | Auxiliary relay | RLAY.AUX.A023 | ZSPR_ACT | ZSPR | NOS | 1 | 11400.98 | INR
2000 | Central Zone, Bhubaneswar | 2200 | EHT (O&M) Circle, Cuttack | 2203 | EHT (O&M) Division, Choudwar | C334 | 132/33 kV T/L S/S S/D Mania Tangi | 3000001347 | NUMERIC DIFFERENTIAL RELAY | RLAY.DIFFTIAL.C001 | ZSPR_ACT | ZSPR | NOS | 1 | 197939.73 | INR
2000 | Central Zone, Bhubaneswar | 2200 | EHT (O&M) Circle, Cuttack | 2203 | EHT (O&M) Division, Choudwar | C332 | 132/33 kV T/L S/S S/D Choudwar | 3000001352 | Distance Protection Relay(Cat-A) | RLAY.DP.C003 | ZSPR_ACT | ZSPR | NOS | 1 | 100000 | INR
2000 | Central Zone, Bhubaneswar | 2200 | EHT (O&M) Circle, Cuttack | 2203 | EHT (O&M) Division, Choudwar | C334 | 132/33 kV T/L S/S S/D Mania Tangi | 3000001354 | Back Up relay | RLAY.EMBACKUP.A001 | ZSPR_ACT | ZSPR | NOS | 2 | 158351.78 | INR
2000 | Central Zone, Bhubaneswar | 2200 | EHT (O&M) Circle, Cuttack | 2203 | EHT (O&M) Division, Choudwar | C33E | 132/33 kV T/L S/S S/D Nuapatna | 3000001355 | OC EF NON-DIR BACK-UP RELAY | RLAY.EMBACKUP.A002 | ZSPR_SCRAP | ZSPR | NOS | 8 | 118568 | INR
2000 | Central Zone, Bhubaneswar | 2200 | EHT (O&M) Circle, Cuttack | 2203 | EHT (O&M) Division, Choudwar | C33E | 132/33 kV T/L S/S S/D Nuapatna | 3000001385 | ELECTROMAGNETIC MASTER TRIP RELAY | RLAY.MTRIP.A001 | ZSPR_SCRAP | ZSPR | NOS | 1 | 8062.87 | INR
2000 | Central Zone, Bhubaneswar | 2200 | EHT (O&M) Circle, Cuttack | 2203 | EHT (O&M) Division, Choudwar | C33E | 132/33 kV T/L S/S S/D Nuapatna | 3000001386 | Master Trip Relay | RLAY.MTRIP.A002 | ZSPR_ACT | ZSPR | NOS | 5 | 0.01 | INR
2000 | Central Zone, Bhubaneswar | 2200 | EHT (O&M) Circle, Cuttack | 2203 | EHT (O&M) Division, Choudwar | C33E | 132/33 kV T/L S/S S/D Nuapatna | 3000001390 | High Burden Master Trip Relay | RLAY.MTRIP.A007 | ZSPR_ACT | ZSPR | NOS | 6 | 14852.47 | INR
2000 | Central Zone, Bhubaneswar | 2200 | EHT (O&M) Circle, Cuttack | 2203 | EHT (O&M) Division, Choudwar | C332 | 132/33 kV T/L S/S S/D Choudwar | 3000001390 | High Burden Master Trip Relay | RLAY.MTRIP.A007 | ZSPR_ACT | ZSPR | NOS | 9 | 22278.71 | INR
2000 | Central Zone, Bhubaneswar | 2200 | EHT (O&M) Circle, Cuttack | 2203 | EHT (O&M) Division, Choudwar | C334 | 132/33 kV T/L S/S S/D Mania Tangi | 3000001391 | High Speed Tripping Relay | RLAY.MTRIP.A010 | ZSPR_ACT | ZSPR | NOS | 2 | 35523.58 | INR
2000 | Central Zone, Bhubaneswar | 2200 | EHT (O&M) Circle, Cuttack | 2203 | EHT (O&M) Division, Choudwar | C33E | 132/33 kV T/L S/S S/D Nuapatna | 3000001396 | Restricted Earth fault Relay (with M&R) | RLAY.NU.REF.A001 | ZSPR_ACT | ZSPR | NOS | 1 | 13334 | INR
2000 | Central Zone, Bhubaneswar | 2200 | EHT (O&M) Circle, Cuttack | 2203 | EHT (O&M) Division, Choudwar | C332 | 132/33 kV T/L S/S S/D Choudwar | 3000001404 | Numerical Back up Relay | RLAY.NUMBACKUP.B002 | ZSPR_ACT | ZSPR | NOS | 1 | 25605.22 | INR
2000 | Central Zone, Bhubaneswar | 2200 | EHT (O&M) Circle, Cuttack | 2203 | EHT (O&M) Division, Choudwar | C334 | 132/33 kV T/L S/S S/D Mania Tangi | 3000001418 | RESTRICTED EARTH FAULT RELAY | RLAY.REF.A005 | ZSPR_ACT | ZSPR | NOS | 1 | 13312.51 | INR
2000 | Central Zone, Bhubaneswar | 2200 | EHT (O&M) Circle, Cuttack | 2203 | EHT (O&M) Division, Choudwar | C334 | 132/33 kV T/L S/S S/D Mania Tangi | 3000001421 | TC Supervision Relay | RLAY.SUPERVISION.A002 | ZSPR_ACT | ZSPR | NOS | 2 | 12008.34 | INR
2000 | Central Zone, Bhubaneswar | 2200 | EHT (O&M) Circle, Cuttack | 2203 | EHT (O&M) Division, Choudwar | C334 | 132/33 kV T/L S/S S/D Mania Tangi | 3000001429 | Remote Terminal(RTU)&Transducer Cubicle | RTU.TC.SCADA.A001 | ZSPR_ACT | ZSPR | SET | 1 | 356291.52 | INR
2000 | Central Zone, Bhubaneswar | 2200 | EHT (O&M) Circle, Cuttack | 2203 | EHT (O&M) Division, Choudwar | C334 | 132/33 kV T/L S/S S/D Mania Tangi | 3000001434 | AUXILIARY RELAY FOR TRANSFORMER with thr | SAS.BAY.AUX.A002 | ZSPR_ACT | ZSPR | NOS | 2 | 9703.56 | INR
2000 | Central Zone, Bhubaneswar | 2200 | EHT (O&M) Circle, Cuttack | 2203 | EHT (O&M) Division, Choudwar | C332 | 132/33 kV T/L S/S S/D Choudwar | 3000001478 | E.cards-350AH,220V Plante Bat charger | SPR.BAT.CHRG.A005 | ZSPR_ACT | ZSPR | SET | 1 | 1 | INR
2000 | Central Zone, Bhubaneswar | 2200 | EHT (O&M) Circle, Cuttack | 2203 | EHT (O&M) Division, Choudwar | C334 | 132/33 kV T/L S/S S/D Mania Tangi | 3000001502 | Discrepancy Control switch Circuit (CB) | SPR.BKR.MISC.A001 | ZSPR_ACT | ZSPR | NOS | 4 | 25336.28 | INR
2000 | Central Zone, Bhubaneswar | 2200 | EHT (O&M) Circle, Cuttack | 2203 | EHT (O&M) Division, Choudwar | C334 | 132/33 kV T/L S/S S/D Mania Tangi | 3000001503 | CLOSING COIL of 145kV SF6 CB | SPR.BKR132.C001 | ZSPR_ACT | ZSPR | NOS | 2 | 11876.38 | INR
2000 | Central Zone, Bhubaneswar | 2200 | EHT (O&M) Circle, Cuttack | 2203 | EHT (O&M) Division, Choudwar | C334 | 132/33 kV T/L S/S S/D Mania Tangi | 3000001522 | SPRING CHARGING MOTOR 132KV ABB SF6 CB | SPR.BKR132ABB.D019 | ZSPR_ACT | ZSPR | NOS | 1 | 79175.89 | INR
2000 | Central Zone, Bhubaneswar | 2200 | EHT (O&M) Circle, Cuttack | 2203 | EHT (O&M) Division, Choudwar | C334 | 132/33 kV T/L S/S S/D Mania Tangi | 3000001523 | One Pole assembly of 132KV SF6 CB | SPR.BKR132ABB.D021 | ZSPR_ACT | ZSPR | NOS | 1 | 329899.55 | INR
2000 | Central Zone, Bhubaneswar | 2200 | EHT (O&M) Circle, Cuttack | 2203 | EHT (O&M) Division, Choudwar | C334 | 132/33 kV T/L S/S S/D Mania Tangi | 3000001526 | AUXILIARY CONTACTS of 132KV SF6 ABB CB | SPR.BKR132ABB.D025 | ZSPR_ACT | ZSPR | NOS | 1 | 5278.39 | INR
2000 | Central Zone, Bhubaneswar | 2200 | EHT (O&M) Circle, Cuttack | 2203 | EHT (O&M) Division, Choudwar | C334 | 132/33 kV T/L S/S S/D Mania Tangi | 3000001527 | GASKET & O-RING SEAL 132KV ABB SF6 CB | SPR.BKR132ABB.D028 | ZSPR_ACT | ZSPR | NOS | 1 | 7917.59 | INR
2000 | Central Zone, Bhubaneswar | 2200 | EHT (O&M) Circle, Cuttack | 2203 | EHT (O&M) Division, Choudwar | C33E | 132/33 kV T/L S/S S/D Nuapatna | 3000001651 | Trip/Close coil 132KV SF6 Seimens Brker | SPR.BKR132SMNS.B008 | ZSPR_ACT | ZSPR | NOS | 6 | 6000 | INR
2000 | Central Zone, Bhubaneswar | 2200 | EHT (O&M) Circle, Cuttack | 2203 | EHT (O&M) Division, Choudwar | C332 | 132/33 kV T/L S/S S/D Choudwar | 3000001667 | GAS FILLING DEVICE 132KV SIEMENS SF6 CB | SPR.BKR132SMNS.D017 | ZSPR_ACT | ZSPR | NOS | 3 | 60750 | INR
2000 | Central Zone, Bhubaneswar | 2200 | EHT (O&M) Circle, Cuttack | 2203 | EHT (O&M) Division, Choudwar | C33D | 220/33 kV S/S S/D Narsinghpur | 3000001683 | SPRING CHARGING MOTOR 220KV ABB SF6 CB | SPR.BKR220ABB.D006 | ZSPR_ACT | ZSPR | NOS | 1 | 12272.73 | INR
2000 | Central Zone, Bhubaneswar | 2200 | EHT (O&M) Circle, Cuttack | 2203 | EHT (O&M) Division, Choudwar | C33D | 220/33 kV S/S S/D Narsinghpur | 3000001696 | TRIPPING COIL FOR 220KV ABB MAKE SF6 CB | SPR.BKR220ABB.D019 | ZSPR_ACT | ZSPR | NOS | 4 | 10600 | INR
2000 | Central Zone, Bhubaneswar | 2200 | EHT (O&M) Circle, Cuttack | 2203 | EHT (O&M) Division, Choudwar | C33D | 220/33 kV S/S S/D Narsinghpur | 3000001700 | ANTI PUMPING RELAY 220KV ABB SF6 CB | SPR.BKR220ABB.D023 | ZSPR_ACT | ZSPR | NOS | 2 | 2120.74 | INR
2000 | Central Zone, Bhubaneswar | 2200 | EHT (O&M) Circle, Cuttack | 2203 | EHT (O&M) Division, Choudwar | C33D | 220/33 kV S/S S/D Narsinghpur | 3000001709 | DENSITY MONITOR 220KV ABB MAKE SF6 CB | SPR.BKR220ABB.D033 | ZSPR_ACT | ZSPR | NOS | 1 | 9828.41 | INR
2000 | Central Zone, Bhubaneswar | 2200 | EHT (O&M) Circle, Cuttack | 2203 | EHT (O&M) Division, Choudwar | C33D | 220/33 kV S/S S/D Narsinghpur | 3000001737 | ONE POLE ASSEMBLY 220KV SF6 ABB CB | SPR.BKR220ABB.D064 | ZSPR_ACT | ZSPR | NOS | 1 | 398863.64 | INR
2000 | Central Zone, Bhubaneswar | 2200 | EHT (O&M) Circle, Cuttack | 2203 | EHT (O&M) Division, Choudwar | C33D | 220/33 kV S/S S/D Narsinghpur | 3000001747 | CONTACTOR, RELAY etc of 220KV SF6 CB ABB | SPR.BKR220ABB.D076 | ZSPR_ACT | ZSPR | NOS | 1 | 24545.45 | INR
2000 | Central Zone, Bhubaneswar | 2200 | EHT (O&M) Circle, Cuttack | 2203 | EHT (O&M) Division, Choudwar | C33D | 220/33 kV S/S S/D Narsinghpur | 3000001797 | SF6 GAS FILLING DEVICE 220KV SF6 CB ABB | SPR.BKR220ABB.D162 | ZSPR_ACT | ZSPR | NOS | 1 | 20454.55 | INR
2000 | Central Zone, Bhubaneswar | 2200 | EHT (O&M) Circle, Cuttack | 2203 | EHT (O&M) Division, Choudwar | C33D | 220/33 kV S/S S/D Narsinghpur | 3000001798 | GASKET & O-RINGS 220KV SF6 CB ABB | SPR.BKR220ABB.D163 | ZSPR_ACT | ZSPR | NOS | 1 | 8181.82 | INR
2000 | Central Zone, Bhubaneswar | 2200 | EHT (O&M) Circle, Cuttack | 2203 | EHT (O&M) Division, Choudwar | C33D | 220/33 kV S/S S/D Narsinghpur | 3000001805 | AUX CONTRACTOR 1NO+1NC 220KV ABB CB | SPR.BKR220ABB.D183 | ZSPR_ACT | ZSPR | NOS | 1 | 3068.18 | INR
2000 | Central Zone, Bhubaneswar | 2200 | EHT (O&M) Circle, Cuttack | 2203 | EHT (O&M) Division, Choudwar | C333 | 132/33 kV T/L S/S S/D Salipur | 3000001905 | SPRING FOR CONTACTFOR 36KV ALLIND VCB | SPR.BKR36ALND.E025 | ZSPR_ACT | ZSPR | NOS | 2 | 5000 | INR
2000 | Central Zone, Bhubaneswar | 2200 | EHT (O&M) Circle, Cuttack | 2203 | EHT (O&M) Division, Choudwar | C333 | 132/33 kV T/L S/S S/D Salipur | 3000001906 | LIMIT SWITCH FOR 36 KV ALLIND VCB | SPR.BKR36ALND.E046 | ZSPR_ACT | ZSPR | NOS | 2 | 3000 | INR
2000 | Central Zone, Bhubaneswar | 2200 | EHT (O&M) Circle, Cuttack | 2203 | EHT (O&M) Division, Choudwar | C333 | 132/33 kV T/L S/S S/D Salipur | 3000001907 | CLOSING COIL FOR 36KV ALIND VCB | SPR.BKR36ALND.E050 | ZSPR_SCRAP | ZSPR | NOS | 2 | 3000 | INR
2000 | Central Zone, Bhubaneswar | 2200 | EHT (O&M) Circle, Cuttack | 2203 | EHT (O&M) Division, Choudwar | C333 | 132/33 kV T/L S/S S/D Salipur | 3000001908 | TRIPPING COIL FOR 36KV ALIND VCB | SPR.BKR36ALND.E051 | ZSPR_SCRAP | ZSPR | NOS | 2 | 3000 | INR
2000 | Central Zone, Bhubaneswar | 2200 | EHT (O&M) Circle, Cuttack | 2203 | EHT (O&M) Division, Choudwar | C333 | 132/33 kV T/L S/S S/D Salipur | 3000001909 | TRIP COIL 220V DC 36 KV AREVA MAKE VCB | SPR.BKR36ARVA.E001 | ZSPR_ACT | ZSPR | NOS | 2 | 2080.42 | INR
2000 | Central Zone, Bhubaneswar | 2200 | EHT (O&M) Circle, Cuttack | 2203 | EHT (O&M) Division, Choudwar | C33E | 132/33 kV T/L S/S S/D Nuapatna | 3000001910 | CLOSING COIL 220V DC 36 KV AREVA VCB | SPR.BKR36ARVA.E002 | ZSPR_ACT | ZSPR | NOS | 1 | 1094.91 | INR
2000 | Central Zone, Bhubaneswar | 2200 | EHT (O&M) Circle, Cuttack | 2203 | EHT (O&M) Division, Choudwar | C333 | 132/33 kV T/L S/S S/D Salipur | 3000001910 | CLOSING COIL 220V DC 36 KV AREVA VCB | SPR.BKR36ARVA.E002 | ZSPR_ACT | ZSPR | NOS | 2 | 2189.82 | INR
2000 | Central Zone, Bhubaneswar | 2200 | EHT (O&M) Circle, Cuttack | 2203 | EHT (O&M) Division, Choudwar | C33E | 132/33 kV T/L S/S S/D Nuapatna | 3000001929 | TRIPPING / CLOSING COIL 36KV CGL VCB | SPR.BKR36CGL.E001 | ZSPR_ACT | ZSPR | NOS | 2 | 4200 | INR
2000 | Central Zone, Bhubaneswar | 2200 | EHT (O&M) Circle, Cuttack | 2203 | EHT (O&M) Division, Choudwar | C334 | 132/33 kV T/L S/S S/D Mania Tangi | 3000001955 | Single pole limb for 36KV VCB SEIL | SPR.BKR36SEIL.E001 | ZSPR_SUP | ZSPR | NOS | 1 | 131959.82 | INR
2000 | Central Zone, Bhubaneswar | 2200 | EHT (O&M) Circle, Cuttack | 2203 | EHT (O&M) Division, Choudwar | C33E | 132/33 kV T/L S/S S/D Nuapatna | 3000001956 | Tripping coil for 36KV VCB SEIL | SPR.BKR36SEIL.E002 | ZSPR_ACT | ZSPR | NOS | 5 | 23216.26 | INR
2000 | Central Zone, Bhubaneswar | 2200 | EHT (O&M) Circle, Cuttack | 2203 | EHT (O&M) Division, Choudwar | C334 | 132/33 kV T/L S/S S/D Mania Tangi | 3000001956 | Tripping coil for 36KV VCB SEIL | SPR.BKR36SEIL.E002 | ZSPR_ACT | ZSPR | NOS | 1 | 4643.25 | INR
2000 | Central Zone, Bhubaneswar | 2200 | EHT (O&M) Circle, Cuttack | 2203 | EHT (O&M) Division, Choudwar | C334 | 132/33 kV T/L S/S S/D Mania Tangi | 3000001957 | Closing coil for 36KV VCB SEIL | SPR.BKR36SEIL.E003 | ZSPR_ACT | ZSPR | NOS | 2 | 6292.13 | INR
2000 | Central Zone, Bhubaneswar | 2200 | EHT (O&M) Circle, Cuttack | 2203 | EHT (O&M) Division, Choudwar | C33E | 132/33 kV T/L S/S S/D Nuapatna | 3000001957 | Closing coil for 36KV VCB SEIL | SPR.BKR36SEIL.E003 | ZSPR_ACT | ZSPR | NOS | 4 | 12584.25 | INR
2000 | Central Zone, Bhubaneswar | 2200 | EHT (O&M) Circle, Cuttack | 2203 | EHT (O&M) Division, Choudwar | C334 | 132/33 kV T/L S/S S/D Mania Tangi | 3000001959 | Spring charging motor for 36KV VCB SEIL | SPR.BKR36SEIL.E005 | ZSPR_ACT | ZSPR | NOS | 1 | 79175.89 | INR
2000 | Central Zone, Bhubaneswar | 2200 | EHT (O&M) Circle, Cuttack | 2203 | EHT (O&M) Division, Choudwar | C334 | 132/33 kV T/L S/S S/D Mania Tangi | 3000001961 | Aux Switch C. Assembly for 36KV VCB SEIL | SPR.BKR36SEIL.E007 | ZSPR_ACT | ZSPR | NOS | 1 | 5278.39 | INR
2000 | Central Zone, Bhubaneswar | 2200 | EHT (O&M) Circle, Cuttack | 2203 | EHT (O&M) Division, Choudwar | C33D | 220/33 kV S/S S/D Narsinghpur | 3000001963 | Motor Limit Switch 36KV VCB of Stelmec | SPR.BKR36SL.E001 | ZSPR_ACT | ZSPR | NOS | 3 | 3169.44 | INR
2000 | Central Zone, Bhubaneswar | 2200 | EHT (O&M) Circle, Cuttack | 2203 | EHT (O&M) Division, Choudwar | C33D | 220/33 kV S/S S/D Narsinghpur | 3000001964 | Spring Charging Motor 36KV VCB Stelmec | SPR.BKR36SL.E002 | ZSPR_ACT | ZSPR | NOS | 2 | 7249.8 | INR
2000 | Central Zone, Bhubaneswar | 2200 | EHT (O&M) Circle, Cuttack | 2203 | EHT (O&M) Division, Choudwar | C33D | 220/33 kV S/S S/D Narsinghpur | 3000001965 | Tripping coil for 36KV Stelmec make VCB. | SPR.BKR36SL.E004 | ZSPR_ACT | ZSPR | NOS | 6 | 12307 | INR
2000 | Central Zone, Bhubaneswar | 2200 | EHT (O&M) Circle, Cuttack | 2203 | EHT (O&M) Division, Choudwar | C333 | 132/33 kV T/L S/S S/D Salipur | 3000002120 | INDICATING FUSE OF BAT CHARGER | SPR.CHRG.CLDN.A009 | ZSPR_ACT | ZSPR | NOS | 3 | 557.25 | INR
2000 | Central Zone, Bhubaneswar | 2200 | EHT (O&M) Circle, Cuttack | 2203 | EHT (O&M) Division, Choudwar | C333 | 132/33 kV T/L S/S S/D Salipur | 3000002122 | RECTIFIER FUSE | SPR.CHRG.CLDN.A011 | ZSPR_ACT | ZSPR | NOS | 12 | 7203 | INR
2000 | Central Zone, Bhubaneswar | 2200 | EHT (O&M) Circle, Cuttack | 2203 | EHT (O&M) Division, Choudwar | C333 | 132/33 kV T/L S/S S/D Salipur | 3000002136 | THYRISTER(SCR) FLOAT BAT CHARGER CLDN | SPR.CHRG.CLDN.A028 | ZSPR_ACT | ZSPR | NOS | 4 | 5701 | INR
2000 | Central Zone, Bhubaneswar | 2200 | EHT (O&M) Circle, Cuttack | 2203 | EHT (O&M) Division, Choudwar | C333 | 132/33 kV T/L S/S S/D Salipur | 3000002137 | THYRISTER(SCR) BOOST BAT CHARGER CLDN | SPR.CHRG.CLDN.A029 | ZSPR_ACT | ZSPR | NOS | 4 | 9334.68 | INR
2000 | Central Zone, Bhubaneswar | 2200 | EHT (O&M) Circle, Cuttack | 2203 | EHT (O&M) Division, Choudwar | C333 | 132/33 kV T/L S/S S/D Salipur | 3000002144 | INPUT AC CONTACTOR BAT CHARGER CLDN | SPR.CHRG.CLDN.A036 | ZSPR_ACT | ZSPR | NOS | 1 | 4591.92 | INR
2000 | Central Zone, Bhubaneswar | 2200 | EHT (O&M) Circle, Cuttack | 2203 | EHT (O&M) Division, Choudwar | C333 | 132/33 kV T/L S/S S/D Salipur | 3000002148 | GFLC CARD | SPR.CHRG.CLDN.A040 | ZSPR_ACT | ZSPR | NOS | 1 | 7333.33 | INR
2000 | Central Zone, Bhubaneswar | 2200 | EHT (O&M) Circle, Cuttack | 2203 | EHT (O&M) Division, Choudwar | C332 | 132/33 kV T/L S/S S/D Choudwar | 3000002222 | TNC SWITCH FOR 33KV CR PANEL | SPR.CRPNL33BHEL.A008 | ZSPR_ACT | ZSPR | NOS | 3 | 3042.87 | INR
2000 | Central Zone, Bhubaneswar | 2200 | EHT (O&M) Circle, Cuttack | 2203 | EHT (O&M) Division, Choudwar | C334 | 132/33 kV T/L S/S S/D Mania Tangi | 3000002243 | Spare Card FCBC (F-C-B Charger) | SPR.FCBC.A001 | ZSPR_ACT | ZSPR | SET | 2 | 57570.48 | INR
2000 | Central Zone, Bhubaneswar | 2200 | EHT (O&M) Circle, Cuttack | 2203 | EHT (O&M) Division, Choudwar | C334 | 132/33 kV T/L S/S S/D Mania Tangi | 3000002279 | HINGE PINS TC TPAD 132KV ISOLATOR | SPR.ISO.132SS.A002 | ZSPR_ACT | ZSPR | NOS | 1 | 9501.11 | INR
2000 | Central Zone, Bhubaneswar | 2200 | EHT (O&M) Circle, Cuttack | 2203 | EHT (O&M) Division, Choudwar | C334 | 132/33 kV T/L S/S S/D Mania Tangi | 3000002282 | Earthing Rod & Blade Contactor | SPR.ISO.33SS.A007 | ZSPR_ACT | ZSPR | NOS | 1 | 11876.38 | INR
2000 | Central Zone, Bhubaneswar | 2200 | EHT (O&M) Circle, Cuttack | 2203 | EHT (O&M) Division, Choudwar | C334 | 132/33 kV T/L S/S S/D Mania Tangi | 3000002286 | Discrepancy Control switch for Isolator | SPR.ISO.MISC.A001 | ZSPR_ACT | ZSPR | NOS | 2 | 12668.14 | INR
2000 | Central Zone, Bhubaneswar | 2200 | EHT (O&M) Circle, Cuttack | 2203 | EHT (O&M) Division, Choudwar | C334 | 132/33 kV T/L S/S S/D Mania Tangi | 3000002287 | RPC,switch fuse for 132KV Isolator | SPR.ISO.MISC.A002 | ZSPR_ACT | ZSPR | NOS | 2 | 23752.76 | INR
2000 | Central Zone, Bhubaneswar | 2200 | EHT (O&M) Circle, Cuttack | 2203 | EHT (O&M) Division, Choudwar | C334 | 132/33 kV T/L S/S S/D Mania Tangi | 3000002290 | L.switch&Aux switch for 132 KV Isolator | SPR.ISO.MISC.A005 | ZSPR_ACT | ZSPR | NOS | 1 | 3958.79 | INR
2000 | Central Zone, Bhubaneswar | 2200 | EHT (O&M) Circle, Cuttack | 2203 | EHT (O&M) Division, Choudwar | C332 | 132/33 kV T/L S/S S/D Choudwar | 3000002302 | 132KV Isolator female contaCTDBR 600A | SPR.ISO132.DB.A001 | ZSPR_ACT | ZSPR | NOS | 2 | 2500 | INR
2000 | Central Zone, Bhubaneswar | 2200 | EHT (O&M) Circle, Cuttack | 2203 | EHT (O&M) Division, Choudwar | C332 | 132/33 kV T/L S/S S/D Choudwar | 3000002317 | FML CONTACT(FXD) 132KV FUSES ISOLATOR | SPR.ISO132FUSS.A001 | ZSPR_ACT | ZSPR | NOS | 30 | 25950 | INR
2000 | Central Zone, Bhubaneswar | 2200 | EHT (O&M) Circle, Cuttack | 2203 | EHT (O&M) Division, Choudwar | C332 | 132/33 kV T/L S/S S/D Choudwar | 3000002318 | FEMALE CONTACT132KV GEC ISOLATOR | SPR.ISO132GEC.A001 | ZSPR_ACT | ZSPR | NOS | 3 | 9743.58 | INR
2000 | Central Zone, Bhubaneswar | 2200 | EHT (O&M) Circle, Cuttack | 2203 | EHT (O&M) Division, Choudwar | C332 | 132/33 kV T/L S/S S/D Choudwar | 3000002337 | MOUTH 132KV HVLM ISOLATOR | SPR.ISO132HVLM.A003 | ZSPR_ACT | ZSPR | NOS | 6 | 3000 | INR
2000 | Central Zone, Bhubaneswar | 2200 | EHT (O&M) Circle, Cuttack | 2203 | EHT (O&M) Division, Choudwar | C332 | 132/33 kV T/L S/S S/D Choudwar | 3000002354 | FEMALE CONTACT(FXD) 132KV SS ISOLATOR | SPR.ISO132SS.A001 | ZSPR_ACT | ZSPR | NOS | 3 | 7096.77 | INR
2000 | Central Zone, Bhubaneswar | 2200 | EHT (O&M) Circle, Cuttack | 2203 | EHT (O&M) Division, Choudwar | C334 | 132/33 kV T/L S/S S/D Mania Tangi | 3000002377 | EARTHING ROD & BLADE 132KV ISOLATOR | SPR.ISO132SS.A027 | ZSPR_ACT | ZSPR | NOS | 1 | 11876.38 | INR
2000 | Central Zone, Bhubaneswar | 2200 | EHT (O&M) Circle, Cuttack | 2203 | EHT (O&M) Division, Choudwar | C334 | 132/33 kV T/L S/S S/D Mania Tangi | 3000002378 | MOTOR WITH GEAR ASSEMBLY 132KV ISOLATOR | SPR.ISO132SS.A029 | ZSPR_ACT | ZSPR | NOS | 1 | 15835.18 | INR
2000 | Central Zone, Bhubaneswar | 2200 | EHT (O&M) Circle, Cuttack | 2203 | EHT (O&M) Division, Choudwar | C332 | 132/33 kV T/L S/S S/D Choudwar | 3000002386 | CU CONTACTOF ES 132KV SS ISOLATOR | SPR.ISO132SS.A041 | ZSPR_ACT | ZSPR | NOS | 14 | 5810 | INR
2000 | Central Zone, Bhubaneswar | 2200 | EHT (O&M) Circle, Cuttack | 2203 | EHT (O&M) Division, Choudwar | C33D | 220/33 kV S/S S/D Narsinghpur | 3000002404 | LIMIT SWITCH 220KV ISOLATOR MBOX | SPR.ISO220.A015 | ZSPR_ACT | ZSPR | NOS | 2 | 3068.18 | INR
2000 | Central Zone, Bhubaneswar | 2200 | EHT (O&M) Circle, Cuttack | 2203 | EHT (O&M) Division, Choudwar | C33D | 220/33 kV S/S S/D Narsinghpur | 3000002414 | P CONTACTOR&MCB FOR 220KV GRP ISOLAOR | SPR.ISO220GRP.A002 | ZSPR_ACT | ZSPR | NOS | 1 | 9204.55 | INR
2000 | Central Zone, Bhubaneswar | 2200 | EHT (O&M) Circle, Cuttack | 2203 | EHT (O&M) Division, Choudwar | C33D | 220/33 kV S/S S/D Narsinghpur | 3000002416 | HINGE PINS,T.CONNECTOR,T.PAD 220 kV ISOL | SPR.ISO220GRP.A005 | ZSPR_ACT | ZSPR | NOS | 1 | 7363.64 | INR
2000 | Central Zone, Bhubaneswar | 2200 | EHT (O&M) Circle, Cuttack | 2203 | EHT (O&M) Division, Choudwar | C33D | 220/33 kV S/S S/D Narsinghpur | 3000002420 | ER BLADE CONTACT220KV ISOLAOR | SPR.ISO220GRP.A011 | ZSPR_ACT | ZSPR | NOS | 1 | 9204.55 | INR
2000 | Central Zone, Bhubaneswar | 2200 | EHT (O&M) Circle, Cuttack | 2203 | EHT (O&M) Division, Choudwar | C33D | 220/33 kV S/S S/D Narsinghpur | 3000002433 | AUX CONTACTASSEMBLY 220KV SS ISOLATOR | SPR.ISO220SS.A008 | ZSPR_ACT | ZSPR | NOS | 1 | 3068.18 | INR
2000 | Central Zone, Bhubaneswar | 2200 | EHT (O&M) Circle, Cuttack | 2203 | EHT (O&M) Division, Choudwar | C33D | 220/33 kV S/S S/D Narsinghpur | 3000002448 | MOTOR &GA&BEVEL GEAR FOR 220KV SMNS ISO | SPR.ISO22SMNS.A001 | ZSPR_ACT | ZSPR | NOS | 1 | 11045.45 | INR
2000 | Central Zone, Bhubaneswar | 2200 | EHT (O&M) Circle, Cuttack | 2203 | EHT (O&M) Division, Choudwar | C33D | 220/33 kV S/S S/D Narsinghpur | 3000002472 | Male Contacts 33KV SIEMENS ISOLATOR | SPR.ISO33SMNS.A001 | ZSPR_ACT | ZSPR | SET | 1 | 9204.55 | INR
2000 | Central Zone, Bhubaneswar | 2200 | EHT (O&M) Circle, Cuttack | 2203 | EHT (O&M) Division, Choudwar | C33D | 220/33 kV S/S S/D Narsinghpur | 3000002473 | Female Contacts 33KV SIEMENS ISOLATOR | SPR.ISO33SMNS.A002 | ZSPR_ACT | ZSPR | SET | 1 | 13500 | INR
2000 | Central Zone, Bhubaneswar | 2200 | EHT (O&M) Circle, Cuttack | 2203 | EHT (O&M) Division, Choudwar | C33D | 220/33 kV S/S S/D Narsinghpur | 3000002474 | Motor,GA&BGA FOR 33KV SIEMENS ISOLATOR | SPR.ISO33SMNS.A003 | ZSPR_ACT | ZSPR | SET | 1 | 11045.45 | INR
2000 | Central Zone, Bhubaneswar | 2200 | EHT (O&M) Circle, Cuttack | 2203 | EHT (O&M) Division, Choudwar | C33D | 220/33 kV S/S S/D Narsinghpur | 3000002475 | ER & Blade contaCT33KV SMNS ISOLATOR | SPR.ISO33SMNS.A004 | ZSPR_ACT | ZSPR | SET | 1 | 7363.64 | INR
2000 | Central Zone, Bhubaneswar | 2200 | EHT (O&M) Circle, Cuttack | 2203 | EHT (O&M) Division, Choudwar | C33D | 220/33 kV S/S S/D Narsinghpur | 3000002476 | LIMIT SWITCH | SPR.ISO33SMNS.A007 | ZSPR_ACT | ZSPR | NOS | 1 | 2454.55 | INR
2000 | Central Zone, Bhubaneswar | 2200 | EHT (O&M) Circle, Cuttack | 2203 | EHT (O&M) Division, Choudwar | C33D | 220/33 kV S/S S/D Narsinghpur | 3000002477 | AUX SW CONTACTASSEMBLY 36KV ISOLATOR | SPR.ISO33SMNS.A008 | ZSPR_ACT | ZSPR | NOS | 1 | 3513.49 | INR
2000 | Central Zone, Bhubaneswar | 2200 | EHT (O&M) Circle, Cuttack | 2203 | EHT (O&M) Division, Choudwar | C334 | 132/33 kV T/L S/S S/D Mania Tangi | 3000002477 | AUX SW CONTACTASSEMBLY 36KV ISOLATOR | SPR.ISO33SMNS.A008 | ZSPR_ACT | ZSPR | NOS | 1 | 3513.48 | INR
2000 | Central Zone, Bhubaneswar | 2200 | EHT (O&M) Circle, Cuttack | 2203 | EHT (O&M) Division, Choudwar | C33D | 220/33 kV S/S S/D Narsinghpur | 3000002478 | HINGE PINS,TC,TPAD OF 33KV SMNS ISOLATOR | SPR.ISO33SMNS.A009 | ZSPR_ACT | ZSPR | NOS | 1 | 4295.45 | INR
2000 | Central Zone, Bhubaneswar | 2200 | EHT (O&M) Circle, Cuttack | 2203 | EHT (O&M) Division, Choudwar | C332 | 132/33 kV T/L S/S S/D Choudwar | 3000002484 | HINGE PINS | SPR.ISO33SS.A007 | ZSPR_ACT | ZSPR | NOS | 4 | 23633.85 | INR
2000 | Central Zone, Bhubaneswar | 2200 | EHT (O&M) Circle, Cuttack | 2203 | EHT (O&M) Division, Choudwar | C334 | 132/33 kV T/L S/S S/D Mania Tangi | 3000002484 | HINGE PINS | SPR.ISO33SS.A007 | ZSPR_ACT | ZSPR | NOS | 1 | 5908.46 | INR
2000 | Central Zone, Bhubaneswar | 2200 | EHT (O&M) Circle, Cuttack | 2203 | EHT (O&M) Division, Choudwar | C331 | EHT (O&M) Division, Choudwar | 3000002554 | MISCELLANEOUS SPARE ITEMS | SPR.MISC.A001 | ZSPR_SCRAP | ZSPR | NOS | 1 | 3115691.98 | INR
2000 | Central Zone, Bhubaneswar | 2200 | EHT (O&M) Circle, Cuttack | 2203 | EHT (O&M) Division, Choudwar | C334 | 132/33 kV T/L S/S S/D Mania Tangi | 3000002554 | MISCELLANEOUS SPARE ITEMS | SPR.MISC.A001 | ZSPR_SCRAP | ZSPR | NOS | 1 | 3115691.98 | INR
2000 | Central Zone, Bhubaneswar | 2200 | EHT (O&M) Circle, Cuttack | 2203 | EHT (O&M) Division, Choudwar | C332 | 132/33 kV T/L S/S S/D Choudwar | 3000002554 | MISCELLANEOUS SPARE ITEMS | SPR.MISC.A001 | ZSPR_THEFT | ZSPR | NOS | 1 | 3214803.33 | INR
2000 | Central Zone, Bhubaneswar | 2200 | EHT (O&M) Circle, Cuttack | 2203 | EHT (O&M) Division, Choudwar | C33D | 220/33 kV S/S S/D Narsinghpur | 3000002559 | AUXILIARY SWITCH CONTACTS ASSEMBLY | SPR.MISC.A012 | ZSPR_ACT | ZSPR | NOS | 2 | 4241.64 | INR
2000 | Central Zone, Bhubaneswar | 2200 | EHT (O&M) Circle, Cuttack | 2203 | EHT (O&M) Division, Choudwar | C332 | 132/33 kV T/L S/S S/D Choudwar | 3000002639 | SPARE 16 POLE TNC SWITCH | SPR.MISC.A219 | ZSPR_ACT | ZSPR | NOS | 3 | 12510 | INR
2000 | Central Zone, Bhubaneswar | 2200 | EHT (O&M) Circle, Cuttack | 2203 | EHT (O&M) Division, Choudwar | C33E | 132/33 kV T/L S/S S/D Nuapatna | 3000002800 | Meter to PC Cable for Apex Meter. | SPR.MISC.AB14 | ZSPR_FREE | ZSPR | NOS | 2 | 0 | INR
2000 | Central Zone, Bhubaneswar | 2200 | EHT (O&M) Circle, Cuttack | 2203 | EHT (O&M) Division, Choudwar | C334 | 132/33 kV T/L S/S S/D Mania Tangi | 3000002816 | Voltmeter with Transducer of 33KV Panel | SPR.PNL33.A004 | ZSPR_ACT | ZSPR | NOS | 2 | 7917.58 | INR
2000 | Central Zone, Bhubaneswar | 2200 | EHT (O&M) Circle, Cuttack | 2203 | EHT (O&M) Division, Choudwar | C334 | 132/33 kV T/L S/S S/D Mania Tangi | 3000002817 | Ammeter with Transducer of 33KV Panel | SPR.PNL33.A005 | ZSPR_ACT | ZSPR | NOS | 1 | 3958.79 | INR
2000 | Central Zone, Bhubaneswar | 2200 | EHT (O&M) Circle, Cuttack | 2203 | EHT (O&M) Division, Choudwar | C334 | 132/33 kV T/L S/S S/D Mania Tangi | 3000002821 | Ammeter Selector Switch-33KV SMNS panel | SPR.PNL33SMNS.A002 | ZSPR_ACT | ZSPR | NOS | 2 | 1055.68 | INR
2000 | Central Zone, Bhubaneswar | 2200 | EHT (O&M) Circle, Cuttack | 2203 | EHT (O&M) Division, Choudwar | C334 | 132/33 kV T/L S/S S/D Mania Tangi | 3000002822 | V Selector Switch-132KV&33KV Smns CRP | SPR.PNL33SMNS.A003 | ZSPR_ACT | ZSPR | NOS | 2 | 1055.68 | INR
2000 | Central Zone, Bhubaneswar | 2200 | EHT (O&M) Circle, Cuttack | 2203 | EHT (O&M) Division, Choudwar | C333 | 132/33 kV T/L S/S S/D Salipur | 3000003074 | OI GLASS 20MVA 132/33 KV NGEF Tfr | SPR.TFR20NGEF.EC01 | ZSPR_SCRAP | ZSPR | NOS | 1 | 100 | INR
2000 | Central Zone, Bhubaneswar | 2200 | EHT (O&M) Circle, Cuttack | 2203 | EHT (O&M) Division, Choudwar | C334 | 132/33 kV T/L S/S S/D Mania Tangi | 3000003080 | WTI for 20MVA,220/33kV Tfr | SPR.TFR20T&R.DB05 | ZSPR_ACT | ZSPR | SET | 1 | 35000 | INR
2000 | Central Zone, Bhubaneswar | 2200 | EHT (O&M) Circle, Cuttack | 2203 | EHT (O&M) Division, Choudwar | C334 | 132/33 kV T/L S/S S/D Mania Tangi | 3000003088 | Fuses of 20MVA 220/33kV T&R Tfr | SPR.TFR20T&R.DB13 | ZSPR_ACT | ZSPR | SET | 2 | 1000 | INR
2000 | Central Zone, Bhubaneswar | 2200 | EHT (O&M) Circle, Cuttack | 2203 | EHT (O&M) Division, Choudwar | C334 | 132/33 kV T/L S/S S/D Mania Tangi | 3000003089 | Lamps for 20MVA 220/33kV T&R Tfr | SPR.TFR20T&R.DB14 | ZSPR_ACT | ZSPR | SET | 19 | 5700 | INR
2000 | Central Zone, Bhubaneswar | 2200 | EHT (O&M) Circle, Cuttack | 2203 | EHT (O&M) Division, Choudwar | C33E | 132/33 kV T/L S/S S/D Nuapatna | 3000003092 | WTI of 20MVA 220/33kV T&R Tfr | SPR.TFR20T&R.EB05 | ZSPR_FREE | ZSPR | SET | 1 | 0 | INR
2000 | Central Zone, Bhubaneswar | 2200 | EHT (O&M) Circle, Cuttack | 2203 | EHT (O&M) Division, Choudwar | C334 | 132/33 kV T/L S/S S/D Mania Tangi | 3000003097 | HV Bushing of 20MVA 132/33kV Tfr | SPR.TFR20TAL.EA01 | ZSPR_ACT | ZSPR | NOS | 1 | 125000 | INR
2000 | Central Zone, Bhubaneswar | 2200 | EHT (O&M) Circle, Cuttack | 2203 | EHT (O&M) Division, Choudwar | C334 | 132/33 kV T/L S/S S/D Mania Tangi | 3000003098 | LV Bushing of 20MVA 132/33kV Tfr | SPR.TFR20TAL.EA02 | ZSPR_ACT | ZSPR | NOS | 1 | 15000 | INR
2000 | Central Zone, Bhubaneswar | 2200 | EHT (O&M) Circle, Cuttack | 2203 | EHT (O&M) Division, Choudwar | C334 | 132/33 kV T/L S/S S/D Mania Tangi | 3000003099 | HV NBushing of 20MVA 132/33kV Tfr | SPR.TFR20TAL.EA03 | ZSPR_ACT | ZSPR | NOS | 1 | 25000 | INR
2000 | Central Zone, Bhubaneswar | 2200 | EHT (O&M) Circle, Cuttack | 2203 | EHT (O&M) Division, Choudwar | C334 | 132/33 kV T/L S/S S/D Mania Tangi | 3000003100 | LV NBushing of 20MVA 132/33kV Tfr | SPR.TFR20TAL.EA04 | ZSPR_ACT | ZSPR | NOS | 1 | 15000 | INR
2000 | Central Zone, Bhubaneswar | 2200 | EHT (O&M) Circle, Cuttack | 2203 | EHT (O&M) Division, Choudwar | C334 | 132/33 kV T/L S/S S/D Mania Tangi | 3000003101 | PRD of 20MVA 132/33kV Tfr | SPR.TFR20TAL.EC01 | ZSPR_ACT | ZSPR | NOS | 1 | 10000 | INR
2000 | Central Zone, Bhubaneswar | 2200 | EHT (O&M) Circle, Cuttack | 2203 | EHT (O&M) Division, Choudwar | C334 | 132/33 kV T/L S/S S/D Mania Tangi | 3000003102 | OTI of 20MVA 132/33kV Tfr | SPR.TFR20TAL.EC02 | ZSPR_ACT | ZSPR | SET | 1 | 35000 | INR
2000 | Central Zone, Bhubaneswar | 2200 | EHT (O&M) Circle, Cuttack | 2203 | EHT (O&M) Division, Choudwar | C334 | 132/33 kV T/L S/S S/D Mania Tangi | 3000003103 | MOLG of 20MVA 132/33kV TAL Tfr | SPR.TFR20TAL.EC04 | ZSPR_ACT | ZSPR | NOS | 1 | 0.01 | INR
2000 | Central Zone, Bhubaneswar | 2200 | EHT (O&M) Circle, Cuttack | 2203 | EHT (O&M) Division, Choudwar | C334 | 132/33 kV T/L S/S S/D Mania Tangi | 3000003104 | Fan&motorof 20MVA 132/33kV TAL Tfr | SPR.TFR20TAL.EC05 | ZSPR_ACT | ZSPR | NOS | 1 | 10000 | INR
2000 | Central Zone, Bhubaneswar | 2200 | EHT (O&M) Circle, Cuttack | 2203 | EHT (O&M) Division, Choudwar | C334 | 132/33 kV T/L S/S S/D Mania Tangi | 3000003105 | Buchholz relay of 20MVA 132/33kV TAL Tfr | SPR.TFR20TAL.EC06 | ZSPR_ACT | ZSPR | NOS | 1 | 7000 | INR
2000 | Central Zone, Bhubaneswar | 2200 | EHT (O&M) Circle, Cuttack | 2203 | EHT (O&M) Division, Choudwar | C334 | 132/33 kV T/L S/S S/D Mania Tangi | 3000003106 | Starter,switch of 20MVA 132/33kV TAL Tfr | SPR.TFR20TAL.EC07 | ZSPR_ACT | ZSPR | SET | 1 | 20000 | INR
2000 | Central Zone, Bhubaneswar | 2200 | EHT (O&M) Circle, Cuttack | 2203 | EHT (O&M) Division, Choudwar | C33E | 132/33 kV T/L S/S S/D Nuapatna | 3000003157 | MOLG of 40MVA 132/33KV AREVA Tfr | SPR.TFR40ARVA.EC04 | ZSPR_ACT | ZSPR | NOS | 1 | 850.5 | INR
2000 | Central Zone, Bhubaneswar | 2200 | EHT (O&M) Circle, Cuttack | 2203 | EHT (O&M) Division, Choudwar | C33E | 132/33 kV T/L S/S S/D Nuapatna | 3000003159 | PRD 40MVA 132/33KV AREVA Tfr | SPR.TFR40ARVA.EC06 | ZSPR_ACT | ZSPR | NOS | 1 | 750.5 | INR
2000 | Central Zone, Bhubaneswar | 2200 | EHT (O&M) Circle, Cuttack | 2203 | EHT (O&M) Division, Choudwar | C33E | 132/33 kV T/L S/S S/D Nuapatna | 3000003183 | RS SWITCH-40MVA 132/33KV AREVATfr | SPR.TFR40ARVA.EC37 | ZSPR_ACT | ZSPR | NOS | 8 | 8 | INR
2000 | Central Zone, Bhubaneswar | 2200 | EHT (O&M) Circle, Cuttack | 2203 | EHT (O&M) Division, Choudwar | C332 | 132/33 kV T/L S/S S/D Choudwar | 3000003281 | NCTCu Flat FOR 40MVA 220/33KV TR Tfr | SPR.TFR40TR.A001 | ZSPR_ACT | ZSPR | NOS | 6 | 3000 | INR
2000 | Central Zone, Bhubaneswar | 2200 | EHT (O&M) Circle, Cuttack | 2203 | EHT (O&M) Division, Choudwar | C332 | 132/33 kV T/L S/S S/D Choudwar | 3000003290 | STARTER RELAY FOR 40MVA 220/33KV TR Tfr | SPR.TFR40TR.DC07 | ZSPR_ACT | ZSPR | SET | 1 | 1500 | INR
2000 | Central Zone, Bhubaneswar | 2200 | EHT (O&M) Circle, Cuttack | 2203 | EHT (O&M) Division, Choudwar | C332 | 132/33 kV T/L S/S S/D Choudwar | 3000003305 | Cooling Device FOR 40MVA TR MAKE Tfr | SPR.TFR40TR.EA02 | ZSPR_ACT | ZSPR | NOS | 1 | 5000 | INR
2000 | Central Zone, Bhubaneswar | 2200 | EHT (O&M) Circle, Cuttack | 2203 | EHT (O&M) Division, Choudwar | C332 | 132/33 kV T/L S/S S/D Choudwar | 3000003308 | B. RELAY FOR 40MVA 132/33KV TR MAKE Tfr | SPR.TFR40TR.EC01 | ZSPR_ACT | ZSPR | NOS | 1 | 1000 | INR
2000 | Central Zone, Bhubaneswar | 2200 | EHT (O&M) Circle, Cuttack | 2203 | EHT (O&M) Division, Choudwar | C332 | 132/33 kV T/L S/S S/D Choudwar | 3000003309 | MOLG FOR 40MVA 132/33KV TR MAKE Tfr | SPR.TFR40TR.EC02 | ZSPR_ACT | ZSPR | NOS | 1 | 250 | INR
2000 | Central Zone, Bhubaneswar | 2200 | EHT (O&M) Circle, Cuttack | 2203 | EHT (O&M) Division, Choudwar | C332 | 132/33 kV T/L S/S S/D Choudwar | 3000003312 | FUSES CONTROL FOR 40MVA TR MAKE Tfr | SPR.TFR40TR.EC09 | ZSPR_ACT | ZSPR | NOS | 2 | 733.34 | INR
2000 | Central Zone, Bhubaneswar | 2200 | EHT (O&M) Circle, Cuttack | 2203 | EHT (O&M) Division, Choudwar | C333 | 132/33 kV T/L S/S S/D Salipur | 3000003314 | PRD FOR 40MVA 132/33KV Tfr | SPR.TFR40TR.EC40 | ZSPR_ACT | ZSPR | NOS | 1 | 10250 | INR
2000 | Central Zone, Bhubaneswar | 2200 | EHT (O&M) Circle, Cuttack | 2203 | EHT (O&M) Division, Choudwar | C332 | 132/33 kV T/L S/S S/D Choudwar | 3000003403 | Equipment structure of PI for 132KV | STRS.132EQPT.A020 | ZSPR_ACT | ZSPR | MT | 3 | 76666.83 | INR
2000 | Central Zone, Bhubaneswar | 2200 | EHT (O&M) Circle, Cuttack | 2203 | EHT (O&M) Division, Choudwar | C33D | 220/33 kV S/S S/D Narsinghpur | 3000003435 | Equipment structure - 33kV CT/NCT | STRS.33EQPT.A010 | ZSPR_ACT | ZSPR | MT | 0.146 | 12478.83 | INR
2000 | Central Zone, Bhubaneswar | 2200 | EHT (O&M) Circle, Cuttack | 2203 | EHT (O&M) Division, Choudwar | C33D | 220/33 kV S/S S/D Narsinghpur | 3000003437 | Equipment structure-33kV SI w/o ES | STRS.33EQPT.A012 | ZSPR_ACT | ZSPR | MT | 0.303 | 28201.82 | INR
2000 | Central Zone, Bhubaneswar | 2200 | EHT (O&M) Circle, Cuttack | 2203 | EHT (O&M) Division, Choudwar | C33D | 220/33 kV S/S S/D Narsinghpur | 3000003438 | Equipment structure-33kV DI w/o ES | STRS.33EQPT.A013 | ZSPR_ACT | ZSPR | MT | 0.667 | 65056.54 | INR
2000 | Central Zone, Bhubaneswar | 2200 | EHT (O&M) Circle, Cuttack | 2203 | EHT (O&M) Division, Choudwar | C33E | 132/33 kV T/L S/S S/D Nuapatna | 3000003440 | Equipment structure of PI for 33KV | STRS.33EQPT.A017 | ZSPR_ACT | ZSPR | MT | 0.8 | 9.6 | INR
2000 | Central Zone, Bhubaneswar | 2200 | EHT (O&M) Circle, Cuttack | 2203 | EHT (O&M) Division, Choudwar | C333 | 132/33 kV T/L S/S S/D Salipur | 3000003443 | Substation Assorted Structure as per BoQ | STRS.ASSORTED.A001 | ZSPR_ACT | ZSPR | MT | 2 | 77027.56 | INR
2000 | Central Zone, Bhubaneswar | 2200 | EHT (O&M) Circle, Cuttack | 2203 | EHT (O&M) Division, Choudwar | C332 | 132/33 kV T/L S/S S/D Choudwar | 3000003483 | 132 KV ASSORTED PA TYPE TOWER | TWR.132PA.L.A002 | ZSPR_ACT | ZSPR | MT | 6.926 | 487278.73 | INR
2000 | Central Zone, Bhubaneswar | 2200 | EHT (O&M) Circle, Cuttack | 2203 | EHT (O&M) Division, Choudwar | C334 | 132/33 kV T/L S/S S/D Mania Tangi | 3000003491 | 132 KV PB TYPE NMTL DESIGN TEMPLATE | TWR.132PB.TMPL.F001 | ZSPR_ACT | ZSPR | MT | 0.592 | 45309.73 | INR
2000 | Central Zone, Bhubaneswar | 2200 | EHT (O&M) Circle, Cuttack | 2203 | EHT (O&M) Division, Choudwar | C332 | 132/33 kV T/L S/S S/D Choudwar | 3000003515 | 220 KV OA TYPE STUB | TWR.220OA.STUB.A001 | ZSPR_ACT | ZSPR | MT | 62.09 | 3706681.06 | INR
2000 | Central Zone, Bhubaneswar | 2200 | EHT (O&M) Circle, Cuttack | 2203 | EHT (O&M) Division, Choudwar | C332 | 132/33 kV T/L S/S S/D Choudwar | 3000003519 | 6mtrExtn. Assorted-220 KV OA type Tower | TWR.220OA+6.L.A002 | ZSPR_ACT | ZSPR | MT | 1.239 | 73973.03 | INR
2000 | Central Zone, Bhubaneswar | 2200 | EHT (O&M) Circle, Cuttack | 2203 | EHT (O&M) Division, Choudwar | C332 | 132/33 kV T/L S/S S/D Choudwar | 3000003526 | 220 KV OC TYPE TEMPLATE | TWR.220OC.TMPL.A001 | ZSPR_ACT | ZSPR | MT | 1.924 | 134134.33 | INR
2000 | Central Zone, Bhubaneswar | 2200 | EHT (O&M) Circle, Cuttack | 2203 | EHT (O&M) Division, Choudwar | C332 | 132/33 kV T/L S/S S/D Choudwar | 3000003531 | 220KV OC+6 Type Tower Mem stub&cleat | TWR.220OC+6.L.A002 | ZSPR_ACT | ZSPR | MT | 4.783 | 363141.26 | INR
2000 | Central Zone, Bhubaneswar | 2200 | EHT (O&M) Circle, Cuttack | 2203 | EHT (O&M) Division, Choudwar | C33E | 132/33 kV T/L S/S S/D Nuapatna | 3000003563 | 45X45X5MM SIZE GI TOWER ANGLE | TWR.GI.ANGLE.A002 | ZSPR_ACT | ZSPR | MT | 0.288 | 17356.73 | INR
2000 | Central Zone, Bhubaneswar | 2200 | EHT (O&M) Circle, Cuttack | 2203 | EHT (O&M) Division, Choudwar | C333 | 132/33 kV T/L S/S S/D Salipur | 3000003564 | 50X50X5MM SIZE GI TOWER ANGLE | TWR.GI.ANGLE.A003 | ZSPR_ACT | ZSPR | MT | 0.75 | 39416.29 | INR
2000 | Central Zone, Bhubaneswar | 2200 | EHT (O&M) Circle, Cuttack | 2203 | EHT (O&M) Division, Choudwar | C33E | 132/33 kV T/L S/S S/D Nuapatna | 3000003564 | 50X50X5MM SIZE GI TOWER ANGLE | TWR.GI.ANGLE.A003 | ZSPR_ACT | ZSPR | MT | 3 | 157665.18 | INR
2000 | Central Zone, Bhubaneswar | 2200 | EHT (O&M) Circle, Cuttack | 2203 | EHT (O&M) Division, Choudwar | C332 | 132/33 kV T/L S/S S/D Choudwar | 3000003565 | 50X50X6MM SIZE GI ANGLE | TWR.GI.ANGLE.A004 | ZSPR_ACT | ZSPR | MT | 3 | 167899.07 | INR
2000 | Central Zone, Bhubaneswar | 2200 | EHT (O&M) Circle, Cuttack | 2203 | EHT (O&M) Division, Choudwar | C33D | 220/33 kV S/S S/D Narsinghpur | 3000003565 | 50X50X6MM SIZE GI ANGLE | TWR.GI.ANGLE.A004 | ZSPR_ACT | ZSPR | MT | 0.5 | 27983.18 | INR
2000 | Central Zone, Bhubaneswar | 2200 | EHT (O&M) Circle, Cuttack | 2203 | EHT (O&M) Division, Choudwar | C33E | 132/33 kV T/L S/S S/D Nuapatna | 3000003567 | 65X65X6MM SIZE GI TOWER ANGLE | TWR.GI.ANGLE.A006 | ZSPR_ACT | ZSPR | MT | 0.135 | 6650.7 | INR
2000 | Central Zone, Bhubaneswar | 2200 | EHT (O&M) Circle, Cuttack | 2203 | EHT (O&M) Division, Choudwar | C332 | 132/33 kV T/L S/S S/D Choudwar | 3000003567 | 65X65X6MM SIZE GI TOWER ANGLE | TWR.GI.ANGLE.A006 | ZSPR_ACT | ZSPR | MT | 0.6 | 29558.69 | INR
2000 | Central Zone, Bhubaneswar | 2200 | EHT (O&M) Circle, Cuttack | 2203 | EHT (O&M) Division, Choudwar | C332 | 132/33 kV T/L S/S S/D Choudwar | 3000003574 | TOWER HANGER | TWR.HNGR.A001 | ZSPR_ACT | ZSPR | NOS | 71 | 27488.36 | INR
2000 | Central Zone, Bhubaneswar | 2200 | EHT (O&M) Circle, Cuttack | 2203 | EHT (O&M) Division, Choudwar | C332 | 132/33 kV T/L S/S S/D Choudwar | 3000003581 | 16X175 MM TOWER STEP BOLT | TWR.STP.BLT.A001 | ZSPR_ACT | ZSPR | KG | 452 | 99666 | INR
2000 | Central Zone, Bhubaneswar | 2200 | EHT (O&M) Circle, Cuttack | 2203 | EHT (O&M) Division, Choudwar | C334 | 132/33 kV T/L S/S S/D Mania Tangi | 3000003586 | 132KV WAVE TRAP 800A/0.5mH | WT.132.E005 | ZSPR_ACT | ZSPR | NOS | 1 | 336497.54 | INR
2000 | Central Zone, Bhubaneswar | 2200 | EHT (O&M) Circle, Cuttack | 2203 | EHT (O&M) Division, Choudwar | C33D | 220/33 kV S/S S/D Narsinghpur | 3000003636 | 4" IPS ALLUMINIUM PIPE FOR 400KV BUS | MISC.AL.PIPE.A003 | ZSPR_ACT | ZSPR | M | 39 | 54124.98 | INR
2000 | Central Zone, Bhubaneswar | 2200 | EHT (O&M) Circle, Cuttack | 2203 | EHT (O&M) Division, Choudwar | C334 | 132/33 kV T/L S/S S/D Mania Tangi | 3000003644 | 2 wire Telephone | TEL.2WIRE.A001 | ZSPR_ACT | ZSPR | NOS | 20 | 15835.2 | INR
2000 | Central Zone, Bhubaneswar | 2200 | EHT (O&M) Circle, Cuttack | 2203 | EHT (O&M) Division, Choudwar | C333 | 132/33 kV T/L S/S S/D Salipur | 3000003792 | ST CLAMP COPPER FOR 25MM BIMETALIC - ZEB | CLMP.ST.THRU.CU.A001 | ZSPR_ACT | ZSPR | NOS | 3 | 1500 | INR
2000 | Central Zone, Bhubaneswar | 2200 | EHT (O&M) Circle, Cuttack | 2203 | EHT (O&M) Division, Choudwar | C334 | 132/33 kV T/L S/S S/D Mania Tangi | 3000003840 | TUBULAR STRUCTURE FOR 33KV CT | SPR.MISC.D005 | ZSPR_ACT | ZSPR | NOS | 5 | 71258.3 | INR
2000 | Central Zone, Bhubaneswar | 2200 | EHT (O&M) Circle, Cuttack | 2203 | EHT (O&M) Division, Choudwar | C332 | 132/33 kV T/L S/S S/D Choudwar | 4000000006 | TOOL BOX Kit Set | TNP. TOOLBOX.A001 | ZTNP_ACT | ZTNP | NOS | 2 | 4000 | INR
2000 | Central Zone, Bhubaneswar | 2200 | EHT (O&M) Circle, Cuttack | 2203 | EHT (O&M) Division, Choudwar | C333 | 132/33 kV T/L S/S S/D Salipur | 4000000031 | DIGITAL CLAMP ON METER | TNP.CLAMPMTR.A001 | ZTNP_ACT | ZTNP | NOS | 1 | 10900 | INR
2000 | Central Zone, Bhubaneswar | 2200 | EHT (O&M) Circle, Cuttack | 2203 | EHT (O&M) Division, Choudwar | C333 | 132/33 kV T/L S/S S/D Salipur | 4000000040 | Digital insulating resistance Tester | TNP.DIRT.A001 | ZTNP_US | ZTNP | NOS | 1 | 4872 | INR
2000 | Central Zone, Bhubaneswar | 2200 | EHT (O&M) Circle, Cuttack | 2203 | EHT (O&M) Division, Choudwar | C332 | 132/33 kV T/L S/S S/D Choudwar | 4000000048 | D SHACKLE 3/4" | TNP.DSHAKLE.A002 | ZTNP_ACT | ZTNP | NOS | 12 | 1200 | INR
2000 | Central Zone, Bhubaneswar | 2200 | EHT (O&M) Circle, Cuttack | 2203 | EHT (O&M) Division, Choudwar | C332 | 132/33 kV T/L S/S S/D Choudwar | 4000000049 | D SHACKLE 5/8" OR 18 mm size | TNP.DSHAKLE.A003 | ZTNP_ACT | ZTNP | NOS | 32 | 4335.04 | INR
2000 | Central Zone, Bhubaneswar | 2200 | EHT (O&M) Circle, Cuttack | 2203 | EHT (O&M) Division, Choudwar | C334 | 132/33 kV T/L S/S S/D Mania Tangi | 4000000051 | D' SHACKLE OF DIFFERENT SIZES | TNP.DSHAKLE.A006 | ZTNP_ACT | ZTNP | NOS | 40 | 7917.6 | INR
2000 | Central Zone, Bhubaneswar | 2200 | EHT (O&M) Circle, Cuttack | 2203 | EHT (O&M) Division, Choudwar | C332 | 132/33 kV T/L S/S S/D Choudwar | 4000000078 | FIRE BUCKET WITH STAND | TNP.FIREBUCKET.A001 | ZTNP_ACT | ZTNP | NOS | 8 | 1371.44 | INR
2000 | Central Zone, Bhubaneswar | 2200 | EHT (O&M) Circle, Cuttack | 2203 | EHT (O&M) Division, Choudwar | C332 | 132/33 kV T/L S/S S/D Choudwar | 4000000080 | CO2 TYPE 4.5 KG FIRE EXTINGUISHER | TNP.FR.EXTGR.A002 | ZTNP_ACT | ZTNP | NOS | 2 | 3579.76 | INR
2000 | Central Zone, Bhubaneswar | 2200 | EHT (O&M) Circle, Cuttack | 2203 | EHT (O&M) Division, Choudwar | C333 | 132/33 kV T/L S/S S/D Salipur | 4000000080 | CO2 TYPE 4.5 KG FIRE EXTINGUISHER | TNP.FR.EXTGR.A002 | ZTNP_ACT | ZTNP | NOS | 2 | 3579.76 | INR
2000 | Central Zone, Bhubaneswar | 2200 | EHT (O&M) Circle, Cuttack | 2203 | EHT (O&M) Division, Choudwar | C332 | 132/33 kV T/L S/S S/D Choudwar | 4000000082 | CO2 TYPE 6.5KG FIRE EXTINGUISHER | TNP.FR.EXTGR.A004 | ZTNP_ACT | ZTNP | NOS | 2 | 8516.78 | INR
2000 | Central Zone, Bhubaneswar | 2200 | EHT (O&M) Circle, Cuttack | 2203 | EHT (O&M) Division, Choudwar | C333 | 132/33 kV T/L S/S S/D Salipur | 4000000082 | CO2 TYPE 6.5KG FIRE EXTINGUISHER | TNP.FR.EXTGR.A004 | ZTNP_ACT | ZTNP | NOS | 1 | 4258.39 | INR
2000 | Central Zone, Bhubaneswar | 2200 | EHT (O&M) Circle, Cuttack | 2203 | EHT (O&M) Division, Choudwar | C332 | 132/33 kV T/L S/S S/D Choudwar | 4000000084 | CO2 TYPE 22.5 KG FIRE EXTINGUISHER | TNP.FR.EXTGR.A010 | ZTNP_ACT | ZTNP | NOS | 3 | 19091.4 | INR
2000 | Central Zone, Bhubaneswar | 2200 | EHT (O&M) Circle, Cuttack | 2203 | EHT (O&M) Division, Choudwar | C332 | 132/33 kV T/L S/S S/D Choudwar | 4000000090 | DCP TYPE 5KG FIRE EXTINGUISHER | TNP.FR.EXTGR.C003 | ZTNP_ACT | ZTNP | NOS | 2 | 6138 | INR
2000 | Central Zone, Bhubaneswar | 2200 | EHT (O&M) Circle, Cuttack | 2203 | EHT (O&M) Division, Choudwar | C332 | 132/33 kV T/L S/S S/D Choudwar | 4000000091 | DCP TYPE 10KG FIRE EXTINGUISHER | TNP.FR.EXTGR.C005 | ZTNP_ACT | ZTNP | NOS | 2 | 35046 | INR
2000 | Central Zone, Bhubaneswar | 2200 | EHT (O&M) Circle, Cuttack | 2203 | EHT (O&M) Division, Choudwar | C332 | 132/33 kV T/L S/S S/D Choudwar | 4000000095 | 50 Ltr Water Fire Extingusher | TNP.FR.EXTGR.C011 | ZTNP_ACT | ZTNP | NOS | 1 | 243080 | INR
2000 | Central Zone, Bhubaneswar | 2200 | EHT (O&M) Circle, Cuttack | 2203 | EHT (O&M) Division, Choudwar | C333 | 132/33 kV T/L S/S S/D Salipur | 4000000096 | FIRE EXTINGUESHIER ABC type | TNP.FR.EXTGR.E001 | ZTNP_ACT | ZTNP | NOS | 3 | 4500 | INR
2000 | Central Zone, Bhubaneswar | 2200 | EHT (O&M) Circle, Cuttack | 2203 | EHT (O&M) Division, Choudwar | C333 | 132/33 kV T/L S/S S/D Salipur | 4000000098 | FIRE EXTINGUESHIER ABC 25 KG | TNP.FR.EXTGR.E003 | ZTNP_ACT | ZTNP | NOS | 1 | 19000 | INR
2000 | Central Zone, Bhubaneswar | 2200 | EHT (O&M) Circle, Cuttack | 2203 | EHT (O&M) Division, Choudwar | C333 | 132/33 kV T/L S/S S/D Salipur | 4000000099 | FIRE EXTINGUESHIER ABC 6 KG | TNP.FR.EXTGR.E005 | ZTNP_ACT | ZTNP | NOS | 2 | 5750 | INR
2000 | Central Zone, Bhubaneswar | 2200 | EHT (O&M) Circle, Cuttack | 2203 | EHT (O&M) Division, Choudwar | C333 | 132/33 kV T/L S/S S/D Salipur | 4000000100 | FIRE EXTINGUESHIER ABC 9 KG | TNP.FR.EXTGR.E006 | ZTNP_ACT | ZTNP | NOS | 3 | 15750 | INR
2000 | Central Zone, Bhubaneswar | 2200 | EHT (O&M) Circle, Cuttack | 2203 | EHT (O&M) Division, Choudwar | C334 | 132/33 kV T/L S/S S/D Mania Tangi | 4000000145 | GAS FILLING DEVICE FOR SF6 BREAKER | TNP.SF6.GFD.A001 | ZTNP_ACT | ZTNP | NOS | 1 | 26391.96 | INR
2000 | Central Zone, Bhubaneswar | 2200 | EHT (O&M) Circle, Cuttack | 2203 | EHT (O&M) Division, Choudwar | C333 | 132/33 kV T/L S/S S/D Salipur | 4000000157 | SPANNER | TNP.SPANNER.A001 | ZTNP_ACT | ZTNP | NOS | 14 | 3500 | INR
2000 | Central Zone, Bhubaneswar | 2200 | EHT (O&M) Circle, Cuttack | 2203 | EHT (O&M) Division, Choudwar | C33D | 220/33 kV S/S S/D Narsinghpur | 5000000003 | SCRAP ACSR CONDUCTOR OF DIFFERENT TYPE | SCRP.COND.ACSR.A001 | ZSRP_SCRAP | ZSRP | KM | 0.134 | 37921.02 | INR
2000 | Central Zone, Bhubaneswar | 2200 | EHT (O&M) Circle, Cuttack | 2203 | EHT (O&M) Division, Choudwar | C33D | 220/33 kV S/S S/D Narsinghpur | 5000000007 | SCRAP 220KV CT DIFFERENT RATIO | SCRP.CT1.220OIL.B001 | ZSRP_SCRAP | ZSRP | NOS | 2 | 0.02 | INR
2000 | Central Zone, Bhubaneswar | 2200 | EHT (O&M) Circle, Cuttack | 2203 | EHT (O&M) Division, Choudwar | C332 | 132/33 kV T/L S/S S/D Choudwar | 5000000056 | SCRAP 33 KV ISOLATOR FEMALE CONTACT | SCRP.MISC.A066 | ZSRP_SCRAP | ZSRP | NOS | 7 | 3150 | INR
2000 | Central Zone, Bhubaneswar | 2200 | EHT (O&M) Circle, Cuttack | 2203 | EHT (O&M) Division, Choudwar | C33E | 132/33 kV T/L S/S S/D Nuapatna | 5000000159 | SCRAP DIR/NON-DIR BACK UP RELAY OF | SCRP.RLAY.BACKUP.A001 | ZSRP_SCRAP | ZSRP | NOS | 1 | 328.57 | INR
2000 | Central Zone, Bhubaneswar | 2200 | EHT (O&M) Circle, Cuttack | 2203 | EHT (O&M) Division, Choudwar | C332 | 132/33 kV T/L S/S S/D Choudwar | 5000000170 | SCRAP ASSORTED STRUCTURE MATERIALS | SCRP.STRS.ASSORTED.A001 | ZSRP_SCRAP | ZSRP | MT | 0.156 | 8943.38 | INR
2000 | Central Zone, Bhubaneswar | 2200 | EHT (O&M) Circle, Cuttack | 2203 | EHT (O&M) Division, Choudwar | C33E | 132/33 kV T/L S/S S/D Nuapatna | 5000000222 | Bi metalic pad Clamp for zebra | CLMP.PAD.BI.A002 | ZSRP_SCRAP | ZSRP | NOS | 5 | 2985 | INR
2000 | Central Zone, Bhubaneswar | 2200 | EHT (O&M) Circle, Cuttack | 2204 | EHT (O&M) Division, Paradeep | C348 | 132/33 kV T/L S/S S/D Chandikhol | 1000000004 | 36KV VCB with Structure | BKR.36VCB.G.S.F005 | ZCAP_ACT | ZCAP | NOS | 2 | 513236.98 | INR
2000 | Central Zone, Bhubaneswar | 2200 | EHT (O&M) Circle, Cuttack | 2204 | EHT (O&M) Division, Paradeep | C346 | 132/33 kV T/L S/S S/D Kendrapara | 1000000004 | 36KV VCB with Structure | BKR.36VCB.G.S.F005 | ZCAP_SCRAP | ZCAP | NOS | 1 | 1 | INR
2000 | Central Zone, Bhubaneswar | 2200 | EHT (O&M) Circle, Cuttack | 2204 | EHT (O&M) Division, Paradeep | C349 | 132/33 kV S/S S/D Olaver | 1000000016 | ACSR PANTHER CONDUCTOR | COND.ACSR.A002 | ZCAP_ACT | ZCAP | KM | 3.2 | 491738.26 | INR
2000 | Central Zone, Bhubaneswar | 2200 | EHT (O&M) Circle, Cuttack | 2204 | EHT (O&M) Division, Paradeep | CL47 | 132/33 kV T/L S/S S/D Pattamundai_Line | 1000000016 | ACSR PANTHER CONDUCTOR | COND.ACSR.A002 | ZCAP_ACT | ZCAP | KM | 2.175 | 334228.35 | INR
2000 | Central Zone, Bhubaneswar | 2200 | EHT (O&M) Circle, Cuttack | 2204 | EHT (O&M) Division, Paradeep | C344 | 132/33 kV S/S S/D Tirtol | 1000000016 | ACSR PANTHER CONDUCTOR | COND.ACSR.A002 | ZCAP_ACT | ZCAP | KM | 1.021 | 156895.24 | INR
2000 | Central Zone, Bhubaneswar | 2200 | EHT (O&M) Circle, Cuttack | 2204 | EHT (O&M) Division, Paradeep | C343 | 132/33 kV S/S S/D Marsaghai | 1000000016 | ACSR PANTHER CONDUCTOR | COND.ACSR.A002 | ZCAP_ACT | ZCAP | KM | 1.765 | 271224.39 | INR
2000 | Central Zone, Bhubaneswar | 2200 | EHT (O&M) Circle, Cuttack | 2204 | EHT (O&M) Division, Paradeep | C349 | 132/33 kV S/S S/D Olaver | 1000000016 | ACSR PANTHER CONDUCTOR | COND.ACSR.A002 | ZCAP_ACT | ZCAP | KM | 0.15 | 23050.23 | INR
2000 | Central Zone, Bhubaneswar | 2200 | EHT (O&M) Circle, Cuttack | 2204 | EHT (O&M) Division, Paradeep | CL42 | 220/132/33 kV T/L S/S S/D Paradeep_Line | 1000000016 | ACSR PANTHER CONDUCTOR | COND.ACSR.A002 | ZCAP_ACT | ZCAP | KM | 9.052 | 1391004.61 | INR
2000 | Central Zone, Bhubaneswar | 2200 | EHT (O&M) Circle, Cuttack | 2204 | EHT (O&M) Division, Paradeep | CL46 | 132/33 kV T/L S/S S/D KendraparaLine | 1000000016 | ACSR PANTHER CONDUCTOR | COND.ACSR.A002 | ZCAP_ACT | ZCAP | KM | 78.479 | 12059727.21 | INR
2000 | Central Zone, Bhubaneswar | 2200 | EHT (O&M) Circle, Cuttack | 2204 | EHT (O&M) Division, Paradeep | C347 | 132/33 kV T/L S/S S/D Pattamundai | 1000000017 | ACSR ZEBRA CONDUCTOR | COND.ACSR.A003 | ZCAP_ACT | ZCAP | KM | 0.003 | 1064.07 | INR
2000 | Central Zone, Bhubaneswar | 2200 | EHT (O&M) Circle, Cuttack | 2204 | EHT (O&M) Division, Paradeep | C347 | 132/33 kV T/L S/S S/D Pattamundai | 1000000017 | ACSR ZEBRA CONDUCTOR | COND.ACSR.A003 | ZCAP_ACT | ZCAP | KM | 0.216 | 76613.27 | INR
2000 | Central Zone, Bhubaneswar | 2200 | EHT (O&M) Circle, Cuttack | 2204 | EHT (O&M) Division, Paradeep | C350 |  | 1000000017 | ACSR ZEBRA CONDUCTOR | COND.ACSR.A003 | ZCAP_ACT | ZCAP | KM | 3.77 | 1337185.31 | INR
2000 | Central Zone, Bhubaneswar | 2200 | EHT (O&M) Circle, Cuttack | 2204 | EHT (O&M) Division, Paradeep | C346 | 132/33 kV T/L S/S S/D Kendrapara | 1000000017 | ACSR ZEBRA CONDUCTOR | COND.ACSR.A003 | ZCAP_SCRAP | ZCAP | KM | 0.1 | 0.1 | INR
2000 | Central Zone, Bhubaneswar | 2200 | EHT (O&M) Circle, Cuttack | 2204 | EHT (O&M) Division, Paradeep | C343 | 132/33 kV S/S S/D Marsaghai | 1000000018 | ACSR MOOSE CONDUCTOR | COND.ACSR.A004 | ZCAP_ACT | ZCAP | KM | 0.472 | 141749.39 | INR
2000 | Central Zone, Bhubaneswar | 2200 | EHT (O&M) Circle, Cuttack | 2204 | EHT (O&M) Division, Paradeep | C342 | 220/132/33 kV T/L S/S S/D Paradeep | 1000000018 | ACSR MOOSE CONDUCTOR | COND.ACSR.A004 | ZCAP_ACT | ZCAP | KM | 0.905 | 271786.43 | INR
2000 | Central Zone, Bhubaneswar | 2200 | EHT (O&M) Circle, Cuttack | 2204 | EHT (O&M) Division, Paradeep | C343 | 132/33 kV S/S S/D Marsaghai | 1000000018 | ACSR MOOSE CONDUCTOR | COND.ACSR.A004 | ZCAP_ACT | ZCAP | KM | 0.16 | 48050.64 | INR
2000 | Central Zone, Bhubaneswar | 2200 | EHT (O&M) Circle, Cuttack | 2204 | EHT (O&M) Division, Paradeep | C349 | 132/33 kV S/S S/D Olaver | 1000000018 | ACSR MOOSE CONDUCTOR | COND.ACSR.A004 | ZCAP_ACT | ZCAP | KM | 0.24 | 72075.96 | INR
2000 | Central Zone, Bhubaneswar | 2200 | EHT (O&M) Circle, Cuttack | 2204 | EHT (O&M) Division, Paradeep | C347 | 132/33 kV T/L S/S S/D Pattamundai | 1000000018 | ACSR MOOSE CONDUCTOR | COND.ACSR.A004 | ZCAP_ACT | ZCAP | KM | 0.127 | 38140.2 | INR
2000 | Central Zone, Bhubaneswar | 2200 | EHT (O&M) Circle, Cuttack | 2204 | EHT (O&M) Division, Paradeep | C348 | 132/33 kV T/L S/S S/D Chandikhol | 1000000018 | ACSR MOOSE CONDUCTOR | COND.ACSR.A004 | ZCAP_ACT | ZCAP | KM | 0.035 | 10511.08 | INR
2000 | Central Zone, Bhubaneswar | 2200 | EHT (O&M) Circle, Cuttack | 2204 | EHT (O&M) Division, Paradeep | C345 | 132/33 kV S/S S/D Rajnagar | 1000000018 | ACSR MOOSE CONDUCTOR | COND.ACSR.A004 | ZCAP_ACT | ZCAP | KM | 0.207 | 62165.51 | INR
2000 | Central Zone, Bhubaneswar | 2200 | EHT (O&M) Circle, Cuttack | 2204 | EHT (O&M) Division, Paradeep | C344 | 132/33 kV S/S S/D Tirtol | 1000000018 | ACSR MOOSE CONDUCTOR | COND.ACSR.A004 | ZCAP_ACT | ZCAP | KM | 1.245 | 373894.03 | INR
2000 | Central Zone, Bhubaneswar | 2200 | EHT (O&M) Circle, Cuttack | 2204 | EHT (O&M) Division, Paradeep | C342 | 220/132/33 kV T/L S/S S/D Paradeep | 1000000022 | COPPER CONDUCTOR | COND.SPECIAL.A002 | ZCAP_ACT | ZCAP | KM | 0.07 | 105 | INR
2000 | Central Zone, Bhubaneswar | 2200 | EHT (O&M) Circle, Cuttack | 2204 | EHT (O&M) Division, Paradeep | C343 | 132/33 kV S/S S/D Marsaghai | 1000000030 | 36KV 1CORE NCTOF PRIMARY CURRENT 400A | CT.36NCT400.A001 | ZCAP_ACT | ZCAP | NOS | 2 | 33788 | INR
2000 | Central Zone, Bhubaneswar | 2200 | EHT (O&M) Circle, Cuttack | 2204 | EHT (O&M) Division, Paradeep | C347 | 132/33 kV T/L S/S S/D Pattamundai | 1000000030 | 36KV 1CORE NCTOF PRIMARY CURRENT 400A | CT.36NCT400.A001 | ZCAP_ACT | ZCAP | NOS | 2 | 33788 | INR
2000 | Central Zone, Bhubaneswar | 2200 | EHT (O&M) Circle, Cuttack | 2204 | EHT (O&M) Division, Paradeep | C342 | 220/132/33 kV T/L S/S S/D Paradeep | 1000000031 | NCT600/1A current 600A & secondary 1A | CT.36NCT600.A001 | ZCAP_ACT | ZCAP | NOS | 1 | 42000 | INR
2000 | Central Zone, Bhubaneswar | 2200 | EHT (O&M) Circle, Cuttack | 2204 | EHT (O&M) Division, Paradeep | C344 | 132/33 kV S/S S/D Tirtol | 1000000033 | 36KV 1CORE NCTOF PRIMARY CURRENT 800A | CT.36NCT800.A001 | ZCAP_ACT | ZCAP | NOS | 1 | 20532 | INR
2000 | Central Zone, Bhubaneswar | 2200 | EHT (O&M) Circle, Cuttack | 2204 | EHT (O&M) Division, Paradeep | C346 | 132/33 kV T/L S/S S/D Kendrapara | 1000000034 | 36KV 2C NCTOF RATIO 800-400-200/1-1A | CT.36NCT800.A002 | ZCAP_ACT | ZCAP | NOS | 1 | 16894 | INR
2000 | Central Zone, Bhubaneswar | 2200 | EHT (O&M) Circle, Cuttack | 2204 | EHT (O&M) Division, Paradeep | C346 | 132/33 kV T/L S/S S/D Kendrapara | 1000000034 | 36KV 2C NCTOF RATIO 800-400-200/1-1A | CT.36NCT800.A002 | ZCAP_SCRAP | ZCAP | NOS | 3 | 3 | INR
2000 | Central Zone, Bhubaneswar | 2200 | EHT (O&M) Circle, Cuttack | 2204 | EHT (O&M) Division, Paradeep | C347 | 132/33 kV T/L S/S S/D Pattamundai | 1000000044 | 132KV CT OF RATIO 400-200-100/1-1-1A | CT1.132OIL400.C003 | ZCAP_SCRAP | ZCAP | NOS | 1 | 4000 | INR
2000 | Central Zone, Bhubaneswar | 2200 | EHT (O&M) Circle, Cuttack | 2204 | EHT (O&M) Division, Paradeep | C347 | 132/33 kV T/L S/S S/D Pattamundai | 1000000045 | 132KV CT OF RATIO 400-200-100/1-1-1-1A | CT1.132OIL400.C004 | ZCAP_ACT | ZCAP | NOS | 1 | 269301.5 | INR
2000 | Central Zone, Bhubaneswar | 2200 | EHT (O&M) Circle, Cuttack | 2204 | EHT (O&M) Division, Paradeep | C346 | 132/33 kV T/L S/S S/D Kendrapara | 1000000045 | 132KV CT OF RATIO 400-200-100/1-1-1-1A | CT1.132OIL400.C004 | ZCAP_SCRAP | ZCAP | NOS | 1 | 107849.7 | INR
2000 | Central Zone, Bhubaneswar | 2200 | EHT (O&M) Circle, Cuttack | 2204 | EHT (O&M) Division, Paradeep | C347 | 132/33 kV T/L S/S S/D Pattamundai | 1000000048 | 132KV CT -600-300-150/1-1-1-1A | CT1.132OIL600.C004 | ZCAP_ACT | ZCAP | NOS | 1 | 121345.46 | INR
2000 | Central Zone, Bhubaneswar | 2200 | EHT (O&M) Circle, Cuttack | 2204 | EHT (O&M) Division, Paradeep | C348 | 132/33 kV T/L S/S S/D Chandikhol | 1000000049 | 132KV CT OF RATIO 800-400-200/1-1-1A | CT1.132OIL800.C003 | ZCAP_ACT | ZCAP | NOS | 3 | 782574.88 | INR
2000 | Central Zone, Bhubaneswar | 2200 | EHT (O&M) Circle, Cuttack | 2204 | EHT (O&M) Division, Paradeep | C342 | 220/132/33 kV T/L S/S S/D Paradeep | 1000000049 | 132KV CT OF RATIO 800-400-200/1-1-1A | CT1.132OIL800.C003 | ZCAP_ACT | ZCAP | NOS | 2 | 521716.58 | INR
2000 | Central Zone, Bhubaneswar | 2200 | EHT (O&M) Circle, Cuttack | 2204 | EHT (O&M) Division, Paradeep | C343 | 132/33 kV S/S S/D Marsaghai | 1000000050 | 132KV CT 800-400-200/1-1-1-1A 0-2s | CT1.132OIL800.C004 | ZCAP_SCRAP | ZCAP | NOS | 1 | 10000 | INR
2000 | Central Zone, Bhubaneswar | 2200 | EHT (O&M) Circle, Cuttack | 2204 | EHT (O&M) Division, Paradeep | C346 | 132/33 kV T/L S/S S/D Kendrapara | 1000000051 | 132 KV CT(800-400-200/1-1-1-1A) | CT1.145OIL800.C004 | ZCAP_ACT | ZCAP | NOS | 1 | 108214.25 | INR
2000 | Central Zone, Bhubaneswar | 2200 | EHT (O&M) Circle, Cuttack | 2204 | EHT (O&M) Division, Paradeep | C348 | 132/33 kV T/L S/S S/D Chandikhol | 1000000051 | 132 KV CT(800-400-200/1-1-1-1A) | CT1.145OIL800.C004 | ZCAP_ACT | ZCAP | NOS | 1 | 108214.24 | INR
2000 | Central Zone, Bhubaneswar | 2200 | EHT (O&M) Circle, Cuttack | 2204 | EHT (O&M) Division, Paradeep | C342 | 220/132/33 kV T/L S/S S/D Paradeep | 1000000057 | 220KV CT RATIO 1200-600-300/1-1-1-1-1A | CT1.245OIL1200.C005 | ZCAP_ACT | ZCAP | NOS | 5 | 1415784.5 | INR
2000 | Central Zone, Bhubaneswar | 2200 | EHT (O&M) Circle, Cuttack | 2204 | EHT (O&M) Division, Paradeep | C348 | 132/33 kV T/L S/S S/D Chandikhol | 1000000064 | 36KV CT 800-400-200/1-1-1A 0.2s | CT1.36OIL800.B003 | ZCAP_ACT | ZCAP | NOS | 6 | 435102 | INR
2000 | Central Zone, Bhubaneswar | 2200 | EHT (O&M) Circle, Cuttack | 2204 | EHT (O&M) Division, Paradeep | C344 | 132/33 kV S/S S/D Tirtol | 1000000066 | 33kV CT (800-400-200/1-1-1) | CT1.36OIL800.C003 | ZCAP_ACT | ZCAP | NOS | 1 | 48503 | INR
2000 | Central Zone, Bhubaneswar | 2200 | EHT (O&M) Circle, Cuttack | 2204 | EHT (O&M) Division, Paradeep | C343 | 132/33 kV S/S S/D Marsaghai | 1000000069 | 132KV CVT | CVT.132OIL.S.C003 | ZCAP_ACT | ZCAP | NOS | 1 | 179249.9 | INR
2000 | Central Zone, Bhubaneswar | 2200 | EHT (O&M) Circle, Cuttack | 2204 | EHT (O&M) Division, Paradeep | C344 | 132/33 kV S/S S/D Tirtol | 1000000069 | 132KV CVT | CVT.132OIL.S.C003 | ZCAP_ACT | ZCAP | NOS | 1 | 179249.91 | INR
2000 | Central Zone, Bhubaneswar | 2200 | EHT (O&M) Circle, Cuttack | 2204 | EHT (O&M) Division, Paradeep | C342 | 220/132/33 kV T/L S/S S/D Paradeep | 1000000069 | 132KV CVT | CVT.132OIL.S.C003 | ZCAP_ACT | ZCAP | NOS | 1 | 179249.91 | INR
2000 | Central Zone, Bhubaneswar | 2200 | EHT (O&M) Circle, Cuttack | 2204 | EHT (O&M) Division, Paradeep | C342 | 220/132/33 kV T/L S/S S/D Paradeep | 1000000070 | 220 KV CVT | CVT.220OIL.S.B002 | ZCAP_ACT | ZCAP | NOS | 1 | 229000 | INR
2000 | Central Zone, Bhubaneswar | 2200 | EHT (O&M) Circle, Cuttack | 2204 | EHT (O&M) Division, Paradeep | C347 | 132/33 kV T/L S/S S/D Pattamundai | 1000000074 | 7/3.15 MM SIZE G.I. EARTH WIRE | EW.STEEL.A002 | ZCAP_ACT | ZCAP | KM | 0.1 | 3304.03 | INR
2000 | Central Zone, Bhubaneswar | 2200 | EHT (O&M) Circle, Cuttack | 2204 | EHT (O&M) Division, Paradeep | CL42 | 220/132/33 kV T/L S/S S/D Paradeep_Line | 1000000074 | 7/3.15 MM SIZE G.I. EARTH WIRE | EW.STEEL.A002 | ZCAP_ACT | ZCAP | KM | 5.4 | 178417.74 | INR
2000 | Central Zone, Bhubaneswar | 2200 | EHT (O&M) Circle, Cuttack | 2204 | EHT (O&M) Division, Paradeep | CL47 | 132/33 kV T/L S/S S/D Pattamundai_Line | 1000000074 | 7/3.15 MM SIZE G.I. EARTH WIRE | EW.STEEL.A002 | ZCAP_ACT | ZCAP | KM | 1.35 | 44604.43 | INR
2000 | Central Zone, Bhubaneswar | 2200 | EHT (O&M) Circle, Cuttack | 2204 | EHT (O&M) Division, Paradeep | C346 | 132/33 kV T/L S/S S/D Kendrapara | 1000000081 | 132KV DI WITH DOUBLE BREAK WITH ES 1250A | ISO.132DI.DB.B003 | ZCAP_ACT | ZCAP | SET | 1 | 20000 | INR
2000 | Central Zone, Bhubaneswar | 2200 | EHT (O&M) Circle, Cuttack | 2204 | EHT (O&M) Division, Paradeep | C342 | 220/132/33 kV T/L S/S S/D Paradeep | 1000000085 | 132KV SI BEAM MOUNTED OF 1250A | ISO.132SI.BM.C002 | ZCAP_ACT | ZCAP | SET | 3 | 545971.35 | INR
2000 | Central Zone, Bhubaneswar | 2200 | EHT (O&M) Circle, Cuttack | 2204 | EHT (O&M) Division, Paradeep | C346 | 132/33 kV T/L S/S S/D Kendrapara | 1000000086 | 132KV 1200A SI W/O ES ISOLATORS | ISO.132SI.DB.A002 | ZCAP_ACT | ZCAP | SET | 1 | 15000 | INR
2000 | Central Zone, Bhubaneswar | 2200 | EHT (O&M) Circle, Cuttack | 2204 | EHT (O&M) Division, Paradeep | C342 | 220/132/33 kV T/L S/S S/D Paradeep | 1000000118 | 132KV OIL SP 2C IVT/PT | IVT.132OIL.S.B004 | ZCAP_SCRAP | ZCAP | NOS | 3 | 3 | INR
2000 | Central Zone, Bhubaneswar | 2200 | EHT (O&M) Circle, Cuttack | 2204 | EHT (O&M) Division, Paradeep | C343 | 132/33 kV S/S S/D Marsaghai | 1000000118 | 132KV OIL SP 2C IVT/PT | IVT.132OIL.S.B004 | ZCAP_ACT | ZCAP | NOS | 1 | 157061.51 | INR
2000 | Central Zone, Bhubaneswar | 2200 | EHT (O&M) Circle, Cuttack | 2204 | EHT (O&M) Division, Paradeep | C349 | 132/33 kV S/S S/D Olaver | 1000000118 | 132KV OIL SP 2C IVT/PT | IVT.132OIL.S.B004 | ZCAP_ACT | ZCAP | NOS | 1 | 157061.51 | INR
2000 | Central Zone, Bhubaneswar | 2200 | EHT (O&M) Circle, Cuttack | 2204 | EHT (O&M) Division, Paradeep | C350 |  | 1000000120 | 220KV OIL 2C IVT/PT | IVT.220OIL.S.B003 | ZCAP_ACT | ZCAP | NOS | 3 | 739569 | INR
2000 | Central Zone, Bhubaneswar | 2200 | EHT (O&M) Circle, Cuttack | 2204 | EHT (O&M) Division, Paradeep | C347 | 132/33 kV T/L S/S S/D Pattamundai | 1000000121 | 36KV OIL SP 1C IVT | IVT.36OIL.S.A001 | ZCAP_ACT | ZCAP | NOS | 2 | 21240 | INR
2000 | Central Zone, Bhubaneswar | 2200 | EHT (O&M) Circle, Cuttack | 2204 | EHT (O&M) Division, Paradeep | C343 | 132/33 kV S/S S/D Marsaghai | 1000000122 | 36KV 2C SP IVT/PT | IVT.36OIL.S.B003 | ZCAP_ACT | ZCAP | NOS | 1 | 52099.06 | INR
2000 | Central Zone, Bhubaneswar | 2200 | EHT (O&M) Circle, Cuttack | 2204 | EHT (O&M) Division, Paradeep | C344 | 132/33 kV S/S S/D Tirtol | 1000000122 | 36KV 2C SP IVT/PT | IVT.36OIL.S.B003 | ZCAP_ACT | ZCAP | NOS | 1 | 52099.06 | INR
2000 | Central Zone, Bhubaneswar | 2200 | EHT (O&M) Circle, Cuttack | 2204 | EHT (O&M) Division, Paradeep | C348 | 132/33 kV T/L S/S S/D Chandikhol | 1000000122 | 36KV 2C SP IVT/PT | IVT.36OIL.S.B003 | ZCAP_ACT | ZCAP | NOS | 3 | 156297.19 | INR
2000 | Central Zone, Bhubaneswar | 2200 | EHT (O&M) Circle, Cuttack | 2204 | EHT (O&M) Division, Paradeep | C349 | 132/33 kV S/S S/D Olaver | 1000000122 | 36KV 2C SP IVT/PT | IVT.36OIL.S.B003 | ZCAP_ACT | ZCAP | NOS | 1 | 52099.06 | INR
2000 | Central Zone, Bhubaneswar | 2200 | EHT (O&M) Circle, Cuttack | 2204 | EHT (O&M) Division, Paradeep | C348 | 132/33 kV T/L S/S S/D Chandikhol | 1000000130 | 132KV SURGE ARRESTER OF 120 KV | SA.145MO.GL.A001 | ZCAP_ACT | ZCAP | NOS | 2 | 96171.9 | INR
2000 | Central Zone, Bhubaneswar | 2200 | EHT (O&M) Circle, Cuttack | 2204 | EHT (O&M) Division, Paradeep | C349 | 132/33 kV S/S S/D Olaver | 1000000130 | 132KV SURGE ARRESTER OF 120 KV | SA.145MO.GL.A001 | ZCAP_ACT | ZCAP | NOS | 1 | 48085.95 | INR
2000 | Central Zone, Bhubaneswar | 2200 | EHT (O&M) Circle, Cuttack | 2204 | EHT (O&M) Division, Paradeep | C342 | 220/132/33 kV T/L S/S S/D Paradeep | 1000000130 | 132KV SURGE ARRESTER OF 120 KV | SA.145MO.GL.A001 | ZCAP_ACT | ZCAP | NOS | 2 | 96171.89 | INR
2000 | Central Zone, Bhubaneswar | 2200 | EHT (O&M) Circle, Cuttack | 2204 | EHT (O&M) Division, Paradeep | C347 | 132/33 kV T/L S/S S/D Pattamundai | 1000000130 | 132KV SURGE ARRESTER OF 120 KV | SA.145MO.GL.A001 | ZCAP_ACT | ZCAP | NOS | 1 | 48085.95 | INR
2000 | Central Zone, Bhubaneswar | 2200 | EHT (O&M) Circle, Cuttack | 2204 | EHT (O&M) Division, Paradeep | C346 | 132/33 kV T/L S/S S/D Kendrapara | 1000000130 | 132KV SURGE ARRESTER OF 120 KV | SA.145MO.GL.A001 | ZCAP_SCRAP | ZCAP | NOS | 3 | 80070.51 | INR
2000 | Central Zone, Bhubaneswar | 2200 | EHT (O&M) Circle, Cuttack | 2204 | EHT (O&M) Division, Paradeep | C348 | 132/33 kV T/L S/S S/D Chandikhol | 1000000134 | 36KV MO W/O SURGE ARRESTER | SA.36MO.WOR.A001 | ZCAP_ACT | ZCAP | NOS | 13 | 73074.23 | INR
2000 | Central Zone, Bhubaneswar | 2200 | EHT (O&M) Circle, Cuttack | 2204 | EHT (O&M) Division, Paradeep | C343 | 132/33 kV S/S S/D Marsaghai | 1000000134 | 36KV MO W/O SURGE ARRESTER | SA.36MO.WOR.A001 | ZCAP_ACT | ZCAP | NOS | 2 | 11242.19 | INR
2000 | Central Zone, Bhubaneswar | 2200 | EHT (O&M) Circle, Cuttack | 2204 | EHT (O&M) Division, Paradeep | C346 | 132/33 kV T/L S/S S/D Kendrapara | 1000000134 | 36KV MO W/O SURGE ARRESTER | SA.36MO.WOR.A001 | ZCAP_ACT | ZCAP | NOS | 7 | 39347.67 | INR
2000 | Central Zone, Bhubaneswar | 2200 | EHT (O&M) Circle, Cuttack | 2204 | EHT (O&M) Division, Paradeep | C347 | 132/33 kV T/L S/S S/D Pattamundai | 1000000134 | 36KV MO W/O SURGE ARRESTER | SA.36MO.WOR.A001 | ZCAP_ACT | ZCAP | NOS | 4 | 22484.38 | INR
2000 | Central Zone, Bhubaneswar | 2200 | EHT (O&M) Circle, Cuttack | 2204 | EHT (O&M) Division, Paradeep | C342 | 220/132/33 kV T/L S/S S/D Paradeep | 1000000134 | 36KV MO W/O SURGE ARRESTER | SA.36MO.WOR.A001 | ZCAP_ACT | ZCAP | NOS | 1 | 5621.1 | INR
2000 | Central Zone, Bhubaneswar | 2200 | EHT (O&M) Circle, Cuttack | 2204 | EHT (O&M) Division, Paradeep | C342 | 220/132/33 kV T/L S/S S/D Paradeep | 1000000147 | 250KVA 33/0.4KV STATION Tfr or 200KVA | TFR.200ST11H.D001 | ZCAP_SCRAP | ZCAP | NOS | 1 | 1 | INR
2000 | Central Zone, Bhubaneswar | 2200 | EHT (O&M) Circle, Cuttack | 2204 | EHT (O&M) Division, Paradeep | C342 | 220/132/33 kV T/L S/S S/D Paradeep | 1000000148 | 20MVA 132/33Kv Power transformer | TFR.20PWR132H.D002 | ZCAP_SCRAP | ZCAP | NOS | 2 | 100000 | INR
2000 | Central Zone, Bhubaneswar | 2200 | EHT (O&M) Circle, Cuttack | 2204 | EHT (O&M) Division, Paradeep | C342 | 220/132/33 kV T/L S/S S/D Paradeep | 1000000157 | 500MVA, 400/220/132KV ICT | TFR.500ICT400H.F001 | ZCAP_SCRAP | ZCAP | NOS | 1 | 50000 | INR
2000 | Central Zone, Bhubaneswar | 2200 | EHT (O&M) Circle, Cuttack | 2204 | EHT (O&M) Division, Paradeep | CL42 | 220/132/33 kV T/L S/S S/D Paradeep_Line | 1000000237 | Stub & Cleat for 220KV OB Type Tower. | TWR.220OB.STUB.A001 | ZCAP_ACT | ZCAP | MT | 1.748 | 117699.83 | INR
2000 | Central Zone, Bhubaneswar | 2200 | EHT (O&M) Circle, Cuttack | 2204 | EHT (O&M) Division, Paradeep | CL42 | 220/132/33 kV T/L S/S S/D Paradeep_Line | 1000000241 | 220 KV ASSORTED OC+15 TOWER | TWR.220OC+15.L.A002 | ZCAP_ACT | ZCAP | MT | 0.52 | 104 | INR
2000 | Central Zone, Bhubaneswar | 2200 | EHT (O&M) Circle, Cuttack | 2204 | EHT (O&M) Division, Paradeep | C345 | 132/33 kV S/S S/D Rajnagar | 1000000330 | "24 F OPGW CABLE" | OPGW.DWSM.24F.A001 | ZCAP_ACT | ZCAP | KM | 0.1 | 37194.9 | INR
2000 | Central Zone, Bhubaneswar | 2200 | EHT (O&M) Circle, Cuttack | 2204 | EHT (O&M) Division, Paradeep | C347 | 132/33 kV T/L S/S S/D Pattamundai | 1000000330 | "24 F OPGW CABLE" | OPGW.DWSM.24F.A001 | ZCAP_ACT | ZCAP | KM | 0.1 | 37194.9 | INR
2000 | Central Zone, Bhubaneswar | 2200 | EHT (O&M) Circle, Cuttack | 2204 | EHT (O&M) Division, Paradeep | CL47 | 132/33 kV T/L S/S S/D Pattamundai_Line | 1000000331 | 48 F OPGW CABLE | OPGW.DWSM.48F.A001 | ZCAP_ACT | ZCAP | KM | 0.02 | 3793.87 | INR
2000 | Central Zone, Bhubaneswar | 2200 | EHT (O&M) Circle, Cuttack | 2204 | EHT (O&M) Division, Paradeep | C350 |  | 1000000411 | 2TON Air Conditioner- 5 star |  | ZCAP_ACT | ZCAP | NOS | 1 | 60024 | INR
2000 | Central Zone, Bhubaneswar | 2200 | EHT (O&M) Circle, Cuttack | 2204 | EHT (O&M) Division, Paradeep | C348 | 132/33 kV T/L S/S S/D Chandikhol | 2000000022 | SILICAGEL | CNSM.SILICAGEL.A001 | ZCON_ACT | ZCON | KG | 40 | 2388.12 | INR
2000 | Central Zone, Bhubaneswar | 2200 | EHT (O&M) Circle, Cuttack | 2204 | EHT (O&M) Division, Paradeep | C346 | 132/33 kV T/L S/S S/D Kendrapara | 2000000022 | SILICAGEL | CNSM.SILICAGEL.A001 | ZCON_ACT | ZCON | KG | 46 | 2746.34 | INR
2000 | Central Zone, Bhubaneswar | 2200 | EHT (O&M) Circle, Cuttack | 2204 | EHT (O&M) Division, Paradeep | C343 | 132/33 kV S/S S/D Marsaghai | 2000000022 | SILICAGEL | CNSM.SILICAGEL.A001 | ZCON_ACT | ZCON | KG | 15 | 895.54 | INR
2000 | Central Zone, Bhubaneswar | 2200 | EHT (O&M) Circle, Cuttack | 2204 | EHT (O&M) Division, Paradeep | C347 | 132/33 kV T/L S/S S/D Pattamundai | 2000000043 | GI PIPE OF SIZE 2 INCH (50MM) | CVL.GI.PIPE.A007 | ZCON_ACT | ZCON | NOS | 9 | 3600 | INR
2000 | Central Zone, Bhubaneswar | 2200 | EHT (O&M) Circle, Cuttack | 2204 | EHT (O&M) Division, Paradeep | C348 | 132/33 kV T/L S/S S/D Chandikhol | 2000000088 | FAN REGULATOR | ILWR.FANACCS.F001 | ZCON_ACT | ZCON | NOS | 5 | 97.9 | INR
2000 | Central Zone, Bhubaneswar | 2200 | EHT (O&M) Circle, Cuttack | 2204 | EHT (O&M) Division, Paradeep | C343 | 132/33 kV S/S S/D Marsaghai | 2000000089 | LED STREET LIGHT FITTING | ILWR.FL.FT.A001 | ZCON_ACT | ZCON | NOS | 4 | 17200 | INR
2000 | Central Zone, Bhubaneswar | 2200 | EHT (O&M) Circle, Cuttack | 2204 | EHT (O&M) Division, Paradeep | C346 | 132/33 kV T/L S/S S/D Kendrapara | 2000000096 | HRC FUSE OF DIFFERENT RATINGS | ILWR.FUSE.B001 | ZCON_ACT | ZCON | NOS | 6 | 953.42 | INR
2000 | Central Zone, Bhubaneswar | 2200 | EHT (O&M) Circle, Cuttack | 2204 | EHT (O&M) Division, Paradeep | C347 | 132/33 kV T/L S/S S/D Pattamundai | 2000000096 | HRC FUSE OF DIFFERENT RATINGS | ILWR.FUSE.B001 | ZCON_ACT | ZCON | NOS | 6 | 953.42 | INR
2000 | Central Zone, Bhubaneswar | 2200 | EHT (O&M) Circle, Cuttack | 2204 | EHT (O&M) Division, Paradeep | C348 | 132/33 kV T/L S/S S/D Chandikhol | 2000000096 | HRC FUSE OF DIFFERENT RATINGS | ILWR.FUSE.B001 | ZCON_ACT | ZCON | NOS | 25 | 3972.61 | INR
2000 | Central Zone, Bhubaneswar | 2200 | EHT (O&M) Circle, Cuttack | 2204 | EHT (O&M) Division, Paradeep | C347 | 132/33 kV T/L S/S S/D Pattamundai | 2000000097 | HRC FUSE 4A | ILWR.FUSE.B002 | ZCON_ACT | ZCON | NOS | 2 | 120 | INR
2000 | Central Zone, Bhubaneswar | 2200 | EHT (O&M) Circle, Cuttack | 2204 | EHT (O&M) Division, Paradeep | C347 | 132/33 kV T/L S/S S/D Pattamundai | 2000000098 | HRC FUSE 6A | ILWR.FUSE.B003 | ZCON_ACT | ZCON | NOS | 6 | 173.27 | INR
2000 | Central Zone, Bhubaneswar | 2200 | EHT (O&M) Circle, Cuttack | 2204 | EHT (O&M) Division, Paradeep | C346 | 132/33 kV T/L S/S S/D Kendrapara | 2000000098 | HRC FUSE 6A | ILWR.FUSE.B003 | ZCON_ACT | ZCON | NOS | 4 | 115.52 | INR
2000 | Central Zone, Bhubaneswar | 2200 | EHT (O&M) Circle, Cuttack | 2204 | EHT (O&M) Division, Paradeep | C342 | 220/132/33 kV T/L S/S S/D Paradeep | 2000000098 | HRC FUSE 6A | ILWR.FUSE.B003 | ZCON_ACT | ZCON | NOS | 21 | 606.46 | INR
2000 | Central Zone, Bhubaneswar | 2200 | EHT (O&M) Circle, Cuttack | 2204 | EHT (O&M) Division, Paradeep | C347 | 132/33 kV T/L S/S S/D Pattamundai | 2000000099 | HRC FUSE 10A | ILWR.FUSE.B004 | ZCON_ACT | ZCON | NOS | 4 | 204.64 | INR
2000 | Central Zone, Bhubaneswar | 2200 | EHT (O&M) Circle, Cuttack | 2204 | EHT (O&M) Division, Paradeep | C342 | 220/132/33 kV T/L S/S S/D Paradeep | 2000000100 | HRC FUSE 32A | ILWR.FUSE.B005 | ZCON_ACT | ZCON | NOS | 4 | 80 | INR
2000 | Central Zone, Bhubaneswar | 2200 | EHT (O&M) Circle, Cuttack | 2204 | EHT (O&M) Division, Paradeep | C347 | 132/33 kV T/L S/S S/D Pattamundai | 2000000100 | HRC FUSE 32A | ILWR.FUSE.B005 | ZCON_ACT | ZCON | NOS | 20 | 400 | INR
2000 | Central Zone, Bhubaneswar | 2200 | EHT (O&M) Circle, Cuttack | 2204 | EHT (O&M) Division, Paradeep | C347 | 132/33 kV T/L S/S S/D Pattamundai | 2000000101 | HRC FUSE 16A | ILWR.FUSE.B006 | ZCON_ACT | ZCON | NOS | 13 | 260 | INR
2000 | Central Zone, Bhubaneswar | 2200 | EHT (O&M) Circle, Cuttack | 2204 | EHT (O&M) Division, Paradeep | C348 | 132/33 kV T/L S/S S/D Chandikhol | 2000000111 | FUSE 32 AMP | ILWR.FUSE.G001 | ZCON_ACT | ZCON | NOS | 1 | 283.87 | INR
2000 | Central Zone, Bhubaneswar | 2200 | EHT (O&M) Circle, Cuttack | 2204 | EHT (O&M) Division, Paradeep | C348 | 132/33 kV T/L S/S S/D Chandikhol | 2000000112 | FUSE 100 AMP | ILWR.FUSE.G002 | ZCON_ACT | ZCON | NOS | 2 | 959.06 | INR
2000 | Central Zone, Bhubaneswar | 2200 | EHT (O&M) Circle, Cuttack | 2204 | EHT (O&M) Division, Paradeep | C346 | 132/33 kV T/L S/S S/D Kendrapara | 2000000116 | HBC FUSE BASE CARRIER 100 AMP | ILWR.FUSE.J005 | ZCON_ACT | ZCON | NOS | 1 | 295 | INR
2000 | Central Zone, Bhubaneswar | 2200 | EHT (O&M) Circle, Cuttack | 2204 | EHT (O&M) Division, Paradeep | C346 | 132/33 kV T/L S/S S/D Kendrapara | 2000000146 | LED TYPE INDICATION LAMP (YELLOW) | ILWR.INDIC.LAMP.A0012 | ZCON_ACT | ZCON | NOS | 20 | 1272.8 | INR
2000 | Central Zone, Bhubaneswar | 2200 | EHT (O&M) Circle, Cuttack | 2204 | EHT (O&M) Division, Paradeep | C346 | 132/33 kV T/L S/S S/D Kendrapara | 2000000148 | LED TYPE INDICATION LAMP (WHITE) | ILWR.INDIC.LAMP.A003 | ZCON_ACT | ZCON | NOS | 5 | 202.45 | INR
2000 | Central Zone, Bhubaneswar | 2200 | EHT (O&M) Circle, Cuttack | 2204 | EHT (O&M) Division, Paradeep | C347 | 132/33 kV T/L S/S S/D Pattamundai | 2000000151 | INDICATOR LAMP FOR CONTROL PANEL M. BOX | ILWR.INDIC.LAMP.A006 | ZCON_ACT | ZCON | NOS | 52 | 7280 | INR
2000 | Central Zone, Bhubaneswar | 2200 | EHT (O&M) Circle, Cuttack | 2204 | EHT (O&M) Division, Paradeep | C346 | 132/33 kV T/L S/S S/D Kendrapara | 2000000156 | LED based Tube Light | ILWR.LED.FT.A002 | ZCON_ACT | ZCON | NOS | 1 | 4300 | INR
2000 | Central Zone, Bhubaneswar | 2200 | EHT (O&M) Circle, Cuttack | 2204 | EHT (O&M) Division, Paradeep | C346 | 132/33 kV T/L S/S S/D Kendrapara | 2000000160 | LED SEARCH LIGHT | ILWR.LED.FT.A016 | ZCON_SCRAP | ZCON | NOS | 1 | 17011.12 | INR
2000 | Central Zone, Bhubaneswar | 2200 | EHT (O&M) Circle, Cuttack | 2204 | EHT (O&M) Division, Paradeep | C347 | 132/33 kV T/L S/S S/D Pattamundai | 2000000166 | 32 Amp. 2 pole DC MCB | ILWR.MCB.A006 | ZCON_ACT | ZCON | NOS | 1 | 1353.33 | INR
2000 | Central Zone, Bhubaneswar | 2200 | EHT (O&M) Circle, Cuttack | 2204 | EHT (O&M) Division, Paradeep | C343 | 132/33 kV S/S S/D Marsaghai | 2000000166 | 32 Amp. 2 pole DC MCB | ILWR.MCB.A006 | ZCON_ACT | ZCON | NOS | 2 | 2706.67 | INR
2000 | Central Zone, Bhubaneswar | 2200 | EHT (O&M) Circle, Cuttack | 2204 | EHT (O&M) Division, Paradeep | C343 | 132/33 kV S/S S/D Marsaghai | 2000000172 | TP MCB of different ratings | ILWR.MCB.C001 | ZCON_ACT | ZCON | NOS | 3 | 7060 | INR
2000 | Central Zone, Bhubaneswar | 2200 | EHT (O&M) Circle, Cuttack | 2204 | EHT (O&M) Division, Paradeep | C347 | 132/33 kV T/L S/S S/D Pattamundai | 2000000173 | 16A 3 pole AC MCB | ILWR.MCB.C002 | ZCON_ACT | ZCON | NOS | 1 | 845 | INR
2000 | Central Zone, Bhubaneswar | 2200 | EHT (O&M) Circle, Cuttack | 2204 | EHT (O&M) Division, Paradeep | C343 | 132/33 kV S/S S/D Marsaghai | 2000000175 | 63A Tripple Pole (TP) MCB | ILWR.MCB.C004 | ZCON_ACT | ZCON | NOS | 2 | 5198 | INR
2000 | Central Zone, Bhubaneswar | 2200 | EHT (O&M) Circle, Cuttack | 2204 | EHT (O&M) Division, Paradeep | C343 | 132/33 kV S/S S/D Marsaghai | 2000000176 | 20A two pole (DP) MCB | ILWR.MCB.C005 | ZCON_ACT | ZCON | NOS | 2 | 1760 | INR
2000 | Central Zone, Bhubaneswar | 2200 | EHT (O&M) Circle, Cuttack | 2204 | EHT (O&M) Division, Paradeep | C343 | 132/33 kV S/S S/D Marsaghai | 2000000177 | 4 Pole, 16Amp. MCB | ILWR.MCB.D001 | ZCON_ACT | ZCON | NOS | 1 | 1980 | INR
2000 | Central Zone, Bhubaneswar | 2200 | EHT (O&M) Circle, Cuttack | 2204 | EHT (O&M) Division, Paradeep | C346 | 132/33 kV T/L S/S S/D Kendrapara | 2000000208 | CHEQURED PLATE | MISC.CHQD.PLATE.A001 | ZCON_SCRAP | ZCON | NOS | 7 | 70000 | INR
2000 | Central Zone, Bhubaneswar | 2200 | EHT (O&M) Circle, Cuttack | 2204 | EHT (O&M) Division, Paradeep | C347 | 132/33 kV T/L S/S S/D Pattamundai | 2000000232 | PLASTIC JARKIN | MISC.JARKIN.A001 | ZCON_ACT | ZCON | NOS | 55 | 531.75 | INR
2000 | Central Zone, Bhubaneswar | 2200 | EHT (O&M) Circle, Cuttack | 2204 | EHT (O&M) Division, Paradeep | C348 | 132/33 kV T/L S/S S/D Chandikhol | 2000000234 | MESSAGE IN / OUT LOG BOOK | MISC.LOGBOOK.A001 | ZCON_ACT | ZCON | NOS | 4 | 360 | INR
2000 | Central Zone, Bhubaneswar | 2200 | EHT (O&M) Circle, Cuttack | 2204 | EHT (O&M) Division, Paradeep | C348 | 132/33 kV T/L S/S S/D Chandikhol | 2000000237 | REQUISITION/RETURN/PERMIT/MBOOK REGISTER | MISC.LOGBOOK.D001 | ZCON_ACT | ZCON | NOS | 3 | 321.39 | INR
2000 | Central Zone, Bhubaneswar | 2200 | EHT (O&M) Circle, Cuttack | 2204 | EHT (O&M) Division, Paradeep | C348 | 132/33 kV T/L S/S S/D Chandikhol | 2000000238 | LOG SHEET BOOK / Register | MISC.LOGBOOK.E001 | ZCON_ACT | ZCON | NOS | 1 | 825.72 | INR
2000 | Central Zone, Bhubaneswar | 2200 | EHT (O&M) Circle, Cuttack | 2204 | EHT (O&M) Division, Paradeep | C348 | 132/33 kV T/L S/S S/D Chandikhol | 3000000004 | YKP29 350AH BATTERY Cell | BAT.350AH.A001 | ZSPR_SCRAP | ZSPR | SET | 4 | 4000 | INR
2000 | Central Zone, Bhubaneswar | 2200 | EHT (O&M) Circle, Cuttack | 2204 | EHT (O&M) Division, Paradeep | C348 | 132/33 kV T/L S/S S/D Chandikhol | 3000000025 | BHEL BUSHING W/O ROD- 20MVA ALSTOM Tfr | BUSH.132ASTM.AB04 | ZSPR_SCRAP | ZSPR | NOS | 2 | 400 | INR
2000 | Central Zone, Bhubaneswar | 2200 | EHT (O&M) Circle, Cuttack | 2204 | EHT (O&M) Division, Paradeep | C342 | 220/132/33 kV T/L S/S S/D Paradeep | 3000000037 | BUSHING FOR 160MVA 220/132KV EMCO Tfr | BUSH.132EMCO.AA09 | ZSPR_ACT | ZSPR | NOS | 1 | 5000 | INR
2000 | Central Zone, Bhubaneswar | 2200 | EHT (O&M) Circle, Cuttack | 2204 | EHT (O&M) Division, Paradeep | C342 | 220/132/33 kV T/L S/S S/D Paradeep | 3000000039 | T.BUSHING FOR 160MVA 220/132KV EMCO Tfr | BUSH.1EMCO.AA09 | ZSPR_ACT | ZSPR | NOS | 1 | 3000 | INR
2000 | Central Zone, Bhubaneswar | 2200 | EHT (O&M) Circle, Cuttack | 2204 | EHT (O&M) Division, Paradeep | C347 | 132/33 kV T/L S/S S/D Pattamundai | 3000000040 | HV Bushing for 20MVA 132/33KV IMP Tfr | BUSH.20IMP.AB01 | ZSPR_SCRAP | ZSPR | NOS | 1 | 20000 | INR
2000 | Central Zone, Bhubaneswar | 2200 | EHT (O&M) Circle, Cuttack | 2204 | EHT (O&M) Division, Paradeep | C347 | 132/33 kV T/L S/S S/D Pattamundai | 3000000041 | L.V Bushing for 20MVA 132/33KV IMP Tfr | BUSH.20IMP.AB02 | ZSPR_SCRAP | ZSPR | NOS | 1 | 20000 | INR
2000 | Central Zone, Bhubaneswar | 2200 | EHT (O&M) Circle, Cuttack | 2204 | EHT (O&M) Division, Paradeep | C347 | 132/33 kV T/L S/S S/D Pattamundai | 3000000042 | HV N Bushing for 20MVA 132/33KV IMP Tfr | BUSH.20IMP.AB03 | ZSPR_SCRAP | ZSPR | NOS | 1 | 20000 | INR
2000 | Central Zone, Bhubaneswar | 2200 | EHT (O&M) Circle, Cuttack | 2204 | EHT (O&M) Division, Paradeep | C346 | 132/33 kV T/L S/S S/D Kendrapara | 3000000084 | 33kV BUSHING&Rod-40MVA TR Tfr | BUSH.33TR.EB01 | ZSPR_ACT | ZSPR | NOS | 2 | 16666.66 | INR
2000 | Central Zone, Bhubaneswar | 2200 | EHT (O&M) Circle, Cuttack | 2204 | EHT (O&M) Division, Paradeep | C346 | 132/33 kV T/L S/S S/D Kendrapara | 3000000098 | ASSORTED SIZE CABLE GLAND | CBLE.ASRT.GLAND.A001 | ZSPR_ACT | ZSPR | NOS | 26 | 2600 | INR
2000 | Central Zone, Bhubaneswar | 2200 | EHT (O&M) Circle, Cuttack | 2204 | EHT (O&M) Division, Paradeep | C347 | 132/33 kV T/L S/S S/D Pattamundai | 3000000104 | 75 OHM HF COAXIAL CABLE | CBLE.COX.AR.G001 | ZSPR_ACT | ZSPR | KM | 0.018 | 1800 | INR
2000 | Central Zone, Bhubaneswar | 2200 | EHT (O&M) Circle, Cuttack | 2204 | EHT (O&M) Division, Paradeep | C347 | 132/33 kV T/L S/S S/D Pattamundai | 3000000119 | 2.5 SQMM 7C CONTROL CABLE AR | CBLE.CTRL.AR.D007 | ZSPR_ACT | ZSPR | KM | 0.098 | 19740.14 | INR
2000 | Central Zone, Bhubaneswar | 2200 | EHT (O&M) Circle, Cuttack | 2204 | EHT (O&M) Division, Paradeep | C347 | 132/33 kV T/L S/S S/D Pattamundai | 3000000122 | 2.5sq.mm Control cable 10core | CBLE.CTRL.AR.D010 | ZSPR_ACT | ZSPR | KM | 0.05 | 14349.5 | INR
2000 | Central Zone, Bhubaneswar | 2200 | EHT (O&M) Circle, Cuttack | 2204 | EHT (O&M) Division, Paradeep | C345 | 132/33 kV S/S S/D Rajnagar | 3000000123 | 2.5 SQMM 12C CONTROL CABLE CU | CBLE.CTRL.AR.D012 | ZSPR_ACT | ZSPR | KM | 0.008 | 2487.11 | INR
2000 | Central Zone, Bhubaneswar | 2200 | EHT (O&M) Circle, Cuttack | 2204 | EHT (O&M) Division, Paradeep | C348 | 132/33 kV T/L S/S S/D Chandikhol | 3000000123 | 2.5 SQMM 12C CONTROL CABLE CU | CBLE.CTRL.AR.D012 | ZSPR_ACT | ZSPR | KM | 0.105 | 32643.28 | INR
2000 | Central Zone, Bhubaneswar | 2200 | EHT (O&M) Circle, Cuttack | 2204 | EHT (O&M) Division, Paradeep | C349 | 132/33 kV S/S S/D Olaver | 3000000123 | 2.5 SQMM 12C CONTROL CABLE CU | CBLE.CTRL.AR.D012 | ZSPR_ACT | ZSPR | KM | 0.2 | 62177.66 | INR
2000 | Central Zone, Bhubaneswar | 2200 | EHT (O&M) Circle, Cuttack | 2204 | EHT (O&M) Division, Paradeep | C342 | 220/132/33 kV T/L S/S S/D Paradeep | 3000000125 | 2.5 SQMM 16C CONTROL CABLE CU | CBLE.CTRL.AR.D016 | ZSPR_ACT | ZSPR | KM | 0.649 | 227150 | INR
2000 | Central Zone, Bhubaneswar | 2200 | EHT (O&M) Circle, Cuttack | 2204 | EHT (O&M) Division, Paradeep | C347 | 132/33 kV T/L S/S S/D Pattamundai | 3000000127 | 2.5 SQMM 19C CONTROL CABLE AR | CBLE.CTRL.AR.D019 | ZSPR_ACT | ZSPR | KM | 0.072 | 36432 | INR
2000 | Central Zone, Bhubaneswar | 2200 | EHT (O&M) Circle, Cuttack | 2204 | EHT (O&M) Division, Paradeep | C347 | 132/33 kV T/L S/S S/D Pattamundai | 3000000133 | 2.5 SQMM 2C CONTROL CABLE LC | CBLE.CTRL.UAR.C002 | ZSPR_ACT | ZSPR | KM | 0.09 | 5863.41 | INR
2000 | Central Zone, Bhubaneswar | 2200 | EHT (O&M) Circle, Cuttack | 2204 | EHT (O&M) Division, Paradeep | C347 | 132/33 kV T/L S/S S/D Pattamundai | 3000000135 | 2.5 SQMM 4C CONTROL CABLE | CBLE.CTRL.UAR.C004 | ZSPR_ACT | ZSPR | KM | 0.235 | 24644.99 | INR
2000 | Central Zone, Bhubaneswar | 2200 | EHT (O&M) Circle, Cuttack | 2204 | EHT (O&M) Division, Paradeep | C347 | 132/33 kV T/L S/S S/D Pattamundai | 3000000138 | 2.5 SQMM 9C CONTROL CABLE | CBLE.CTRL.UAR.C009 | ZSPR_ACT | ZSPR | KM | 0.017 | 4320.17 | INR
2000 | Central Zone, Bhubaneswar | 2200 | EHT (O&M) Circle, Cuttack | 2204 | EHT (O&M) Division, Paradeep | C343 | 132/33 kV S/S S/D Marsaghai | 3000000140 | 2.5 SQMM 12C CONTROL CABLE | CBLE.CTRL.UAR.C012 | ZSPR_ACT | ZSPR | KM | 0.879 | 238247.2 | INR
2000 | Central Zone, Bhubaneswar | 2200 | EHT (O&M) Circle, Cuttack | 2204 | EHT (O&M) Division, Paradeep | C343 | 132/33 kV S/S S/D Marsaghai | 3000000140 | 2.5 SQMM 12C CONTROL CABLE | CBLE.CTRL.UAR.C012 | ZSPR_ACT | ZSPR | KM | 0.18 | 48787.82 | INR
2000 | Central Zone, Bhubaneswar | 2200 | EHT (O&M) Circle, Cuttack | 2204 | EHT (O&M) Division, Paradeep | C347 | 132/33 kV T/L S/S S/D Pattamundai | 3000000141 | 2.5 SQMM 16C CONTROL CABLE | CBLE.CTRL.UAR.C016 | ZSPR_ACT | ZSPR | KM | 0.08 | 6165.6 | INR
2000 | Central Zone, Bhubaneswar | 2200 | EHT (O&M) Circle, Cuttack | 2204 | EHT (O&M) Division, Paradeep | C346 | 132/33 kV T/L S/S S/D Kendrapara | 3000000142 | 2.5 SQMM 19C UR CONTROL CABLE | CBLE.CTRL.UAR.C019 | ZSPR_ACT | ZSPR | KM | 1.1 | 330000 | INR
2000 | Central Zone, Bhubaneswar | 2200 | EHT (O&M) Circle, Cuttack | 2204 | EHT (O&M) Division, Paradeep | C350 |  | 3000000144 | 12C X 2.5SQMM CONTROL UNARMOURED CABLE | CBLE.CTRL.UAR.D0012 | ZSPR_ACT | ZSPR | KM | 0.216 | 66744 | INR
2000 | Central Zone, Bhubaneswar | 2200 | EHT (O&M) Circle, Cuttack | 2204 | EHT (O&M) Division, Paradeep | C342 | 220/132/33 kV T/L S/S S/D Paradeep | 3000000147 | 2.5sq.mm Control cable 4 Core | CBLE.CTRL.UAR.D004 | ZSPR_ACT | ZSPR | KM | 2.135 | 226121.5 | INR
2000 | Central Zone, Bhubaneswar | 2200 | EHT (O&M) Circle, Cuttack | 2204 | EHT (O&M) Division, Paradeep | C348 | 132/33 kV T/L S/S S/D Chandikhol | 3000000147 | 2.5sq.mm Control cable 4 Core | CBLE.CTRL.UAR.D004 | ZSPR_ACT | ZSPR | KM | 0.4 | 42364.68 | INR
2000 | Central Zone, Bhubaneswar | 2200 | EHT (O&M) Circle, Cuttack | 2204 | EHT (O&M) Division, Paradeep | C349 | 132/33 kV S/S S/D Olaver | 3000000148 | 5C X 2.5SQMM CONTROL UNARMOURED CABLE | CBLE.CTRL.UAR.D005 | ZSPR_ACT | ZSPR | KM | 0.1 | 20400 | INR
2000 | Central Zone, Bhubaneswar | 2200 | EHT (O&M) Circle, Cuttack | 2204 | EHT (O&M) Division, Paradeep | C349 | 132/33 kV S/S S/D Olaver | 3000000149 | 7C X 2.5SQMM CONTROL UNARMOURED CABLE | CBLE.CTRL.UAR.D007 | ZSPR_ACT | ZSPR | KM | 0.5 | 80710.7 | INR
2000 | Central Zone, Bhubaneswar | 2200 | EHT (O&M) Circle, Cuttack | 2204 | EHT (O&M) Division, Paradeep | C343 | 132/33 kV S/S S/D Marsaghai | 3000000149 | 7C X 2.5SQMM CONTROL UNARMOURED CABLE | CBLE.CTRL.UAR.D007 | ZSPR_ACT | ZSPR | KM | 0.493 | 79580.76 | INR
2000 | Central Zone, Bhubaneswar | 2200 | EHT (O&M) Circle, Cuttack | 2204 | EHT (O&M) Division, Paradeep | C342 | 220/132/33 kV T/L S/S S/D Paradeep | 3000000150 | 9C X 2.5SQMM CONTROL UNARMOURED CABLE | CBLE.CTRL.UAR.D009 | ZSPR_ACT | ZSPR | KM | 4.133 | 1057612.84 | INR
2000 | Central Zone, Bhubaneswar | 2200 | EHT (O&M) Circle, Cuttack | 2204 | EHT (O&M) Division, Paradeep | C348 | 132/33 kV T/L S/S S/D Chandikhol | 3000000150 | 9C X 2.5SQMM CONTROL UNARMOURED CABLE | CBLE.CTRL.UAR.D009 | ZSPR_ACT | ZSPR | KM | 0.4 | 102357.88 | INR
2000 | Central Zone, Bhubaneswar | 2200 | EHT (O&M) Circle, Cuttack | 2204 | EHT (O&M) Division, Paradeep | C349 | 132/33 kV S/S S/D Olaver | 3000000151 | 2.5 SQMM MSTRAND 10C AR CCABLE | CBLE.CTRL.UAR.D010 | ZSPR_ACT | ZSPR | KM | 0.3 | 61960.77 | INR
2000 | Central Zone, Bhubaneswar | 2200 | EHT (O&M) Circle, Cuttack | 2204 | EHT (O&M) Division, Paradeep | C343 | 132/33 kV S/S S/D Marsaghai | 3000000151 | 2.5 SQMM MSTRAND 10C AR CCABLE | CBLE.CTRL.UAR.D010 | ZSPR_ACT | ZSPR | KM | 0.682 | 140857.47 | INR
2000 | Central Zone, Bhubaneswar | 2200 | EHT (O&M) Circle, Cuttack | 2204 | EHT (O&M) Division, Paradeep | C350 |  | 3000000152 | 16CX2.5SQMM CONTROL UNARMOURED CABLE | CBLE.CTRL.UAR.D016 | ZSPR_ACT | ZSPR | KM | 0.242 | 61877.2 | INR
2000 | Central Zone, Bhubaneswar | 2200 | EHT (O&M) Circle, Cuttack | 2204 | EHT (O&M) Division, Paradeep | C349 | 132/33 kV S/S S/D Olaver | 3000000152 | 16CX2.5SQMM CONTROL UNARMOURED CABLE | CBLE.CTRL.UAR.D016 | ZSPR_ACT | ZSPR | KM | 0.5 | 127845.45 | INR
2000 | Central Zone, Bhubaneswar | 2200 | EHT (O&M) Circle, Cuttack | 2204 | EHT (O&M) Division, Paradeep | C348 | 132/33 kV T/L S/S S/D Chandikhol | 3000000152 | 16CX2.5SQMM CONTROL UNARMOURED CABLE | CBLE.CTRL.UAR.D016 | ZSPR_ACT | ZSPR | KM | 0.402 | 102787.74 | INR
2000 | Central Zone, Bhubaneswar | 2200 | EHT (O&M) Circle, Cuttack | 2204 | EHT (O&M) Division, Paradeep | C350 |  | 3000000153 | 19CX2.5SQMM CONTROL UR CABLE | CBLE.CTRL.UAR.D019 | ZSPR_ACT | ZSPR | KM | 0.509 | 155166.26 | INR
2000 | Central Zone, Bhubaneswar | 2200 | EHT (O&M) Circle, Cuttack | 2204 | EHT (O&M) Division, Paradeep | C349 | 132/33 kV S/S S/D Olaver | 3000000153 | 19CX2.5SQMM CONTROL UR CABLE | CBLE.CTRL.UAR.D019 | ZSPR_ACT | ZSPR | KM | 0.23 | 70114.42 | INR
2000 | Central Zone, Bhubaneswar | 2200 | EHT (O&M) Circle, Cuttack | 2204 | EHT (O&M) Division, Paradeep | C348 | 132/33 kV T/L S/S S/D Chandikhol | 3000000153 | 19CX2.5SQMM CONTROL UR CABLE | CBLE.CTRL.UAR.D019 | ZSPR_ACT | ZSPR | KM | 0.402 | 122547.82 | INR
2000 | Central Zone, Bhubaneswar | 2200 | EHT (O&M) Circle, Cuttack | 2204 | EHT (O&M) Division, Paradeep | C347 | 132/33 kV T/L S/S S/D Pattamundai | 3000000154 | 24C X 2.5SQMM CONTROL UNARMOURED CABLE | CBLE.CTRL.UAR.D024 | ZSPR_ACT | ZSPR | KM | 0.2 | 132038 | INR
2000 | Central Zone, Bhubaneswar | 2200 | EHT (O&M) Circle, Cuttack | 2204 | EHT (O&M) Division, Paradeep | C349 | 132/33 kV S/S S/D Olaver | 3000000186 | 1Cx120SQMM AL POWER CABLE | CBLE.PWR.AL.AR.A008 | ZSPR_ACT | ZSPR | KM | 0.05 | 58350 | INR
2000 | Central Zone, Bhubaneswar | 2200 | EHT (O&M) Circle, Cuttack | 2204 | EHT (O&M) Division, Paradeep | C342 | 220/132/33 kV T/L S/S S/D Paradeep | 3000000189 | 2Cx10SQMM AL POWER CABLE | CBLE.PWR.AL.AR.A013 | ZSPR_ACT | ZSPR | KM | 0.374 | 20063.24 | INR
2000 | Central Zone, Bhubaneswar | 2200 | EHT (O&M) Circle, Cuttack | 2204 | EHT (O&M) Division, Paradeep | C343 | 132/33 kV S/S S/D Marsaghai | 3000000189 | 2Cx10SQMM AL POWER CABLE | CBLE.PWR.AL.AR.A013 | ZSPR_ACT | ZSPR | KM | 0.25 | 13411.26 | INR
2000 | Central Zone, Bhubaneswar | 2200 | EHT (O&M) Circle, Cuttack | 2204 | EHT (O&M) Division, Paradeep | C344 | 132/33 kV S/S S/D Tirtol | 3000000189 | 2Cx10SQMM AL POWER CABLE | CBLE.PWR.AL.AR.A013 | ZSPR_ACT | ZSPR | KM | 0.13 | 6973.85 | INR
2000 | Central Zone, Bhubaneswar | 2200 | EHT (O&M) Circle, Cuttack | 2204 | EHT (O&M) Division, Paradeep | C349 | 132/33 kV S/S S/D Olaver | 3000000189 | 2Cx10SQMM AL POWER CABLE | CBLE.PWR.AL.AR.A013 | ZSPR_ACT | ZSPR | KM | 0.1 | 5364.5 | INR
2000 | Central Zone, Bhubaneswar | 2200 | EHT (O&M) Circle, Cuttack | 2204 | EHT (O&M) Division, Paradeep | C343 | 132/33 kV S/S S/D Marsaghai | 3000000190 | 2Cx16SQMM AL POWER CABLE | CBLE.PWR.AL.AR.B017 | ZSPR_ACT | ZSPR | KM | 0.201 | 25024.5 | INR
2000 | Central Zone, Bhubaneswar | 2200 | EHT (O&M) Circle, Cuttack | 2204 | EHT (O&M) Division, Paradeep | C342 | 220/132/33 kV T/L S/S S/D Paradeep | 3000000191 | 3.5Cx16 Sqmm AL PWR cable | CBLE.PWR.AL.AR.D002 | ZSPR_ACT | ZSPR | KM | 0.646 | 94058.81 | INR
2000 | Central Zone, Bhubaneswar | 2200 | EHT (O&M) Circle, Cuttack | 2204 | EHT (O&M) Division, Paradeep | C343 | 132/33 kV S/S S/D Marsaghai | 3000000193 | 3.5Cx35 Sqmm AL PWR cable | CBLE.PWR.AL.AR.D004 | ZSPR_ACT | ZSPR | KM | 0.05 | 5700 | INR
2000 | Central Zone, Bhubaneswar | 2200 | EHT (O&M) Circle, Cuttack | 2204 | EHT (O&M) Division, Paradeep | C343 | 132/33 kV S/S S/D Marsaghai | 3000000195 | 3.5Cx70 Sqmm AL PWR cable | CBLE.PWR.AL.AR.D006 | ZSPR_ACT | ZSPR | KM | 0.05 | 12117.35 | INR
2000 | Central Zone, Bhubaneswar | 2200 | EHT (O&M) Circle, Cuttack | 2204 | EHT (O&M) Division, Paradeep | C349 | 132/33 kV S/S S/D Olaver | 3000000195 | 3.5Cx70 Sqmm AL PWR cable | CBLE.PWR.AL.AR.D006 | ZSPR_ACT | ZSPR | KM | 0.035 | 8482.15 | INR
2000 | Central Zone, Bhubaneswar | 2200 | EHT (O&M) Circle, Cuttack | 2204 | EHT (O&M) Division, Paradeep | C346 | 132/33 kV T/L S/S S/D Kendrapara | 3000000196 | 3.5Cx95 Sqmm AL PWR cable | CBLE.PWR.AL.AR.D007 | ZSPR_ACT | ZSPR | KM | 0.28 | 98000 | INR
2000 | Central Zone, Bhubaneswar | 2200 | EHT (O&M) Circle, Cuttack | 2204 | EHT (O&M) Division, Paradeep | C342 | 220/132/33 kV T/L S/S S/D Paradeep | 3000000197 | 3.5Cx120 Sqmm AL PWR cable | CBLE.PWR.AL.AR.D008 | ZSPR_ACT | ZSPR | KM | 0.498 | 261721.11 | INR
2000 | Central Zone, Bhubaneswar | 2200 | EHT (O&M) Circle, Cuttack | 2204 | EHT (O&M) Division, Paradeep | C344 | 132/33 kV S/S S/D Tirtol | 3000000197 | 3.5Cx120 Sqmm AL PWR cable | CBLE.PWR.AL.AR.D008 | ZSPR_ACT | ZSPR | KM | 0.025 | 13138.61 | INR
2000 | Central Zone, Bhubaneswar | 2200 | EHT (O&M) Circle, Cuttack | 2204 | EHT (O&M) Division, Paradeep | C350 |  | 3000000197 | 3.5Cx120 Sqmm AL PWR cable | CBLE.PWR.AL.AR.D008 | ZSPR_ACT | ZSPR | KM | 0.03 | 15766.33 | INR
2000 | Central Zone, Bhubaneswar | 2200 | EHT (O&M) Circle, Cuttack | 2204 | EHT (O&M) Division, Paradeep | C346 | 132/33 kV T/L S/S S/D Kendrapara | 3000000198 | 3.5Cx185 Sqmm AL PWR cable | CBLE.PWR.AL.AR.D010 | ZSPR_ACT | ZSPR | KM | 0.07 | 10192.13 | INR
2000 | Central Zone, Bhubaneswar | 2200 | EHT (O&M) Circle, Cuttack | 2204 | EHT (O&M) Division, Paradeep | C349 | 132/33 kV S/S S/D Olaver | 3000000199 | 3.5Cx300 Sqmm AL PWR cable | CBLE.PWR.AL.AR.D011 | ZSPR_ACT | ZSPR | KM | 0.025 | 30775 | INR
2000 | Central Zone, Bhubaneswar | 2200 | EHT (O&M) Circle, Cuttack | 2204 | EHT (O&M) Division, Paradeep | C347 | 132/33 kV T/L S/S S/D Pattamundai | 3000000200 | 4Cx16 Sqmm AL PWR cable | CBLE.PWR.AL.AR.E002 | ZSPR_ACT | ZSPR | KM | 0.14 | 26330.97 | INR
2000 | Central Zone, Bhubaneswar | 2200 | EHT (O&M) Circle, Cuttack | 2204 | EHT (O&M) Division, Paradeep | C343 | 132/33 kV S/S S/D Marsaghai | 3000000200 | 4Cx16 Sqmm AL PWR cable | CBLE.PWR.AL.AR.E002 | ZSPR_ACT | ZSPR | KM | 0.09 | 16927.05 | INR
2000 | Central Zone, Bhubaneswar | 2200 | EHT (O&M) Circle, Cuttack | 2204 | EHT (O&M) Division, Paradeep | C343 | 132/33 kV S/S S/D Marsaghai | 3000000200 | 4Cx16 Sqmm AL PWR cable | CBLE.PWR.AL.AR.E002 | ZSPR_ACT | ZSPR | KM | 0.25 | 47019.58 | INR
2000 | Central Zone, Bhubaneswar | 2200 | EHT (O&M) Circle, Cuttack | 2204 | EHT (O&M) Division, Paradeep | C342 | 220/132/33 kV T/L S/S S/D Paradeep | 3000000200 | 4Cx16 Sqmm AL PWR cable | CBLE.PWR.AL.AR.E002 | ZSPR_ACT | ZSPR | KM | 0.3 | 56423.5 | INR
2000 | Central Zone, Bhubaneswar | 2200 | EHT (O&M) Circle, Cuttack | 2204 | EHT (O&M) Division, Paradeep | C347 | 132/33 kV T/L S/S S/D Pattamundai | 3000000201 | 4Cx25 SQMM AL POWER CABLE | CBLE.PWR.AL.AR.E003 | ZSPR_ACT | ZSPR | KM | 0.04 | 4252.8 | INR
2000 | Central Zone, Bhubaneswar | 2200 | EHT (O&M) Circle, Cuttack | 2204 | EHT (O&M) Division, Paradeep | C350 |  | 3000000206 | 3.5Cx185 Sqmm 4C AL POWER CABLE | CBLE.PWR.AL.AR.E010 | ZSPR_ACT | ZSPR | KM | 0.195 | 127335 | INR
2000 | Central Zone, Bhubaneswar | 2200 | EHT (O&M) Circle, Cuttack | 2204 | EHT (O&M) Division, Paradeep | C350 |  | 3000000207 | 3.5Cx300 Sqmm 4C AL POWER CABLE | CBLE.PWR.AL.AR.E011 | ZSPR_ACT | ZSPR | KM | 0.242 | 244662 | INR
2000 | Central Zone, Bhubaneswar | 2200 | EHT (O&M) Circle, Cuttack | 2204 | EHT (O&M) Division, Paradeep | C349 | 132/33 kV S/S S/D Olaver | 3000000208 | 4Cx6 Sqmm AL POWER CABLE | CBLE.PWR.AL.AR.E018 | ZSPR_ACT | ZSPR | KM | 0.25 | 32517.42 | INR
2000 | Central Zone, Bhubaneswar | 2200 | EHT (O&M) Circle, Cuttack | 2204 | EHT (O&M) Division, Paradeep | C342 | 220/132/33 kV T/L S/S S/D Paradeep | 3000000208 | 4Cx6 Sqmm AL POWER CABLE | CBLE.PWR.AL.AR.E018 | ZSPR_ACT | ZSPR | KM | 1.242 | 161546.52 | INR
2000 | Central Zone, Bhubaneswar | 2200 | EHT (O&M) Circle, Cuttack | 2204 | EHT (O&M) Division, Paradeep | C345 | 132/33 kV S/S S/D Rajnagar | 3000000208 | 4Cx6 Sqmm AL POWER CABLE | CBLE.PWR.AL.AR.E018 | ZSPR_ACT | ZSPR | KM | 0.128 | 16648.92 | INR
2000 | Central Zone, Bhubaneswar | 2200 | EHT (O&M) Circle, Cuttack | 2204 | EHT (O&M) Division, Paradeep | C344 | 132/33 kV S/S S/D Tirtol | 3000000208 | 4Cx6 Sqmm AL POWER CABLE | CBLE.PWR.AL.AR.E018 | ZSPR_ACT | ZSPR | KM | 0.09 | 11706.27 | INR
2000 | Central Zone, Bhubaneswar | 2200 | EHT (O&M) Circle, Cuttack | 2204 | EHT (O&M) Division, Paradeep | C343 | 132/33 kV S/S S/D Marsaghai | 3000000208 | 4Cx6 Sqmm AL POWER CABLE | CBLE.PWR.AL.AR.E018 | ZSPR_ACT | ZSPR | KM | 0.25 | 32517.42 | INR
2000 | Central Zone, Bhubaneswar | 2200 | EHT (O&M) Circle, Cuttack | 2204 | EHT (O&M) Division, Paradeep | C348 | 132/33 kV T/L S/S S/D Chandikhol | 3000000215 | 4Cx16SQMM POWER CABLE AL | CBLE.PWR.AL.UAR.E002 | ZSPR_ACT | ZSPR | KM | 0.2 | 17436 | INR
2000 | Central Zone, Bhubaneswar | 2200 | EHT (O&M) Circle, Cuttack | 2204 | EHT (O&M) Division, Paradeep | C343 | 132/33 kV S/S S/D Marsaghai | 3000000218 | 1Cx120 SQMM POWER CABLE CU | CBLE.PWR.CU.UAR.A008 | ZSPR_ACT | ZSPR | KM | 0.025 | 8750 | INR
2000 | Central Zone, Bhubaneswar | 2200 | EHT (O&M) Circle, Cuttack | 2204 | EHT (O&M) Division, Paradeep | C350 |  | 3000000249 | 300X75X2500M CABLE TRAY | CBLE.TRAY.A002 | ZSPR_ACT | ZSPR | NOS | 220 | 349800 | INR
2000 | Central Zone, Bhubaneswar | 2200 | EHT (O&M) Circle, Cuttack | 2204 | EHT (O&M) Division, Paradeep | C350 |  | 3000000250 | 450x75x2500MM size CABLE TRAY | CBLE.TRAY.A003 | ZSPR_ACT | ZSPR | NOS | 20 | 36150 | INR
2000 | Central Zone, Bhubaneswar | 2200 | EHT (O&M) Circle, Cuttack | 2204 | EHT (O&M) Division, Paradeep | C345 | 132/33 kV S/S S/D Rajnagar | 3000000275 | 33 KV Tfr BUSHING CLAMP | CLMP.BUSH.A001 | ZSPR_ACT | ZSPR | NOS | 2 | 3671.09 | INR
2000 | Central Zone, Bhubaneswar | 2200 | EHT (O&M) Circle, Cuttack | 2204 | EHT (O&M) Division, Paradeep | C346 | 132/33 kV T/L S/S S/D Kendrapara | 3000000275 | 33 KV Tfr BUSHING CLAMP | CLMP.BUSH.A001 | ZSPR_ACT | ZSPR | NOS | 2 | 3671.09 | INR
2000 | Central Zone, Bhubaneswar | 2200 | EHT (O&M) Circle, Cuttack | 2204 | EHT (O&M) Division, Paradeep | C347 | 132/33 kV T/L S/S S/D Pattamundai | 3000000275 | 33 KV Tfr BUSHING CLAMP | CLMP.BUSH.A001 | ZSPR_ACT | ZSPR | NOS | 4 | 7342.2 | INR
2000 | Central Zone, Bhubaneswar | 2200 | EHT (O&M) Circle, Cuttack | 2204 | EHT (O&M) Division, Paradeep | C349 | 132/33 kV S/S S/D Olaver | 3000000275 | 33 KV Tfr BUSHING CLAMP | CLMP.BUSH.A001 | ZSPR_ACT | ZSPR | NOS | 2 | 3671.09 | INR
2000 | Central Zone, Bhubaneswar | 2200 | EHT (O&M) Circle, Cuttack | 2204 | EHT (O&M) Division, Paradeep | C343 | 132/33 kV S/S S/D Marsaghai | 3000000275 | 33 KV Tfr BUSHING CLAMP | CLMP.BUSH.A001 | ZSPR_ACT | ZSPR | NOS | 4 | 7342.19 | INR
2000 | Central Zone, Bhubaneswar | 2200 | EHT (O&M) Circle, Cuttack | 2204 | EHT (O&M) Division, Paradeep | C346 | 132/33 kV T/L S/S S/D Kendrapara | 3000000276 | 132 KV Tfr BUSHING CLAMP | CLMP.BUSH.A002 | ZSPR_ACT | ZSPR | NOS | 2 | 4311.42 | INR
2000 | Central Zone, Bhubaneswar | 2200 | EHT (O&M) Circle, Cuttack | 2204 | EHT (O&M) Division, Paradeep | C346 | 132/33 kV T/L S/S S/D Kendrapara | 3000000293 | 33KV Isolator Pad Clamp for Zebra | CLMP.ISO.AL.A004 | ZSPR_ACT | ZSPR | NOS | 92 | 82800 | INR
2000 | Central Zone, Bhubaneswar | 2200 | EHT (O&M) Circle, Cuttack | 2204 | EHT (O&M) Division, Paradeep | C348 | 132/33 kV T/L S/S S/D Chandikhol | 3000000295 | Isolator Pad Clamp for Moose | CLMP.ISO.AL.A006 | ZSPR_ACT | ZSPR | NOS | 14 | 8680 | INR
2000 | Central Zone, Bhubaneswar | 2200 | EHT (O&M) Circle, Cuttack | 2204 | EHT (O&M) Division, Paradeep | C346 | 132/33 kV T/L S/S S/D Kendrapara | 3000000296 | 132KV Isolator pad calmp for ACSR Zebra | CLMP.ISO.AL.A008 | ZSPR_ACT | ZSPR | NOS | 5 | 4170.8 | INR
2000 | Central Zone, Bhubaneswar | 2200 | EHT (O&M) Circle, Cuttack | 2204 | EHT (O&M) Division, Paradeep | C343 | 132/33 kV S/S S/D Marsaghai | 3000000301 | 220KV-Isolater Pad Clamp for twin Moose | CLMP.ISO.AL.A019 | ZSPR_ACT | ZSPR | NOS | 10 | 8319.1 | INR
2000 | Central Zone, Bhubaneswar | 2200 | EHT (O&M) Circle, Cuttack | 2204 | EHT (O&M) Division, Paradeep | C348 | 132/33 kV T/L S/S S/D Chandikhol | 3000000314 | 220KV LA calmp for Moose | CLMP.LPAD.AL.A006 | ZSPR_ACT | ZSPR | NOS | 16 | 13600 | INR
2000 | Central Zone, Bhubaneswar | 2200 | EHT (O&M) Circle, Cuttack | 2204 | EHT (O&M) Division, Paradeep | C347 | 132/33 kV T/L S/S S/D Pattamundai | 3000000319 | 33kV CB PAD CLAMP AL FOR ZEBRA | CLMP.PAD.AL.A002 | ZSPR_ACT | ZSPR | NOS | 9 | 5374.44 | INR
2000 | Central Zone, Bhubaneswar | 2200 | EHT (O&M) Circle, Cuttack | 2204 | EHT (O&M) Division, Paradeep | C346 | 132/33 kV T/L S/S S/D Kendrapara | 3000000319 | 33kV CB PAD CLAMP AL FOR ZEBRA | CLMP.PAD.AL.A002 | ZSPR_ACT | ZSPR | NOS | 36 | 21497.76 | INR
2000 | Central Zone, Bhubaneswar | 2200 | EHT (O&M) Circle, Cuttack | 2204 | EHT (O&M) Division, Paradeep | C347 | 132/33 kV T/L S/S S/D Pattamundai | 3000000320 | PAD CLAMP AL FOR MOOSE | CLMP.PAD.AL.A003 | ZSPR_ACT | ZSPR | NOS | 8 | 5323.93 | INR
2000 | Central Zone, Bhubaneswar | 2200 | EHT (O&M) Circle, Cuttack | 2204 | EHT (O&M) Division, Paradeep | C343 | 132/33 kV S/S S/D Marsaghai | 3000000320 | PAD CLAMP AL FOR MOOSE | CLMP.PAD.AL.A003 | ZSPR_ACT | ZSPR | NOS | 23 | 15306.31 | INR
2000 | Central Zone, Bhubaneswar | 2200 | EHT (O&M) Circle, Cuttack | 2204 | EHT (O&M) Division, Paradeep | C348 | 132/33 kV T/L S/S S/D Chandikhol | 3000000320 | PAD CLAMP AL FOR MOOSE | CLMP.PAD.AL.A003 | ZSPR_ACT | ZSPR | NOS | 34 | 22626.72 | INR
2000 | Central Zone, Bhubaneswar | 2200 | EHT (O&M) Circle, Cuttack | 2204 | EHT (O&M) Division, Paradeep | C345 | 132/33 kV S/S S/D Rajnagar | 3000000320 | PAD CLAMP AL FOR MOOSE | CLMP.PAD.AL.A003 | ZSPR_ACT | ZSPR | NOS | 6 | 3992.95 | INR
2000 | Central Zone, Bhubaneswar | 2200 | EHT (O&M) Circle, Cuttack | 2204 | EHT (O&M) Division, Paradeep | C346 | 132/33 kV T/L S/S S/D Kendrapara | 3000000320 | PAD CLAMP AL FOR MOOSE | CLMP.PAD.AL.A003 | ZSPR_ACT | ZSPR | NOS | 64 | 42591.49 | INR
2000 | Central Zone, Bhubaneswar | 2200 | EHT (O&M) Circle, Cuttack | 2204 | EHT (O&M) Division, Paradeep | C342 | 220/132/33 kV T/L S/S S/D Paradeep | 3000000321 | 33kV CB PAD CLAMP AL FOR TWIN ZEBRA | CLMP.PAD.AL.A004 | ZSPR_ACT | ZSPR | NOS | 87 | 61501.17 | INR
2000 | Central Zone, Bhubaneswar | 2200 | EHT (O&M) Circle, Cuttack | 2204 | EHT (O&M) Division, Paradeep | C346 | 132/33 kV T/L S/S S/D Kendrapara | 3000000326 | PAD CLAMP ALLUMINIUM FOR PANTHER | CLMP.PAD.AL.B001 | ZSPR_ACT | ZSPR | NOS | 71 | 46312.59 | INR
2000 | Central Zone, Bhubaneswar | 2200 | EHT (O&M) Circle, Cuttack | 2204 | EHT (O&M) Division, Paradeep | C346 | 132/33 kV T/L S/S S/D Kendrapara | 3000000342 | 1 BOLTED PG CLAMP FOR PANTHER - PANTHER | CLMP.PG.A001 | ZSPR_ACT | ZSPR | NOS | 12 | 2155.92 | INR
2000 | Central Zone, Bhubaneswar | 2200 | EHT (O&M) Circle, Cuttack | 2204 | EHT (O&M) Division, Paradeep | C347 | 132/33 kV T/L S/S S/D Pattamundai | 3000000342 | 1 BOLTED PG CLAMP FOR PANTHER - PANTHER | CLMP.PG.A001 | ZSPR_ACT | ZSPR | NOS | 10 | 1796.6 | INR
2000 | Central Zone, Bhubaneswar | 2200 | EHT (O&M) Circle, Cuttack | 2204 | EHT (O&M) Division, Paradeep | C347 | 132/33 kV T/L S/S S/D Pattamundai | 3000000347 | 2 BOLTED PG CLAMP FOR PANTHER -PANTHER | CLMP.PG.B001 | ZSPR_ACT | ZSPR | NOS | 7 | 2061.92 | INR
2000 | Central Zone, Bhubaneswar | 2200 | EHT (O&M) Circle, Cuttack | 2204 | EHT (O&M) Division, Paradeep | C346 | 132/33 kV T/L S/S S/D Kendrapara | 3000000347 | 2 BOLTED PG CLAMP FOR PANTHER -PANTHER | CLMP.PG.B001 | ZSPR_ACT | ZSPR | NOS | 22 | 6480.32 | INR
2000 | Central Zone, Bhubaneswar | 2200 | EHT (O&M) Circle, Cuttack | 2204 | EHT (O&M) Division, Paradeep | CL46 | 132/33 kV T/L S/S S/D KendraparaLine | 3000000347 | 2 BOLTED PG CLAMP FOR PANTHER -PANTHER | CLMP.PG.B001 | ZSPR_ACT | ZSPR | NOS | 23 | 6774.88 | INR
2000 | Central Zone, Bhubaneswar | 2200 | EHT (O&M) Circle, Cuttack | 2204 | EHT (O&M) Division, Paradeep | C346 | 132/33 kV T/L S/S S/D Kendrapara | 3000000348 | 2 BOLTED PG CLAMP FOR ZEBRA - ZEBRA | CLMP.PG.B002 | ZSPR_ACT | ZSPR | NOS | 5 | 1967.55 | INR
2000 | Central Zone, Bhubaneswar | 2200 | EHT (O&M) Circle, Cuttack | 2204 | EHT (O&M) Division, Paradeep | C348 | 132/33 kV T/L S/S S/D Chandikhol | 3000000350 | 2 BOLTED PG CLAMP FOR MOOSE - MOOSE | CLMP.PG.B004 | ZSPR_ACT | ZSPR | NOS | 18 | 7575.81 | INR
2000 | Central Zone, Bhubaneswar | 2200 | EHT (O&M) Circle, Cuttack | 2204 | EHT (O&M) Division, Paradeep | C345 | 132/33 kV S/S S/D Rajnagar | 3000000350 | 2 BOLTED PG CLAMP FOR MOOSE - MOOSE | CLMP.PG.B004 | ZSPR_ACT | ZSPR | NOS | 5 | 2104.39 | INR
2000 | Central Zone, Bhubaneswar | 2200 | EHT (O&M) Circle, Cuttack | 2204 | EHT (O&M) Division, Paradeep | C348 | 132/33 kV T/L S/S S/D Chandikhol | 3000000352 | 2 BOLTED PG CLAMP FOR DOG - DOG | CLMP.PG.B007 | ZSPR_ACT | ZSPR | NOS | 20 | 5289.44 | INR
2000 | Central Zone, Bhubaneswar | 2200 | EHT (O&M) Circle, Cuttack | 2204 | EHT (O&M) Division, Paradeep | C343 | 132/33 kV S/S S/D Marsaghai | 3000000352 | 2 BOLTED PG CLAMP FOR DOG - DOG | CLMP.PG.B007 | ZSPR_ACT | ZSPR | NOS | 5 | 1322.36 | INR
2000 | Central Zone, Bhubaneswar | 2200 | EHT (O&M) Circle, Cuttack | 2204 | EHT (O&M) Division, Paradeep | CL47 | 132/33 kV T/L S/S S/D Pattamundai_Line | 3000000355 | 3 BOLTED PG CLAMP FOR PANTHER -PANTHER | CLMP.PG.C001 | ZSPR_ACT | ZSPR | NOS | 44 | 18613.75 | INR
2000 | Central Zone, Bhubaneswar | 2200 | EHT (O&M) Circle, Cuttack | 2204 | EHT (O&M) Division, Paradeep | C347 | 132/33 kV T/L S/S S/D Pattamundai | 3000000355 | 3 BOLTED PG CLAMP FOR PANTHER -PANTHER | CLMP.PG.C001 | ZSPR_ACT | ZSPR | NOS | 8 | 3384.32 | INR
2000 | Central Zone, Bhubaneswar | 2200 | EHT (O&M) Circle, Cuttack | 2204 | EHT (O&M) Division, Paradeep | C346 | 132/33 kV T/L S/S S/D Kendrapara | 3000000355 | 3 BOLTED PG CLAMP FOR PANTHER -PANTHER | CLMP.PG.C001 | ZSPR_ACT | ZSPR | NOS | 10 | 4230.4 | INR
2000 | Central Zone, Bhubaneswar | 2200 | EHT (O&M) Circle, Cuttack | 2204 | EHT (O&M) Division, Paradeep | CL46 | 132/33 kV T/L S/S S/D KendraparaLine | 3000000355 | 3 BOLTED PG CLAMP FOR PANTHER -PANTHER | CLMP.PG.C001 | ZSPR_ACT | ZSPR | NOS | 26 | 10999.04 | INR
2000 | Central Zone, Bhubaneswar | 2200 | EHT (O&M) Circle, Cuttack | 2204 | EHT (O&M) Division, Paradeep | C346 | 132/33 kV T/L S/S S/D Kendrapara | 3000000356 | 3 BOLTED PG CLAMP FOR ZEBRA - ZEBRA | CLMP.PG.C002 | ZSPR_ACT | ZSPR | NOS | 4 | 2653.12 | INR
2000 | Central Zone, Bhubaneswar | 2200 | EHT (O&M) Circle, Cuttack | 2204 | EHT (O&M) Division, Paradeep | C348 | 132/33 kV T/L S/S S/D Chandikhol | 3000000356 | 3 BOLTED PG CLAMP FOR ZEBRA - ZEBRA | CLMP.PG.C002 | ZSPR_ACT | ZSPR | NOS | 6 | 3979.68 | INR
2000 | Central Zone, Bhubaneswar | 2200 | EHT (O&M) Circle, Cuttack | 2204 | EHT (O&M) Division, Paradeep | C348 | 132/33 kV T/L S/S S/D Chandikhol | 3000000358 | 3 BOLTED PG CLAMP FOR MOOSE - MOOSE | CLMP.PG.C004 | ZSPR_ACT | ZSPR | NOS | 17 | 9822.94 | INR
2000 | Central Zone, Bhubaneswar | 2200 | EHT (O&M) Circle, Cuttack | 2204 | EHT (O&M) Division, Paradeep | C347 | 132/33 kV T/L S/S S/D Pattamundai | 3000000363 | 4 BOLTED PG CLAMP FOR PANTHER -PANTHER | CLMP.PG.D001 | ZSPR_ACT | ZSPR | NOS | 5 | 2601.25 | INR
2000 | Central Zone, Bhubaneswar | 2200 | EHT (O&M) Circle, Cuttack | 2204 | EHT (O&M) Division, Paradeep | C346 | 132/33 kV T/L S/S S/D Kendrapara | 3000000363 | 4 BOLTED PG CLAMP FOR PANTHER -PANTHER | CLMP.PG.D001 | ZSPR_ACT | ZSPR | NOS | 5 | 2601.25 | INR
2000 | Central Zone, Bhubaneswar | 2200 | EHT (O&M) Circle, Cuttack | 2204 | EHT (O&M) Division, Paradeep | C347 | 132/33 kV T/L S/S S/D Pattamundai | 3000000364 | 4 BOLTED PG CLAMP FOR ZEBRA - ZEBRA | CLMP.PG.D002 | ZSPR_ACT | ZSPR | NOS | 3 | 1895.35 | INR
2000 | Central Zone, Bhubaneswar | 2200 | EHT (O&M) Circle, Cuttack | 2204 | EHT (O&M) Division, Paradeep | C346 | 132/33 kV T/L S/S S/D Kendrapara | 3000000364 | 4 BOLTED PG CLAMP FOR ZEBRA - ZEBRA | CLMP.PG.D002 | ZSPR_ACT | ZSPR | NOS | 13 | 8213.19 | INR
2000 | Central Zone, Bhubaneswar | 2200 | EHT (O&M) Circle, Cuttack | 2204 | EHT (O&M) Division, Paradeep | C344 | 132/33 kV S/S S/D Tirtol | 3000000364 | 4 BOLTED PG CLAMP FOR ZEBRA - ZEBRA | CLMP.PG.D002 | ZSPR_ACT | ZSPR | NOS | 15 | 9476.76 | INR
2000 | Central Zone, Bhubaneswar | 2200 | EHT (O&M) Circle, Cuttack | 2204 | EHT (O&M) Division, Paradeep | C342 | 220/132/33 kV T/L S/S S/D Paradeep | 3000000364 | 4 BOLTED PG CLAMP FOR ZEBRA - ZEBRA | CLMP.PG.D002 | ZSPR_ACT | ZSPR | NOS | 28 | 17689.94 | INR
2000 | Central Zone, Bhubaneswar | 2200 | EHT (O&M) Circle, Cuttack | 2204 | EHT (O&M) Division, Paradeep | C346 | 132/33 kV T/L S/S S/D Kendrapara | 3000000365 | 4 BOLTED PG CLAMP FOR ZEBRA - PANTHER | CLMP.PG.D003 | ZSPR_ACT | ZSPR | NOS | 5 | 4760.75 | INR
2000 | Central Zone, Bhubaneswar | 2200 | EHT (O&M) Circle, Cuttack | 2204 | EHT (O&M) Division, Paradeep | C343 | 132/33 kV S/S S/D Marsaghai | 3000000366 | 4 BOLTED PG CLAMP FOR MOOSE - MOOSE | CLMP.PG.D004 | ZSPR_ACT | ZSPR | NOS | 8 | 5363.88 | INR
2000 | Central Zone, Bhubaneswar | 2200 | EHT (O&M) Circle, Cuttack | 2204 | EHT (O&M) Division, Paradeep | C345 | 132/33 kV S/S S/D Rajnagar | 3000000366 | 4 BOLTED PG CLAMP FOR MOOSE - MOOSE | CLMP.PG.D004 | ZSPR_ACT | ZSPR | NOS | 5 | 3352.43 | INR
2000 | Central Zone, Bhubaneswar | 2200 | EHT (O&M) Circle, Cuttack | 2204 | EHT (O&M) Division, Paradeep | C348 | 132/33 kV T/L S/S S/D Chandikhol | 3000000366 | 4 BOLTED PG CLAMP FOR MOOSE - MOOSE | CLMP.PG.D004 | ZSPR_ACT | ZSPR | NOS | 20 | 13409.7 | INR
2000 | Central Zone, Bhubaneswar | 2200 | EHT (O&M) Circle, Cuttack | 2204 | EHT (O&M) Division, Paradeep | C349 | 132/33 kV S/S S/D Olaver | 3000000366 | 4 BOLTED PG CLAMP FOR MOOSE - MOOSE | CLMP.PG.D004 | ZSPR_ACT | ZSPR | NOS | 5 | 3352.43 | INR
2000 | Central Zone, Bhubaneswar | 2200 | EHT (O&M) Circle, Cuttack | 2204 | EHT (O&M) Division, Paradeep | C349 | 132/33 kV S/S S/D Olaver | 3000000376 | 4BOLTED POST INSULATOR CLAMP ALFOR ZEBRA | CLMP.PI.AL.D001 | ZSPR_ACT | ZSPR | NOS | 2 | 973.91 | INR
2000 | Central Zone, Bhubaneswar | 2200 | EHT (O&M) Circle, Cuttack | 2204 | EHT (O&M) Division, Paradeep | C348 | 132/33 kV T/L S/S S/D Chandikhol | 3000000376 | 4BOLTED POST INSULATOR CLAMP ALFOR ZEBRA | CLMP.PI.AL.D001 | ZSPR_ACT | ZSPR | NOS | 15 | 7304.31 | INR
2000 | Central Zone, Bhubaneswar | 2200 | EHT (O&M) Circle, Cuttack | 2204 | EHT (O&M) Division, Paradeep | C346 | 132/33 kV T/L S/S S/D Kendrapara | 3000000376 | 4BOLTED POST INSULATOR CLAMP ALFOR ZEBRA | CLMP.PI.AL.D001 | ZSPR_ACT | ZSPR | NOS | 3 | 1460.86 | INR
2000 | Central Zone, Bhubaneswar | 2200 | EHT (O&M) Circle, Cuttack | 2204 | EHT (O&M) Division, Paradeep | C344 | 132/33 kV S/S S/D Tirtol | 3000000376 | 4BOLTED POST INSULATOR CLAMP ALFOR ZEBRA | CLMP.PI.AL.D001 | ZSPR_ACT | ZSPR | NOS | 3 | 1460.86 | INR
2000 | Central Zone, Bhubaneswar | 2200 | EHT (O&M) Circle, Cuttack | 2204 | EHT (O&M) Division, Paradeep | C343 | 132/33 kV S/S S/D Marsaghai | 3000000376 | 4BOLTED POST INSULATOR CLAMP ALFOR ZEBRA | CLMP.PI.AL.D001 | ZSPR_ACT | ZSPR | NOS | 6 | 2921.72 | INR
2000 | Central Zone, Bhubaneswar | 2200 | EHT (O&M) Circle, Cuttack | 2204 | EHT (O&M) Division, Paradeep | C342 | 220/132/33 kV T/L S/S S/D Paradeep | 3000000376 | 4BOLTED POST INSULATOR CLAMP ALFOR ZEBRA | CLMP.PI.AL.D001 | ZSPR_ACT | ZSPR | NOS | 55 | 26782.45 | INR
2000 | Central Zone, Bhubaneswar | 2200 | EHT (O&M) Circle, Cuttack | 2204 | EHT (O&M) Division, Paradeep | C347 | 132/33 kV T/L S/S S/D Pattamundai | 3000000385 | 6bolt-Bi.CT stud clamp-ACSR zebra | CLMP.SP.CT.AL.A016 | ZSPR_ACT | ZSPR | NOS | 4 | 4451.84 | INR
2000 | Central Zone, Bhubaneswar | 2200 | EHT (O&M) Circle, Cuttack | 2204 | EHT (O&M) Division, Paradeep | C347 | 132/33 kV T/L S/S S/D Pattamundai | 3000000386 | STRAIGHT THROUGH CLAMP ZEBRA BIMETALLIC | CLMP.ST.THRU.AL.A001 | ZSPR_ACT | ZSPR | NOS | 1 | 1042.56 | INR
2000 | Central Zone, Bhubaneswar | 2200 | EHT (O&M) Circle, Cuttack | 2204 | EHT (O&M) Division, Paradeep | C346 | 132/33 kV T/L S/S S/D Kendrapara | 3000000386 | STRAIGHT THROUGH CLAMP ZEBRA BIMETALLIC | CLMP.ST.THRU.AL.A001 | ZSPR_ACT | ZSPR | NOS | 18 | 18766.14 | INR
2000 | Central Zone, Bhubaneswar | 2200 | EHT (O&M) Circle, Cuttack | 2204 | EHT (O&M) Division, Paradeep | C342 | 220/132/33 kV T/L S/S S/D Paradeep | 3000000386 | STRAIGHT THROUGH CLAMP ZEBRA BIMETALLIC | CLMP.ST.THRU.AL.A001 | ZSPR_ACT | ZSPR | NOS | 16 | 16681.01 | INR
2000 | Central Zone, Bhubaneswar | 2200 | EHT (O&M) Circle, Cuttack | 2204 | EHT (O&M) Division, Paradeep | C343 | 132/33 kV S/S S/D Marsaghai | 3000000386 | STRAIGHT THROUGH CLAMP ZEBRA BIMETALLIC | CLMP.ST.THRU.AL.A001 | ZSPR_ACT | ZSPR | NOS | 25 | 26064.07 | INR
2000 | Central Zone, Bhubaneswar | 2200 | EHT (O&M) Circle, Cuttack | 2204 | EHT (O&M) Division, Paradeep | C344 | 132/33 kV S/S S/D Tirtol | 3000000386 | STRAIGHT THROUGH CLAMP ZEBRA BIMETALLIC | CLMP.ST.THRU.AL.A001 | ZSPR_ACT | ZSPR | NOS | 12 | 12510.76 | INR
2000 | Central Zone, Bhubaneswar | 2200 | EHT (O&M) Circle, Cuttack | 2204 | EHT (O&M) Division, Paradeep | C347 | 132/33 kV T/L S/S S/D Pattamundai | 3000000387 | ST CLAMP AL FOR CT STUD-MOOSE | CLMP.ST.THRU.AL.A002 | ZSPR_ACT | ZSPR | NOS | 7 | 7067.16 | INR
2000 | Central Zone, Bhubaneswar | 2200 | EHT (O&M) Circle, Cuttack | 2204 | EHT (O&M) Division, Paradeep | C349 | 132/33 kV S/S S/D Olaver | 3000000387 | ST CLAMP AL FOR CT STUD-MOOSE | CLMP.ST.THRU.AL.A002 | ZSPR_ACT | ZSPR | NOS | 4 | 4038.38 | INR
2000 | Central Zone, Bhubaneswar | 2200 | EHT (O&M) Circle, Cuttack | 2204 | EHT (O&M) Division, Paradeep | C345 | 132/33 kV S/S S/D Rajnagar | 3000000387 | ST CLAMP AL FOR CT STUD-MOOSE | CLMP.ST.THRU.AL.A002 | ZSPR_ACT | ZSPR | NOS | 5 | 5047.98 | INR
2000 | Central Zone, Bhubaneswar | 2200 | EHT (O&M) Circle, Cuttack | 2204 | EHT (O&M) Division, Paradeep | C346 | 132/33 kV T/L S/S S/D Kendrapara | 3000000388 | T Clamp for Panther run-Panther Drop | CLMP.T.AL.A001 | ZSPR_ACT | ZSPR | NOS | 5 | 4647.45 | INR
2000 | Central Zone, Bhubaneswar | 2200 | EHT (O&M) Circle, Cuttack | 2204 | EHT (O&M) Division, Paradeep | C347 | 132/33 kV T/L S/S S/D Pattamundai | 3000000389 | T CLAMP ALFOR PANTHER RUN-ZEBRA DROP | CLMP.T.AL.A002 | ZSPR_ACT | ZSPR | NOS | 6 | 4710 | INR
2000 | Central Zone, Bhubaneswar | 2200 | EHT (O&M) Circle, Cuttack | 2204 | EHT (O&M) Division, Paradeep | C342 | 220/132/33 kV T/L S/S S/D Paradeep | 3000000391 | T CLAMP ALFOR ZEBRA RUN - ZEBRA DROP | CLMP.T.AL.A004 | ZSPR_ACT | ZSPR | NOS | 16 | 15311.83 | INR
2000 | Central Zone, Bhubaneswar | 2200 | EHT (O&M) Circle, Cuttack | 2204 | EHT (O&M) Division, Paradeep | C344 | 132/33 kV S/S S/D Tirtol | 3000000391 | T CLAMP ALFOR ZEBRA RUN - ZEBRA DROP | CLMP.T.AL.A004 | ZSPR_ACT | ZSPR | NOS | 10 | 9569.89 | INR
2000 | Central Zone, Bhubaneswar | 2200 | EHT (O&M) Circle, Cuttack | 2204 | EHT (O&M) Division, Paradeep | C348 | 132/33 kV T/L S/S S/D Chandikhol | 3000000394 | T-CLAMP ACSR MOOSE RUN AND MOOSE DROP | CLMP.T.AL.A007 | ZSPR_ACT | ZSPR | NOS | 13 | 8655.79 | INR
2000 | Central Zone, Bhubaneswar | 2200 | EHT (O&M) Circle, Cuttack | 2204 | EHT (O&M) Division, Paradeep | C346 | 132/33 kV T/L S/S S/D Kendrapara | 3000000394 | T-CLAMP ACSR MOOSE RUN AND MOOSE DROP | CLMP.T.AL.A007 | ZSPR_ACT | ZSPR | NOS | 8 | 5326.64 | INR
2000 | Central Zone, Bhubaneswar | 2200 | EHT (O&M) Circle, Cuttack | 2204 | EHT (O&M) Division, Paradeep | C343 | 132/33 kV S/S S/D Marsaghai | 3000000394 | T-CLAMP ACSR MOOSE RUN AND MOOSE DROP | CLMP.T.AL.A007 | ZSPR_ACT | ZSPR | NOS | 7 | 4660.81 | INR
2000 | Central Zone, Bhubaneswar | 2200 | EHT (O&M) Circle, Cuttack | 2204 | EHT (O&M) Division, Paradeep | C342 | 220/132/33 kV T/L S/S S/D Paradeep | 3000000395 | T CLAMP ALFOR MOOSE RUN- ZEBRA DROP | CLMP.T.AL.A008 | ZSPR_ACT | ZSPR | NOS | 1 | 886.03 | INR
2000 | Central Zone, Bhubaneswar | 2200 | EHT (O&M) Circle, Cuttack | 2204 | EHT (O&M) Division, Paradeep | C347 | 132/33 kV T/L S/S S/D Pattamundai | 3000000402 | T-clamp ACSR panther run ACSR moose drop | CLMP.T.AL.A026 | ZSPR_ACT | ZSPR | NOS | 10 | 9327.98 | INR
2000 | Central Zone, Bhubaneswar | 2200 | EHT (O&M) Circle, Cuttack | 2204 | EHT (O&M) Division, Paradeep | C345 | 132/33 kV S/S S/D Rajnagar | 3000000402 | T-clamp ACSR panther run ACSR moose drop | CLMP.T.AL.A026 | ZSPR_ACT | ZSPR | NOS | 6 | 5596.78 | INR
2000 | Central Zone, Bhubaneswar | 2200 | EHT (O&M) Circle, Cuttack | 2204 | EHT (O&M) Division, Paradeep | C344 | 132/33 kV S/S S/D Tirtol | 3000000402 | T-clamp ACSR panther run ACSR moose drop | CLMP.T.AL.A026 | ZSPR_ACT | ZSPR | NOS | 6 | 5596.78 | INR
2000 | Central Zone, Bhubaneswar | 2200 | EHT (O&M) Circle, Cuttack | 2204 | EHT (O&M) Division, Paradeep | C349 | 132/33 kV S/S S/D Olaver | 3000000402 | T-clamp ACSR panther run ACSR moose drop | CLMP.T.AL.A026 | ZSPR_ACT | ZSPR | NOS | 5 | 4663.99 | INR
2000 | Central Zone, Bhubaneswar | 2200 | EHT (O&M) Circle, Cuttack | 2204 | EHT (O&M) Division, Paradeep | C343 | 132/33 kV S/S S/D Marsaghai | 3000000402 | T-clamp ACSR panther run ACSR moose drop | CLMP.T.AL.A026 | ZSPR_ACT | ZSPR | NOS | 6 | 5596.78 | INR
2000 | Central Zone, Bhubaneswar | 2200 | EHT (O&M) Circle, Cuttack | 2204 | EHT (O&M) Division, Paradeep | C342 | 220/132/33 kV T/L S/S S/D Paradeep | 3000000406 | SPR T CLAMP AL TWIN MOOSE RUN-ZEBRA DROP | CLMP.T.AL.B002 | ZSPR_ACT | ZSPR | NOS | 38 | 77836.92 | INR
2000 | Central Zone, Bhubaneswar | 2200 | EHT (O&M) Circle, Cuttack | 2204 | EHT (O&M) Division, Paradeep | C342 | 220/132/33 kV T/L S/S S/D Paradeep | 3000000414 | JUMPER CONE FOR ACSR ZEBRA CONDUCTOR | COND.ACCES.A003 | ZSPR_ACT | ZSPR | NOS | 18 | 5144.76 | INR
2000 | Central Zone, Bhubaneswar | 2200 | EHT (O&M) Circle, Cuttack | 2204 | EHT (O&M) Division, Paradeep | C342 | 220/132/33 kV T/L S/S S/D Paradeep | 3000000415 | JUMPER CONE FOR ACSR MOOSE CONDUCTOR | COND.ACCES.A004 | ZSPR_ACT | ZSPR | NOS | 12 | 3201.12 | INR
2000 | Central Zone, Bhubaneswar | 2200 | EHT (O&M) Circle, Cuttack | 2204 | EHT (O&M) Division, Paradeep | CL47 | 132/33 kV T/L S/S S/D Pattamundai_Line | 3000000427 | PA ROD ACSR PANTHER IN SET | COND.ACCES.B002 | ZSPR_ACT | ZSPR | NOS | 81 | 31680.72 | INR
2000 | Central Zone, Bhubaneswar | 2200 | EHT (O&M) Circle, Cuttack | 2204 | EHT (O&M) Division, Paradeep | CL46 | 132/33 kV T/L S/S S/D KendraparaLine | 3000000427 | PA ROD ACSR PANTHER IN SET | COND.ACCES.B002 | ZSPR_ACT | ZSPR | NOS | 69 | 26987.28 | INR
2000 | Central Zone, Bhubaneswar | 2200 | EHT (O&M) Circle, Cuttack | 2204 | EHT (O&M) Division, Paradeep | CL42 | 220/132/33 kV T/L S/S S/D Paradeep_Line | 3000000427 | PA ROD ACSR PANTHER IN SET | COND.ACCES.B002 | ZSPR_ACT | ZSPR | NOS | 167 | 65317.04 | INR
2000 | Central Zone, Bhubaneswar | 2200 | EHT (O&M) Circle, Cuttack | 2204 | EHT (O&M) Division, Paradeep | C343 | 132/33 kV S/S S/D Marsaghai | 3000000437 | MS JOINT FOR ACSR PANTHER CONDUCTOR | COND.ACCES.C002 | ZSPR_ACT | ZSPR | NOS | 10 | 5469.77 | INR
2000 | Central Zone, Bhubaneswar | 2200 | EHT (O&M) Circle, Cuttack | 2204 | EHT (O&M) Division, Paradeep | C344 | 132/33 kV S/S S/D Tirtol | 3000000437 | MS JOINT FOR ACSR PANTHER CONDUCTOR | COND.ACCES.C002 | ZSPR_ACT | ZSPR | NOS | 90 | 49227.93 | INR
2000 | Central Zone, Bhubaneswar | 2200 | EHT (O&M) Circle, Cuttack | 2204 | EHT (O&M) Division, Paradeep | C349 | 132/33 kV S/S S/D Olaver | 3000000437 | MS JOINT FOR ACSR PANTHER CONDUCTOR | COND.ACCES.C002 | ZSPR_ACT | ZSPR | NOS | 64 | 35006.53 | INR
2000 | Central Zone, Bhubaneswar | 2200 | EHT (O&M) Circle, Cuttack | 2204 | EHT (O&M) Division, Paradeep | CL42 | 220/132/33 kV T/L S/S S/D Paradeep_Line | 3000000437 | MS JOINT FOR ACSR PANTHER CONDUCTOR | COND.ACCES.C002 | ZSPR_ACT | ZSPR | NOS | 154 | 84234.45 | INR
2000 | Central Zone, Bhubaneswar | 2200 | EHT (O&M) Circle, Cuttack | 2204 | EHT (O&M) Division, Paradeep | CL46 | 132/33 kV T/L S/S S/D KendraparaLine | 3000000437 | MS JOINT FOR ACSR PANTHER CONDUCTOR | COND.ACCES.C002 | ZSPR_ACT | ZSPR | NOS | 7 | 3828.84 | INR
2000 | Central Zone, Bhubaneswar | 2200 | EHT (O&M) Circle, Cuttack | 2204 | EHT (O&M) Division, Paradeep | CL47 | 132/33 kV T/L S/S S/D Pattamundai_Line | 3000000437 | MS JOINT FOR ACSR PANTHER CONDUCTOR | COND.ACCES.C002 | ZSPR_ACT | ZSPR | NOS | 137 | 74935.84 | INR
2000 | Central Zone, Bhubaneswar | 2200 | EHT (O&M) Circle, Cuttack | 2204 | EHT (O&M) Division, Paradeep | CL42 | 220/132/33 kV T/L S/S S/D Paradeep_Line | 3000000438 | MS JOINT FOR ACSR ZEBRA CONDUCTOR | COND.ACCES.C003 | ZSPR_ACT | ZSPR | NOS | 21 | 16091.25 | INR
2000 | Central Zone, Bhubaneswar | 2200 | EHT (O&M) Circle, Cuttack | 2204 | EHT (O&M) Division, Paradeep | CL46 | 132/33 kV T/L S/S S/D KendraparaLine | 3000000438 | MS JOINT FOR ACSR ZEBRA CONDUCTOR | COND.ACCES.C003 | ZSPR_ACT | ZSPR | NOS | 4 | 3065 | INR
2000 | Central Zone, Bhubaneswar | 2200 | EHT (O&M) Circle, Cuttack | 2204 | EHT (O&M) Division, Paradeep | C345 | 132/33 kV S/S S/D Rajnagar | 3000000448 | SPACER FOR ACSR TWIN MOOSE CONDUCTOR | COND.ACCES.D002 | ZSPR_ACT | ZSPR | NOS | 8 | 5952 | INR
2000 | Central Zone, Bhubaneswar | 2200 | EHT (O&M) Circle, Cuttack | 2204 | EHT (O&M) Division, Paradeep | CL42 | 220/132/33 kV T/L S/S S/D Paradeep_Line | 3000000454 | VD FOR ACSR HORSE CONDUCTOR | COND.ACCES.E001 | ZSPR_ACT | ZSPR | NOS | 39 | 8190 | INR
2000 | Central Zone, Bhubaneswar | 2200 | EHT (O&M) Circle, Cuttack | 2204 | EHT (O&M) Division, Paradeep | CL47 | 132/33 kV T/L S/S S/D Pattamundai_Line | 3000000455 | VD OFACSR PANTHER CONDUCTOR | COND.ACCES.E002 | ZSPR_ACT | ZSPR | NOS | 83 | 43494.21 | INR
2000 | Central Zone, Bhubaneswar | 2200 | EHT (O&M) Circle, Cuttack | 2204 | EHT (O&M) Division, Paradeep | CL42 | 220/132/33 kV T/L S/S S/D Paradeep_Line | 3000000455 | VD OFACSR PANTHER CONDUCTOR | COND.ACCES.E002 | ZSPR_ACT | ZSPR | NOS | 132 | 69171.52 | INR
2000 | Central Zone, Bhubaneswar | 2200 | EHT (O&M) Circle, Cuttack | 2204 | EHT (O&M) Division, Paradeep | C344 | 132/33 kV S/S S/D Tirtol | 3000000455 | VD OFACSR PANTHER CONDUCTOR | COND.ACCES.E002 | ZSPR_ACT | ZSPR | NOS | 150 | 78603.99 | INR
2000 | Central Zone, Bhubaneswar | 2200 | EHT (O&M) Circle, Cuttack | 2204 | EHT (O&M) Division, Paradeep | C343 | 132/33 kV S/S S/D Marsaghai | 3000000455 | VD OFACSR PANTHER CONDUCTOR | COND.ACCES.E002 | ZSPR_ACT | ZSPR | NOS | 12 | 6288.32 | INR
2000 | Central Zone, Bhubaneswar | 2200 | EHT (O&M) Circle, Cuttack | 2204 | EHT (O&M) Division, Paradeep | CL42 | 220/132/33 kV T/L S/S S/D Paradeep_Line | 3000000456 | VD OF ACSR ZEBRA CONDUCTOR | COND.ACCES.E003 | ZSPR_ACT | ZSPR | NOS | 46 | 27287.2 | INR
2000 | Central Zone, Bhubaneswar | 2200 | EHT (O&M) Circle, Cuttack | 2204 | EHT (O&M) Division, Paradeep | CL46 | 132/33 kV T/L S/S S/D KendraparaLine | 3000000456 | VD OF ACSR ZEBRA CONDUCTOR | COND.ACCES.E003 | ZSPR_ACT | ZSPR | NOS | 63 | 37371.6 | INR
2000 | Central Zone, Bhubaneswar | 2200 | EHT (O&M) Circle, Cuttack | 2204 | EHT (O&M) Division, Paradeep | CL42 | 220/132/33 kV T/L S/S S/D Paradeep_Line | 3000000464 | REPAIR SLEEVE FOR ACSR HORSE CONDUCTOR | COND.ACCES.F001 | ZSPR_ACT | ZSPR | NOS | 4 | 180 | INR
2000 | Central Zone, Bhubaneswar | 2200 | EHT (O&M) Circle, Cuttack | 2204 | EHT (O&M) Division, Paradeep | C343 | 132/33 kV S/S S/D Marsaghai | 3000000465 | REPAIR SLEEVE FOR ACSR PANTHER CONDUCTOR | COND.ACCES.F002 | ZSPR_ACT | ZSPR | NOS | 10 | 3070.94 | INR
2000 | Central Zone, Bhubaneswar | 2200 | EHT (O&M) Circle, Cuttack | 2204 | EHT (O&M) Division, Paradeep | C344 | 132/33 kV S/S S/D Tirtol | 3000000465 | REPAIR SLEEVE FOR ACSR PANTHER CONDUCTOR | COND.ACCES.F002 | ZSPR_ACT | ZSPR | NOS | 6 | 1842.57 | INR
2000 | Central Zone, Bhubaneswar | 2200 | EHT (O&M) Circle, Cuttack | 2204 | EHT (O&M) Division, Paradeep | C349 | 132/33 kV S/S S/D Olaver | 3000000465 | REPAIR SLEEVE FOR ACSR PANTHER CONDUCTOR | COND.ACCES.F002 | ZSPR_ACT | ZSPR | NOS | 36 | 11055.39 | INR
2000 | Central Zone, Bhubaneswar | 2200 | EHT (O&M) Circle, Cuttack | 2204 | EHT (O&M) Division, Paradeep | CL42 | 220/132/33 kV T/L S/S S/D Paradeep_Line | 3000000465 | REPAIR SLEEVE FOR ACSR PANTHER CONDUCTOR | COND.ACCES.F002 | ZSPR_ACT | ZSPR | NOS | 111 | 34087.46 | INR
2000 | Central Zone, Bhubaneswar | 2200 | EHT (O&M) Circle, Cuttack | 2204 | EHT (O&M) Division, Paradeep | CL46 | 132/33 kV T/L S/S S/D KendraparaLine | 3000000465 | REPAIR SLEEVE FOR ACSR PANTHER CONDUCTOR | COND.ACCES.F002 | ZSPR_ACT | ZSPR | NOS | 22 | 6756.07 | INR
2000 | Central Zone, Bhubaneswar | 2200 | EHT (O&M) Circle, Cuttack | 2204 | EHT (O&M) Division, Paradeep | CL47 | 132/33 kV T/L S/S S/D Pattamundai_Line | 3000000465 | REPAIR SLEEVE FOR ACSR PANTHER CONDUCTOR | COND.ACCES.F002 | ZSPR_ACT | ZSPR | NOS | 92 | 28252.67 | INR
2000 | Central Zone, Bhubaneswar | 2200 | EHT (O&M) Circle, Cuttack | 2204 | EHT (O&M) Division, Paradeep | CL42 | 220/132/33 kV T/L S/S S/D Paradeep_Line | 3000000466 | REPAIR SLEEVE FOR ACSR ZEBRA CONDUCTOR | COND.ACCES.F003 | ZSPR_ACT | ZSPR | NOS | 107 | 35908.35 | INR
2000 | Central Zone, Bhubaneswar | 2200 | EHT (O&M) Circle, Cuttack | 2204 | EHT (O&M) Division, Paradeep | C350 |  | 3000000466 | REPAIR SLEEVE FOR ACSR ZEBRA CONDUCTOR | COND.ACCES.F003 | ZSPR_ACT | ZSPR | NOS | 4 | 1342.37 | INR
2000 | Central Zone, Bhubaneswar | 2200 | EHT (O&M) Circle, Cuttack | 2204 | EHT (O&M) Division, Paradeep | C344 | 132/33 kV S/S S/D Tirtol | 3000000483 | 36KV PI ACCES OF 15 MVAR CAPACITOR BANK | CPB.15.ACCES.A010 | ZSPR_ACT | ZSPR | NOS | 3 | 5712 | INR
2000 | Central Zone, Bhubaneswar | 2200 | EHT (O&M) Circle, Cuttack | 2204 | EHT (O&M) Division, Paradeep | C343 | 132/33 kV S/S S/D Marsaghai | 3000000574 | EARTHING DEVICE | ERTH.DEVICE.A001 | ZSPR_ACT | ZSPR | NOS | 5 | 12099.25 | INR
2000 | Central Zone, Bhubaneswar | 2200 | EHT (O&M) Circle, Cuttack | 2204 | EHT (O&M) Division, Paradeep | C344 | 132/33 kV S/S S/D Tirtol | 3000000574 | EARTHING DEVICE | ERTH.DEVICE.A001 | ZSPR_ACT | ZSPR | NOS | 16 | 38717.6 | INR
2000 | Central Zone, Bhubaneswar | 2200 | EHT (O&M) Circle, Cuttack | 2204 | EHT (O&M) Division, Paradeep | CL47 | 132/33 kV T/L S/S S/D Pattamundai_Line | 3000000574 | EARTHING DEVICE | ERTH.DEVICE.A001 | ZSPR_ACT | ZSPR | NOS | 1 | 2419.85 | INR
2000 | Central Zone, Bhubaneswar | 2200 | EHT (O&M) Circle, Cuttack | 2204 | EHT (O&M) Division, Paradeep | C343 | 132/33 kV S/S S/D Marsaghai | 3000000585 | EARTHING CONDUCTOR:75X10 mm GI Flat | ERTH.FLAT.GI.A011 | ZSPR_ACT | ZSPR | KM | 0.042 | 18388.86 | INR
2000 | Central Zone, Bhubaneswar | 2200 | EHT (O&M) Circle, Cuttack | 2204 | EHT (O&M) Division, Paradeep | C345 | 132/33 kV S/S S/D Rajnagar | 3000000595 | 50 MM GI PORFORATED EARTHING PIPE | ERTH.PIPE.GI.B005 | ZSPR_ACT | ZSPR | NOS | 6 | 18392.68 | INR
2000 | Central Zone, Bhubaneswar | 2200 | EHT (O&M) Circle, Cuttack | 2204 | EHT (O&M) Division, Paradeep | C343 | 132/33 kV S/S S/D Marsaghai | 3000000595 | 50 MM GI PORFORATED EARTHING PIPE | ERTH.PIPE.GI.B005 | ZSPR_ACT | ZSPR | NOS | 3 | 9196.34 | INR
2000 | Central Zone, Bhubaneswar | 2200 | EHT (O&M) Circle, Cuttack | 2204 | EHT (O&M) Division, Paradeep | C343 | 132/33 kV S/S S/D Marsaghai | 3000000598 | 50 MM GI SPIKE EARTHING PIPE | ERTH.PIPE.GI.C005 | ZSPR_ACT | ZSPR | NOS | 1 | 6743.85 | INR
2000 | Central Zone, Bhubaneswar | 2200 | EHT (O&M) Circle, Cuttack | 2204 | EHT (O&M) Division, Paradeep | C345 | 132/33 kV S/S S/D Rajnagar | 3000000603 | 40x3000 MM MS ROD FOR EARTHING | ERTH.ROD.MS.A001 | ZSPR_ACT | ZSPR | NOS | 3 | 10314.9 | INR
2000 | Central Zone, Bhubaneswar | 2200 | EHT (O&M) Circle, Cuttack | 2204 | EHT (O&M) Division, Paradeep | C344 | 132/33 kV S/S S/D Tirtol | 3000000603 | 40x3000 MM MS ROD FOR EARTHING | ERTH.ROD.MS.A001 | ZSPR_ACT | ZSPR | NOS | 1 | 3438.3 | INR
2000 | Central Zone, Bhubaneswar | 2200 | EHT (O&M) Circle, Cuttack | 2204 | EHT (O&M) Division, Paradeep | C343 | 132/33 kV S/S S/D Marsaghai | 3000000603 | 40x3000 MM MS ROD FOR EARTHING | ERTH.ROD.MS.A001 | ZSPR_ACT | ZSPR | NOS | 23 | 79080.93 | INR
2000 | Central Zone, Bhubaneswar | 2200 | EHT (O&M) Circle, Cuttack | 2204 | EHT (O&M) Division, Paradeep | C343 | 132/33 kV S/S S/D Marsaghai | 3000000612 | MIDSPAN JOINT FOR 7/2.79MM EARTHWIRE | EW.ACCES.A001 | ZSPR_ACT | ZSPR | NOS | 1 | 29 | INR
2000 | Central Zone, Bhubaneswar | 2200 | EHT (O&M) Circle, Cuttack | 2204 | EHT (O&M) Division, Paradeep | CL47 | 132/33 kV T/L S/S S/D Pattamundai_Line | 3000000613 | MID SPAN JOINT FOR 7/3.15MM EARTH WIRE | EW.ACCES.A002 | ZSPR_ACT | ZSPR | NOS | 4 | 654.8 | INR
2000 | Central Zone, Bhubaneswar | 2200 | EHT (O&M) Circle, Cuttack | 2204 | EHT (O&M) Division, Paradeep | C343 | 132/33 kV S/S S/D Marsaghai | 3000000615 | VD FOR 7/2.79MM EARTH WIRE | EW.ACCES.B001 | ZSPR_ACT | ZSPR | NOS | 2 | 40 | INR
2000 | Central Zone, Bhubaneswar | 2200 | EHT (O&M) Circle, Cuttack | 2204 | EHT (O&M) Division, Paradeep | CL47 | 132/33 kV T/L S/S S/D Pattamundai_Line | 3000000616 | VD FOR 7/3.15MM GI EARTHWIRE | EW.ACCES.B002 | ZSPR_ACT | ZSPR | NOS | 7 | 160.72 | INR
2000 | Central Zone, Bhubaneswar | 2200 | EHT (O&M) Circle, Cuttack | 2204 | EHT (O&M) Division, Paradeep | CL42 | 220/132/33 kV T/L S/S S/D Paradeep_Line | 3000000739 | DS HARDWARE FITTING ACSR PANTHER | HWF.DS.A002 | ZSPR_ACT | ZSPR | NOS | 83 | 267343 | INR
2000 | Central Zone, Bhubaneswar | 2200 | EHT (O&M) Circle, Cuttack | 2204 | EHT (O&M) Division, Paradeep | C349 | 132/33 kV S/S S/D Olaver | 3000000739 | DS HARDWARE FITTING ACSR PANTHER | HWF.DS.A002 | ZSPR_ACT | ZSPR | NOS | 21 | 67641 | INR
2000 | Central Zone, Bhubaneswar | 2200 | EHT (O&M) Circle, Cuttack | 2204 | EHT (O&M) Division, Paradeep | C344 | 132/33 kV S/S S/D Tirtol | 3000000748 | DS HWF AGS for 90 KN insulator | HWF.DS.A016 | ZSPR_ACT | ZSPR | SET | 35 | 141050 | INR
2000 | Central Zone, Bhubaneswar | 2200 | EHT (O&M) Circle, Cuttack | 2204 | EHT (O&M) Division, Paradeep | CL42 | 220/132/33 kV T/L S/S S/D Paradeep_Line | 3000000799 | DT Hard ware fittings -120 KN insulator | HWF.DT.A002 | ZSPR_ACT | ZSPR | NOS | 90 | 322517.37 | INR
2000 | Central Zone, Bhubaneswar | 2200 | EHT (O&M) Circle, Cuttack | 2204 | EHT (O&M) Division, Paradeep | C343 | 132/33 kV S/S S/D Marsaghai | 3000000799 | DT Hard ware fittings -120 KN insulator | HWF.DT.A002 | ZSPR_ACT | ZSPR | NOS | 6 | 21501.16 | INR
2000 | Central Zone, Bhubaneswar | 2200 | EHT (O&M) Circle, Cuttack | 2204 | EHT (O&M) Division, Paradeep | CL42 | 220/132/33 kV T/L S/S S/D Paradeep_Line | 3000000800 | DT HARDWARE FITTING ACSR ZEBRA | HWF.DT.A003 | ZSPR_ACT | ZSPR | NOS | 5 | 17298.95 | INR
2000 | Central Zone, Bhubaneswar | 2200 | EHT (O&M) Circle, Cuttack | 2204 | EHT (O&M) Division, Paradeep | CL46 | 132/33 kV T/L S/S S/D KendraparaLine | 3000000800 | DT HARDWARE FITTING ACSR ZEBRA | HWF.DT.A003 | ZSPR_ACT | ZSPR | NOS | 1 | 3459.79 | INR
2000 | Central Zone, Bhubaneswar | 2200 | EHT (O&M) Circle, Cuttack | 2204 | EHT (O&M) Division, Paradeep | C347 | 132/33 kV T/L S/S S/D Pattamundai | 3000000801 | DT HARDWARE FITTING ACSR MOOSE | HWF.DT.A004 | ZSPR_ACT | ZSPR | NOS | 6 | 32799.9 | INR
2000 | Central Zone, Bhubaneswar | 2200 | EHT (O&M) Circle, Cuttack | 2204 | EHT (O&M) Division, Paradeep | CL42 | 220/132/33 kV T/L S/S S/D Paradeep_Line | 3000000805 | DT HARDWARE FITTING AAAC ZEBRA | HWF.DT.A010 | ZSPR_ACT | ZSPR | NOS | 15 | 8556 | INR
2000 | Central Zone, Bhubaneswar | 2200 | EHT (O&M) Circle, Cuttack | 2204 | EHT (O&M) Division, Paradeep | CL46 | 132/33 kV T/L S/S S/D KendraparaLine | 3000000822 | SUSPENSION HANGER OF HARDWARE FITTING | HWF.S.HANGER.A001 | ZSPR_ACT | ZSPR | NOS | 75 | 30000 | INR
2000 | Central Zone, Bhubaneswar | 2200 | EHT (O&M) Circle, Cuttack | 2204 | EHT (O&M) Division, Paradeep | C349 | 132/33 kV S/S S/D Olaver | 3000000824 | SUSPENSION CLAMP FOR 7/3.15MM EARTHWIRE | HWF.SC.EW.A002 | ZSPR_ACT | ZSPR | NOS | 24 | 14273.23 | INR
2000 | Central Zone, Bhubaneswar | 2200 | EHT (O&M) Circle, Cuttack | 2204 | EHT (O&M) Division, Paradeep | CL47 | 132/33 kV T/L S/S S/D Pattamundai_Line | 3000000824 | SUSPENSION CLAMP FOR 7/3.15MM EARTHWIRE | HWF.SC.EW.A002 | ZSPR_ACT | ZSPR | NOS | 36 | 21409.85 | INR
2000 | Central Zone, Bhubaneswar | 2200 | EHT (O&M) Circle, Cuttack | 2204 | EHT (O&M) Division, Paradeep | C348 | 132/33 kV T/L S/S S/D Chandikhol | 3000000846 | SS HARDWARE FITTING ACSR PANTHER | HWF.SS.A002 | ZSPR_ACT | ZSPR | NOS | 6 | 7621.76 | INR
2000 | Central Zone, Bhubaneswar | 2200 | EHT (O&M) Circle, Cuttack | 2204 | EHT (O&M) Division, Paradeep | CL46 | 132/33 kV T/L S/S S/D KendraparaLine | 3000000846 | SS HARDWARE FITTING ACSR PANTHER | HWF.SS.A002 | ZSPR_ACT | ZSPR | NOS | 2 | 2540.59 | INR
2000 | Central Zone, Bhubaneswar | 2200 | EHT (O&M) Circle, Cuttack | 2204 | EHT (O&M) Division, Paradeep | CL42 | 220/132/33 kV T/L S/S S/D Paradeep_Line | 3000000846 | SS HARDWARE FITTING ACSR PANTHER | HWF.SS.A002 | ZSPR_ACT | ZSPR | NOS | 90 | 114326.44 | INR
2000 | Central Zone, Bhubaneswar | 2200 | EHT (O&M) Circle, Cuttack | 2204 | EHT (O&M) Division, Paradeep | CL46 | 132/33 kV T/L S/S S/D KendraparaLine | 3000000847 | SS HARDWARE FITTING ACSR ZEBRA | HWF.SS.A003 | ZSPR_ACT | ZSPR | NOS | 9 | 16096.95 | INR
2000 | Central Zone, Bhubaneswar | 2200 | EHT (O&M) Circle, Cuttack | 2204 | EHT (O&M) Division, Paradeep | C347 | 132/33 kV T/L S/S S/D Pattamundai | 3000000848 | SS H/W Fitting ACSR Moose | HWF.SS.A004 | ZSPR_ACT | ZSPR | NOS | 6 | 14497.74 | INR
2000 | Central Zone, Bhubaneswar | 2200 | EHT (O&M) Circle, Cuttack | 2204 | EHT (O&M) Division, Paradeep | CL47 | 132/33 kV T/L S/S S/D Pattamundai_Line | 3000000850 | SS HARDWARE FITTING ACSR TWIN MOOSE | HWF.SS.A006 | ZSPR_ACT | ZSPR | NOS | 69 | 134646.6 | INR
2000 | Central Zone, Bhubaneswar | 2200 | EHT (O&M) Circle, Cuttack | 2204 | EHT (O&M) Division, Paradeep | CL42 | 220/132/33 kV T/L S/S S/D Paradeep_Line | 3000000851 | SS HWFFOR AAAC PANTHER CONDUCTOR | HWF.SS.A009 | ZSPR_ACT | ZSPR | NOS | 32 | 4257.28 | INR
2000 | Central Zone, Bhubaneswar | 2200 | EHT (O&M) Circle, Cuttack | 2204 | EHT (O&M) Division, Paradeep | CL42 | 220/132/33 kV T/L S/S S/D Paradeep_Line | 3000000852 | SS HARDWARE FITTING AAAC ZEBRA | HWF.SS.A010 | ZSPR_ACT | ZSPR | NOS | 25 | 25000 | INR
2000 | Central Zone, Bhubaneswar | 2200 | EHT (O&M) Circle, Cuttack | 2204 | EHT (O&M) Division, Paradeep | C344 | 132/33 kV S/S S/D Tirtol | 3000000857 | SS HWF AGS type for 90 KN insulator | HWF.SS.A016 | ZSPR_ACT | ZSPR | NOS | 163 | 310352 | INR
2000 | Central Zone, Bhubaneswar | 2200 | EHT (O&M) Circle, Cuttack | 2204 | EHT (O&M) Division, Paradeep | CL42 | 220/132/33 kV T/L S/S S/D Paradeep_Line | 3000000865 | SS HWF CLAMP FOR ACSR PANTHER CONDUCTOR | HWF.SS.C002 | ZSPR_ACT | ZSPR | NOS | 91 | 26390 | INR
2000 | Central Zone, Bhubaneswar | 2200 | EHT (O&M) Circle, Cuttack | 2204 | EHT (O&M) Division, Paradeep | CL42 | 220/132/33 kV T/L S/S S/D Paradeep_Line | 3000000866 | CLAMP OF SS HWF FOR ACSR ZEBRA | HWF.SS.C003 | ZSPR_ACT | ZSPR | NOS | 2 | 620 | INR
2000 | Central Zone, Bhubaneswar | 2200 | EHT (O&M) Circle, Cuttack | 2204 | EHT (O&M) Division, Paradeep | CL42 | 220/132/33 kV T/L S/S S/D Paradeep_Line | 3000000871 | ARCING HORN OF SS HWF FOR ACSR PANTHER | HWF.SS.D002 | ZSPR_ACT | ZSPR | NOS | 90 | 12286.8 | INR
2000 | Central Zone, Bhubaneswar | 2200 | EHT (O&M) Circle, Cuttack | 2204 | EHT (O&M) Division, Paradeep | CL42 | 220/132/33 kV T/L S/S S/D Paradeep_Line | 3000000877 | ST Hard wares fittings 120KN insulator | HWF.ST.A002 | ZSPR_ACT | ZSPR | NOS | 121 | 152272.45 | INR
2000 | Central Zone, Bhubaneswar | 2200 | EHT (O&M) Circle, Cuttack | 2204 | EHT (O&M) Division, Paradeep | C347 | 132/33 kV T/L S/S S/D Pattamundai | 3000000878 | ST HWF FOR ACSR ZEBRA | HWF.ST.A003 | ZSPR_ACT | ZSPR | NOS | 0 | 0 | INR
2000 | Central Zone, Bhubaneswar | 2200 | EHT (O&M) Circle, Cuttack | 2204 | EHT (O&M) Division, Paradeep | C346 | 132/33 kV T/L S/S S/D Kendrapara | 3000000878 | ST HWF FOR ACSR ZEBRA | HWF.ST.A003 | ZSPR_SCRAP | ZSPR | NOS | 8 | 8 | INR
2000 | Central Zone, Bhubaneswar | 2200 | EHT (O&M) Circle, Cuttack | 2204 | EHT (O&M) Division, Paradeep | CL42 | 220/132/33 kV T/L S/S S/D Paradeep_Line | 3000000883 | ST HWF FOR AAAC PANTHER | HWF.ST.A009 | ZSPR_ACT | ZSPR | NOS | 34 | 9180 | INR
2000 | Central Zone, Bhubaneswar | 2200 | EHT (O&M) Circle, Cuttack | 2204 | EHT (O&M) Division, Paradeep | CL47 | 132/33 kV T/L S/S S/D Pattamundai_Line | 3000000906 | TENSION CLAMP FOR EARTHWIRE | HWF.TC.EW.A002 | ZSPR_ACT | ZSPR | NOS | 1 | 2651.06 | INR
2000 | Central Zone, Bhubaneswar | 2200 | EHT (O&M) Circle, Cuttack | 2204 | EHT (O&M) Division, Paradeep | C343 | 132/33 kV S/S S/D Marsaghai | 3000000906 | TENSION CLAMP FOR EARTHWIRE | HWF.TC.EW.A002 | ZSPR_ACT | ZSPR | NOS | 1 | 2651.06 | INR
2000 | Central Zone, Bhubaneswar | 2200 | EHT (O&M) Circle, Cuttack | 2204 | EHT (O&M) Division, Paradeep | CL47 | 132/33 kV T/L S/S S/D Pattamundai_Line | 3000000909 | U CLAMP | HWF.UC.EW.A002 | ZSPR_ACT | ZSPR | NOS | 65 | 44005 | INR
2000 | Central Zone, Bhubaneswar | 2200 | EHT (O&M) Circle, Cuttack | 2204 | EHT (O&M) Division, Paradeep | CL42 | 220/132/33 kV T/L S/S S/D Paradeep_Line | 3000000931 | 90KN ANTIFOG DISC INSULATOR | INS.AF.DISC.B002 | ZSPR_ACT | ZSPR | NOS | 195 | 145393.36 | INR
2000 | Central Zone, Bhubaneswar | 2200 | EHT (O&M) Circle, Cuttack | 2204 | EHT (O&M) Division, Paradeep | C350 |  | 3000000931 | 90KN ANTIFOG DISC INSULATOR | INS.AF.DISC.B002 | ZSPR_ACT | ZSPR | NOS | 150 | 111841.05 | INR
2000 | Central Zone, Bhubaneswar | 2200 | EHT (O&M) Circle, Cuttack | 2204 | EHT (O&M) Division, Paradeep | C349 | 132/33 kV S/S S/D Olaver | 3000000931 | 90KN ANTIFOG DISC INSULATOR | INS.AF.DISC.B002 | ZSPR_ACT | ZSPR | NOS | 750 | 559205.24 | INR
2000 | Central Zone, Bhubaneswar | 2200 | EHT (O&M) Circle, Cuttack | 2204 | EHT (O&M) Division, Paradeep | CL42 | 220/132/33 kV T/L S/S S/D Paradeep_Line | 3000000932 | 120KN ANTIFOG DISC INSULATOR | INS.AF.DISC.B003 | ZSPR_ACT | ZSPR | NOS | 108 | 81508.91 | INR
2000 | Central Zone, Bhubaneswar | 2200 | EHT (O&M) Circle, Cuttack | 2204 | EHT (O&M) Division, Paradeep | C344 | 132/33 kV S/S S/D Tirtol | 3000000932 | 120KN ANTIFOG DISC INSULATOR | INS.AF.DISC.B003 | ZSPR_ACT | ZSPR | NOS | 60 | 45282.73 | INR
2000 | Central Zone, Bhubaneswar | 2200 | EHT (O&M) Circle, Cuttack | 2204 | EHT (O&M) Division, Paradeep | C349 | 132/33 kV S/S S/D Olaver | 3000000932 | 120KN ANTIFOG DISC INSULATOR | INS.AF.DISC.B003 | ZSPR_ACT | ZSPR | NOS | 40 | 30188.48 | INR
2000 | Central Zone, Bhubaneswar | 2200 | EHT (O&M) Circle, Cuttack | 2204 | EHT (O&M) Division, Paradeep | C350 |  | 3000000933 | 160KN ANTIFOG DISC INSULATOR | INS.AF.DISC.B004 | ZSPR_ACT | ZSPR | NOS | 159 | 178875 | INR
2000 | Central Zone, Bhubaneswar | 2200 | EHT (O&M) Circle, Cuttack | 2204 | EHT (O&M) Division, Paradeep | CL42 | 220/132/33 kV T/L S/S S/D Paradeep_Line | 3000000934 | 90KN 132KV ANTIFOG LONG ROD | INS.AF.LR.D002 | ZSPR_ACT | ZSPR | NOS | 152 | 1164861.12 | INR
2000 | Central Zone, Bhubaneswar | 2200 | EHT (O&M) Circle, Cuttack | 2204 | EHT (O&M) Division, Paradeep | C344 | 132/33 kV S/S S/D Tirtol | 3000000943 | 33 KV Bus Post Insulator | INS.POR.BPI.C001 | ZSPR_ACT | ZSPR | NOS | 4 | 7765.14 | INR
2000 | Central Zone, Bhubaneswar | 2200 | EHT (O&M) Circle, Cuttack | 2204 | EHT (O&M) Division, Paradeep | C343 | 132/33 kV S/S S/D Marsaghai | 3000000943 | 33 KV Bus Post Insulator | INS.POR.BPI.C001 | ZSPR_ACT | ZSPR | NOS | 3 | 5823.86 | INR
2000 | Central Zone, Bhubaneswar | 2200 | EHT (O&M) Circle, Cuttack | 2204 | EHT (O&M) Division, Paradeep | C349 | 132/33 kV S/S S/D Olaver | 3000000944 | 132 KV BUS POST INSULATORS | INS.POR.BPI.D001 | ZSPR_ACT | ZSPR | NOS | 3 | 30058.38 | INR
2000 | Central Zone, Bhubaneswar | 2200 | EHT (O&M) Circle, Cuttack | 2204 | EHT (O&M) Division, Paradeep | C347 | 132/33 kV T/L S/S S/D Pattamundai | 3000000944 | 132 KV BUS POST INSULATORS | INS.POR.BPI.D001 | ZSPR_ACT | ZSPR | NOS | 1 | 10019.46 | INR
2000 | Central Zone, Bhubaneswar | 2200 | EHT (O&M) Circle, Cuttack | 2204 | EHT (O&M) Division, Paradeep | C343 | 132/33 kV S/S S/D Marsaghai | 3000000944 | 132 KV BUS POST INSULATORS | INS.POR.BPI.D001 | ZSPR_ACT | ZSPR | NOS | 2 | 20038.92 | INR
2000 | Central Zone, Bhubaneswar | 2200 | EHT (O&M) Circle, Cuttack | 2204 | EHT (O&M) Division, Paradeep | C344 | 132/33 kV S/S S/D Tirtol | 3000000944 | 132 KV BUS POST INSULATORS | INS.POR.BPI.D001 | ZSPR_ACT | ZSPR | NOS | 1 | 10019.46 | INR
2000 | Central Zone, Bhubaneswar | 2200 | EHT (O&M) Circle, Cuttack | 2204 | EHT (O&M) Division, Paradeep | C347 | 132/33 kV T/L S/S S/D Pattamundai | 3000000947 | 90KN PORCELAIN DISC INSULATOR | INS.POR.DISC.B002 | ZSPR_ACT | ZSPR | NOS | 3 | 1419.74 | INR
2000 | Central Zone, Bhubaneswar | 2200 | EHT (O&M) Circle, Cuttack | 2204 | EHT (O&M) Division, Paradeep | C343 | 132/33 kV S/S S/D Marsaghai | 3000000947 | 90KN PORCELAIN DISC INSULATOR | INS.POR.DISC.B002 | ZSPR_ACT | ZSPR | NOS | 27 | 12777.65 | INR
2000 | Central Zone, Bhubaneswar | 2200 | EHT (O&M) Circle, Cuttack | 2204 | EHT (O&M) Division, Paradeep | CL46 | 132/33 kV T/L S/S S/D KendraparaLine | 3000000947 | 90KN PORCELAIN DISC INSULATOR | INS.POR.DISC.B002 | ZSPR_ACT | ZSPR | NOS | 35 | 16563.62 | INR
2000 | Central Zone, Bhubaneswar | 2200 | EHT (O&M) Circle, Cuttack | 2204 | EHT (O&M) Division, Paradeep | C347 | 132/33 kV T/L S/S S/D Pattamundai | 3000000947 | 90KN PORCELAIN DISC INSULATOR | INS.POR.DISC.B002 | ZSPR_SCRAP | ZSPR | NOS | 60 | 600 | INR
2000 | Central Zone, Bhubaneswar | 2200 | EHT (O&M) Circle, Cuttack | 2204 | EHT (O&M) Division, Paradeep | C348 | 132/33 kV T/L S/S S/D Chandikhol | 3000000947 | 90KN PORCELAIN DISC INSULATOR | INS.POR.DISC.B002 | ZSPR_ACT | ZSPR | NOS | 18 | 8518.43 | INR
2000 | Central Zone, Bhubaneswar | 2200 | EHT (O&M) Circle, Cuttack | 2204 | EHT (O&M) Division, Paradeep | CL47 | 132/33 kV T/L S/S S/D Pattamundai_Line | 3000000947 | 90KN PORCELAIN DISC INSULATOR | INS.POR.DISC.B002 | ZSPR_ACT | ZSPR | NOS | 492 | 232837.18 | INR
2000 | Central Zone, Bhubaneswar | 2200 | EHT (O&M) Circle, Cuttack | 2204 | EHT (O&M) Division, Paradeep | C343 | 132/33 kV S/S S/D Marsaghai | 3000000948 | 120KN PORCELAIN DISC INSULATOR | INS.POR.DISC.B003 | ZSPR_ACT | ZSPR | NOS | 6 | 10260.53 | INR
2000 | Central Zone, Bhubaneswar | 2200 | EHT (O&M) Circle, Cuttack | 2204 | EHT (O&M) Division, Paradeep | C347 | 132/33 kV T/L S/S S/D Pattamundai | 3000000948 | 120KN PORCELAIN DISC INSULATOR | INS.POR.DISC.B003 | ZSPR_ACT | ZSPR | NOS | 23 | 39332.04 | INR
2000 | Central Zone, Bhubaneswar | 2200 | EHT (O&M) Circle, Cuttack | 2204 | EHT (O&M) Division, Paradeep | CL46 | 132/33 kV T/L S/S S/D KendraparaLine | 3000000948 | 120KN PORCELAIN DISC INSULATOR | INS.POR.DISC.B003 | ZSPR_ACT | ZSPR | NOS | 4 | 6840.36 | INR
2000 | Central Zone, Bhubaneswar | 2200 | EHT (O&M) Circle, Cuttack | 2204 | EHT (O&M) Division, Paradeep | C347 | 132/33 kV T/L S/S S/D Pattamundai | 3000000948 | 120KN PORCELAIN DISC INSULATOR | INS.POR.DISC.B003 | ZSPR_SCRAP | ZSPR | NOS | 300 | 4500 | INR
2000 | Central Zone, Bhubaneswar | 2200 | EHT (O&M) Circle, Cuttack | 2204 | EHT (O&M) Division, Paradeep | C343 | 132/33 kV S/S S/D Marsaghai | 3000000949 | 160KN PORCELAIN DISC INSULATOR | INS.POR.DISC.B004 | ZSPR_ACT | ZSPR | NOS | 12 | 260521.5 | INR
2000 | Central Zone, Bhubaneswar | 2200 | EHT (O&M) Circle, Cuttack | 2204 | EHT (O&M) Division, Paradeep | CL46 | 132/33 kV T/L S/S S/D KendraparaLine | 3000000953 | 90KN 220KV PORCELAIN LONG ROD | INS.POR.LR.B001 | ZSPR_ACT | ZSPR | NOS | 383 | 1793498.88 | INR
2000 | Central Zone, Bhubaneswar | 2200 | EHT (O&M) Circle, Cuttack | 2204 | EHT (O&M) Division, Paradeep | CL42 | 220/132/33 kV T/L S/S S/D Paradeep_Line | 3000000953 | 90KN 220KV PORCELAIN LONG ROD | INS.POR.LR.B001 | ZSPR_ACT | ZSPR | NOS | 25 | 117069.12 | INR
2000 | Central Zone, Bhubaneswar | 2200 | EHT (O&M) Circle, Cuttack | 2204 | EHT (O&M) Division, Paradeep | CL47 | 132/33 kV T/L S/S S/D Pattamundai_Line | 3000000954 | 132KV LR 90KN PORCELAIN INSULATOR | INS.POR.LR.D002 | ZSPR_ACT | ZSPR | NOS | 3 | 21583.78 | INR
2000 | Central Zone, Bhubaneswar | 2200 | EHT (O&M) Circle, Cuttack | 2204 | EHT (O&M) Division, Paradeep | CL46 | 132/33 kV T/L S/S S/D KendraparaLine | 3000000954 | 132KV LR 90KN PORCELAIN INSULATOR | INS.POR.LR.D002 | ZSPR_ACT | ZSPR | NOS | 58 | 417286.37 | INR
2000 | Central Zone, Bhubaneswar | 2200 | EHT (O&M) Circle, Cuttack | 2204 | EHT (O&M) Division, Paradeep | C348 | 132/33 kV T/L S/S S/D Chandikhol | 3000000954 | 132KV LR 90KN PORCELAIN INSULATOR | INS.POR.LR.D002 | ZSPR_ACT | ZSPR | NOS | 2 | 14389.19 | INR
2000 | Central Zone, Bhubaneswar | 2200 | EHT (O&M) Circle, Cuttack | 2204 | EHT (O&M) Division, Paradeep | C347 | 132/33 kV T/L S/S S/D Pattamundai | 3000000954 | 132KV LR 90KN PORCELAIN INSULATOR | INS.POR.LR.D002 | ZSPR_ACT | ZSPR | NOS | 12 | 86335.11 | INR
2000 | Central Zone, Bhubaneswar | 2200 | EHT (O&M) Circle, Cuttack | 2204 | EHT (O&M) Division, Paradeep | C344 | 132/33 kV S/S S/D Tirtol | 3000000954 | 132KV LR 90KN PORCELAIN INSULATOR | INS.POR.LR.D002 | ZSPR_ACT | ZSPR | NOS | 103 | 741043.04 | INR
2000 | Central Zone, Bhubaneswar | 2200 | EHT (O&M) Circle, Cuttack | 2204 | EHT (O&M) Division, Paradeep | C348 | 132/33 kV T/L S/S S/D Chandikhol | 3000000955 | 120KN 132 KV PORCELAIN LONG ROD | INS.POR.LR.D003 | ZSPR_ACT | ZSPR | NOS | 3 | 26961.53 | INR
2000 | Central Zone, Bhubaneswar | 2200 | EHT (O&M) Circle, Cuttack | 2204 | EHT (O&M) Division, Paradeep | CL46 | 132/33 kV T/L S/S S/D KendraparaLine | 3000000955 | 120KN 132 KV PORCELAIN LONG ROD | INS.POR.LR.D003 | ZSPR_ACT | ZSPR | NOS | 42 | 377461.38 | INR
2000 | Central Zone, Bhubaneswar | 2200 | EHT (O&M) Circle, Cuttack | 2204 | EHT (O&M) Division, Paradeep | CL47 | 132/33 kV T/L S/S S/D Pattamundai_Line | 3000000955 | 120KN 132 KV PORCELAIN LONG ROD | INS.POR.LR.D003 | ZSPR_ACT | ZSPR | NOS | 8 | 71897.41 | INR
2000 | Central Zone, Bhubaneswar | 2200 | EHT (O&M) Circle, Cuttack | 2204 | EHT (O&M) Division, Paradeep | C349 | 132/33 kV S/S S/D Olaver | 3000000955 | 120KN 132 KV PORCELAIN LONG ROD | INS.POR.LR.D003 | ZSPR_ACT | ZSPR | NOS | 1 | 8987.18 | INR
2000 | Central Zone, Bhubaneswar | 2200 | EHT (O&M) Circle, Cuttack | 2204 | EHT (O&M) Division, Paradeep | C342 | 220/132/33 kV T/L S/S S/D Paradeep | 3000000960 | 90KN 132KV SILICON RUBBER LR INSULATOR | INS.S.RUBBERLR.D001 | ZSPR_ACT | ZSPR | NOS | 194 | 519059.7 | INR
2000 | Central Zone, Bhubaneswar | 2200 | EHT (O&M) Circle, Cuttack | 2204 | EHT (O&M) Division, Paradeep | CL42 | 220/132/33 kV T/L S/S S/D Paradeep_Line | 3000000960 | 90KN 132KV SILICON RUBBER LR INSULATOR | INS.S.RUBBERLR.D001 | ZSPR_ACT | ZSPR | NOS | 52 | 139129.4 | INR
2000 | Central Zone, Bhubaneswar | 2200 | EHT (O&M) Circle, Cuttack | 2204 | EHT (O&M) Division, Paradeep | CL46 | 132/33 kV T/L S/S S/D KendraparaLine | 3000000960 | 90KN 132KV SILICON RUBBER LR INSULATOR | INS.S.RUBBERLR.D001 | ZSPR_ACT | ZSPR | NOS | 161 | 430766.04 | INR
2000 | Central Zone, Bhubaneswar | 2200 | EHT (O&M) Circle, Cuttack | 2204 | EHT (O&M) Division, Paradeep | CL46 | 132/33 kV T/L S/S S/D KendraparaLine | 3000000961 | 120KN 132 KV SILICON RUBBER LR INSULATOR | INS.S.RUBBERLR.D002 | ZSPR_ACT | ZSPR | NOS | 1 | 3000 | INR
2000 | Central Zone, Bhubaneswar | 2200 | EHT (O&M) Circle, Cuttack | 2204 | EHT (O&M) Division, Paradeep | CL46 | 132/33 kV T/L S/S S/D KendraparaLine | 3000000962 | 220KV 90KN Silicon Rubber LR Insulator. | INS.S.RUBBERLR.E001 | ZSPR_ACT | ZSPR | NOS | 1 | 4477.65 | INR
2000 | Central Zone, Bhubaneswar | 2200 | EHT (O&M) Circle, Cuttack | 2204 | EHT (O&M) Division, Paradeep | C342 | 220/132/33 kV T/L S/S S/D Paradeep | 3000000962 | 220KV 90KN Silicon Rubber LR Insulator. | INS.S.RUBBERLR.E001 | ZSPR_ACT | ZSPR | NOS | 23 | 102986.06 | INR
2000 | Central Zone, Bhubaneswar | 2200 | EHT (O&M) Circle, Cuttack | 2204 | EHT (O&M) Division, Paradeep | C342 | 220/132/33 kV T/L S/S S/D Paradeep | 3000000963 | 220KV 160KN Silicon Rubber LR Insulator. | INS.S.RUBBERLR.E002 | ZSPR_ACT | ZSPR | NOS | 12 | 49178.16 | INR
2000 | Central Zone, Bhubaneswar | 2200 | EHT (O&M) Circle, Cuttack | 2204 | EHT (O&M) Division, Paradeep | C343 | 132/33 kV S/S S/D Marsaghai | 3000000971 | LMDU COMPOSITE TYPE 132KV WAVE TRAP | LMU.CMPT.A002 | ZSPR_ACT | ZSPR | NOS | 1 | 105564 | INR
2000 | Central Zone, Bhubaneswar | 2200 | EHT (O&M) Circle, Cuttack | 2204 | EHT (O&M) Division, Paradeep | C346 | 132/33 kV T/L S/S S/D Kendrapara | 3000000976 | ACDB for Yard Kiosk | MISC.ACDB.A001 | ZSPR_SCRAP | ZSPR | NOS | 1 | 1 | INR
2000 | Central Zone, Bhubaneswar | 2200 | EHT (O&M) Circle, Cuttack | 2204 | EHT (O&M) Division, Paradeep | C345 | 132/33 kV S/S S/D Rajnagar | 3000000983 | Bimetallic Sheet | MISC.B.SHEET.A001 | ZSPR_ACT | ZSPR | NOS | 2 | 2020.65 | INR
2000 | Central Zone, Bhubaneswar | 2200 | EHT (O&M) Circle, Cuttack | 2204 | EHT (O&M) Division, Paradeep | C344 | 132/33 kV S/S S/D Tirtol | 3000000983 | Bimetallic Sheet | MISC.B.SHEET.A001 | ZSPR_ACT | ZSPR | NOS | 2 | 2020.64 | INR
2000 | Central Zone, Bhubaneswar | 2200 | EHT (O&M) Circle, Cuttack | 2204 | EHT (O&M) Division, Paradeep | C343 | 132/33 kV S/S S/D Marsaghai | 3000000983 | Bimetallic Sheet | MISC.B.SHEET.A001 | ZSPR_ACT | ZSPR | NOS | 2 | 2020.65 | INR
2000 | Central Zone, Bhubaneswar | 2200 | EHT (O&M) Circle, Cuttack | 2204 | EHT (O&M) Division, Paradeep | C342 | 220/132/33 kV T/L S/S S/D Paradeep | 3000000992 | PT/IVT/CVT CONSOLE BOX | MISC.CONSOLE.A001 | ZSPR_SCRAP | ZSPR | NOS | 22 | 22 | INR
2000 | Central Zone, Bhubaneswar | 2200 | EHT (O&M) Circle, Cuttack | 2204 | EHT (O&M) Division, Paradeep | C350 |  | 3000000992 | PT/IVT/CVT CONSOLE BOX | MISC.CONSOLE.A001 | ZSPR_ACT | ZSPR | NOS | 4 | 77656.7 | INR
2000 | Central Zone, Bhubaneswar | 2200 | EHT (O&M) Circle, Cuttack | 2204 | EHT (O&M) Division, Paradeep | C342 | 220/132/33 kV T/L S/S S/D Paradeep | 3000000992 | PT/IVT/CVT CONSOLE BOX | MISC.CONSOLE.A001 | ZSPR_ACT | ZSPR | NOS | 1 | 19414.17 | INR
2000 | Central Zone, Bhubaneswar | 2200 | EHT (O&M) Circle, Cuttack | 2204 | EHT (O&M) Division, Paradeep | C342 | 220/132/33 kV T/L S/S S/D Paradeep | 3000000996 | CT CONSOLE BOX | MISC.CT.CONSOLE.A001 | ZSPR_ACT | ZSPR | NOS | 2 | 97709.74 | INR
2000 | Central Zone, Bhubaneswar | 2200 | EHT (O&M) Circle, Cuttack | 2204 | EHT (O&M) Division, Paradeep | C347 | 132/33 kV T/L S/S S/D Pattamundai | 3000001000 | EMERGENCY LIGHT | MISC.E.LIGHT.A001 | ZSPR_ACT | ZSPR | NOS | 3 | 4860 | INR
2000 | Central Zone, Bhubaneswar | 2200 | EHT (O&M) Circle, Cuttack | 2204 | EHT (O&M) Division, Paradeep | C342 | 220/132/33 kV T/L S/S S/D Paradeep | 3000001002 | EMPTY Tfr OIL BARREL | MISC.EMPTYBRL.A001 | ZSPR_SCRAP | ZSPR | NOS | 40 | 6236.05 | INR
2000 | Central Zone, Bhubaneswar | 2200 | EHT (O&M) Circle, Cuttack | 2204 | EHT (O&M) Division, Paradeep | C348 | 132/33 kV T/L S/S S/D Chandikhol | 3000001002 | EMPTY Tfr OIL BARREL | MISC.EMPTYBRL.A001 | ZSPR_ACT | ZSPR | NOS | 32 | 4840.19 | INR
2000 | Central Zone, Bhubaneswar | 2200 | EHT (O&M) Circle, Cuttack | 2204 | EHT (O&M) Division, Paradeep | C345 | 132/33 kV S/S S/D Rajnagar | 3000001002 | EMPTY Tfr OIL BARREL | MISC.EMPTYBRL.A001 | ZSPR_ACT | ZSPR | NOS | 37 | 5596.47 | INR
2000 | Central Zone, Bhubaneswar | 2200 | EHT (O&M) Circle, Cuttack | 2204 | EHT (O&M) Division, Paradeep | C349 | 132/33 kV S/S S/D Olaver | 3000001002 | EMPTY Tfr OIL BARREL | MISC.EMPTYBRL.A001 | ZSPR_SH | ZSPR | NOS | 30 | 4917.6 | INR
2000 | Central Zone, Bhubaneswar | 2200 | EHT (O&M) Circle, Cuttack | 2204 | EHT (O&M) Division, Paradeep | C347 | 132/33 kV T/L S/S S/D Pattamundai | 3000001002 | EMPTY Tfr OIL BARREL | MISC.EMPTYBRL.A001 | ZSPR_ACT | ZSPR | NOS | 26 | 3932.66 | INR
2000 | Central Zone, Bhubaneswar | 2200 | EHT (O&M) Circle, Cuttack | 2204 | EHT (O&M) Division, Paradeep | C344 | 132/33 kV S/S S/D Tirtol | 3000001002 | EMPTY Tfr OIL BARREL | MISC.EMPTYBRL.A001 | ZSPR_SCRAP | ZSPR | NOS | 115 | 17928.65 | INR
2000 | Central Zone, Bhubaneswar | 2200 | EHT (O&M) Circle, Cuttack | 2204 | EHT (O&M) Division, Paradeep | C343 | 132/33 kV S/S S/D Marsaghai | 3000001008 | FLEXIBLE EARTH BOND | MISC.FL.E.BOND.A001 | ZSPR_ACT | ZSPR | NOS | 1 | 215 | INR
2000 | Central Zone, Bhubaneswar | 2200 | EHT (O&M) Circle, Cuttack | 2204 | EHT (O&M) Division, Paradeep | C348 | 132/33 kV T/L S/S S/D Chandikhol | 3000001036 | ISOLATOR PAD PLATE | MISC.PADPLATE.A001 | ZSPR_ACT | ZSPR | NOS | 3 | 1456.71 | INR
2000 | Central Zone, Bhubaneswar | 2200 | EHT (O&M) Circle, Cuttack | 2204 | EHT (O&M) Division, Paradeep | CL46 | 132/33 kV T/L S/S S/D KendraparaLine | 3000001051 | 12 MM POLYPROPELENE ROPE | MISC.ROPE.B001 | ZSPR_ACT | ZSPR | KG | 100 | 30840.22 | INR
2000 | Central Zone, Bhubaneswar | 2200 | EHT (O&M) Circle, Cuttack | 2204 | EHT (O&M) Division, Paradeep | C343 | 132/33 kV S/S S/D Marsaghai | 3000001051 | 12 MM POLYPROPELENE ROPE | MISC.ROPE.B001 | ZSPR_ACT | ZSPR | KG | 42.82 | 13205.78 | INR
2000 | Central Zone, Bhubaneswar | 2200 | EHT (O&M) Circle, Cuttack | 2204 | EHT (O&M) Division, Paradeep | C343 | 132/33 kV S/S S/D Marsaghai | 3000001053 | 18 MM POLYPROPELENE ROPE | MISC.ROPE.B003 | ZSPR_ACT | ZSPR | KG | 34.04 | 10324.4 | INR
2000 | Central Zone, Bhubaneswar | 2200 | EHT (O&M) Circle, Cuttack | 2204 | EHT (O&M) Division, Paradeep | C348 | 132/33 kV T/L S/S S/D Chandikhol | 3000001053 | 18 MM POLYPROPELENE ROPE | MISC.ROPE.B003 | ZSPR_ACT | ZSPR | KG | 50 | 15165.1 | INR
2000 | Central Zone, Bhubaneswar | 2200 | EHT (O&M) Circle, Cuttack | 2204 | EHT (O&M) Division, Paradeep | CL46 | 132/33 kV T/L S/S S/D KendraparaLine | 3000001056 | 24MM POLYPROPELENE ROPE | MISC.ROPE.B007 | ZSPR_ACT | ZSPR | KG | 100 | 31200 | INR
2000 | Central Zone, Bhubaneswar | 2200 | EHT (O&M) Circle, Cuttack | 2204 | EHT (O&M) Division, Paradeep | C344 | 132/33 kV S/S S/D Tirtol | 3000001069 | 7KG SF6 GAS CYLINDER | MISC.SF6CYLNDR.A010 | ZSPR_ACT | ZSPR | NOS | 1 | 1 | INR
2000 | Central Zone, Bhubaneswar | 2200 | EHT (O&M) Circle, Cuttack | 2204 | EHT (O&M) Division, Paradeep | C346 | 132/33 kV T/L S/S S/D Kendrapara | 3000001071 | 50KG SF6 EMPTY GAS CYLINDER | MISC.SF6CYLNDR.B002 | ZSPR_ACT | ZSPR | NOS | 2 | 21150.2 | INR
2000 | Central Zone, Bhubaneswar | 2200 | EHT (O&M) Circle, Cuttack | 2204 | EHT (O&M) Division, Paradeep | C348 | 132/33 kV T/L S/S S/D Chandikhol | 3000001071 | 50KG SF6 EMPTY GAS CYLINDER | MISC.SF6CYLNDR.B002 | ZSPR_SCRAP | ZSPR | NOS | 1 | 1 | INR
2000 | Central Zone, Bhubaneswar | 2200 | EHT (O&M) Circle, Cuttack | 2204 | EHT (O&M) Division, Paradeep | C347 | 132/33 kV T/L S/S S/D Pattamundai | 3000001071 | 50KG SF6 EMPTY GAS CYLINDER | MISC.SF6CYLNDR.B002 | ZSPR_ACT | ZSPR | NOS | 3 | 31725.29 | INR
2000 | Central Zone, Bhubaneswar | 2200 | EHT (O&M) Circle, Cuttack | 2204 | EHT (O&M) Division, Paradeep | C347 | 132/33 kV T/L S/S S/D Pattamundai | 3000001073 | 11KG SF6 EMPTY GAS CYLINDER | MISC.SF6CYLNDR.B005 | ZSPR_ACT | ZSPR | NOS | 6 | 30000 | INR
2000 | Central Zone, Bhubaneswar | 2200 | EHT (O&M) Circle, Cuttack | 2204 | EHT (O&M) Division, Paradeep | C346 | 132/33 kV T/L S/S S/D Kendrapara | 3000001074 | 10KG SF6 EMPTY GAS CYLINDER | MISC.SF6CYLNDR.B006 | ZSPR_ACT | ZSPR | NOS | 3 | 1500 | INR
2000 | Central Zone, Bhubaneswar | 2200 | EHT (O&M) Circle, Cuttack | 2204 | EHT (O&M) Division, Paradeep | C347 | 132/33 kV T/L S/S S/D Pattamundai | 3000001080 | SAL SLEEPER | MISC.SLEEPER.A001 | ZSPR_SCRAP | ZSPR | NOS | 1 | 1 | INR
2000 | Central Zone, Bhubaneswar | 2200 | EHT (O&M) Circle, Cuttack | 2204 | EHT (O&M) Division, Paradeep | C347 | 132/33 kV T/L S/S S/D Pattamundai | 3000001086 | 3-Phase 4Wire TEST TERMINAL BLOCK / TTB | MISC.TBLOCK.A001 | ZSPR_SCRAP | ZSPR | NOS | 2 | 2000 | INR
2000 | Central Zone, Bhubaneswar | 2200 | EHT (O&M) Circle, Cuttack | 2204 | EHT (O&M) Division, Paradeep | C344 | 132/33 kV S/S S/D Tirtol | 3000001090 | GI TUBULAR POLE FOR STREET LIGHT | MISC.TBULR.POLE.A001 | ZSPR_ACT | ZSPR | NOS | 7 | 11109 | INR
2000 | Central Zone, Bhubaneswar | 2200 | EHT (O&M) Circle, Cuttack | 2204 | EHT (O&M) Division, Paradeep | C347 | 132/33 kV T/L S/S S/D Pattamundai | 3000001091 | Log Sheet of Shift for technical Book | MISC.TECHBOOK.A001 | ZSPR_ACT | ZSPR | NOS | 16 | 1600 | INR
2000 | Central Zone, Bhubaneswar | 2200 | EHT (O&M) Circle, Cuttack | 2204 | EHT (O&M) Division, Paradeep | C347 | 132/33 kV T/L S/S S/D Pattamundai | 3000001094 | NEW EHV GRADE Napthelin based Tfr OIL | MISC.TFROIL.A001 | ZSPR_ACT | ZSPR | L | 212 | 15636.74 | INR
2000 | Central Zone, Bhubaneswar | 2200 | EHT (O&M) Circle, Cuttack | 2204 | EHT (O&M) Division, Paradeep | C346 | 132/33 kV T/L S/S S/D Kendrapara | 3000001094 | NEW EHV GRADE Napthelin based Tfr OIL | MISC.TFROIL.A001 | ZSPR_ACT | ZSPR | L | 2079 | 153343.36 | INR
2000 | Central Zone, Bhubaneswar | 2200 | EHT (O&M) Circle, Cuttack | 2204 | EHT (O&M) Division, Paradeep | C344 | 132/33 kV S/S S/D Tirtol | 3000001094 | NEW EHV GRADE Napthelin based Tfr OIL | MISC.TFROIL.A001 | ZSPR_ACT | ZSPR | L | 355 | 26184.17 | INR
2000 | Central Zone, Bhubaneswar | 2200 | EHT (O&M) Circle, Cuttack | 2204 | EHT (O&M) Division, Paradeep | C346 | 132/33 kV T/L S/S S/D Kendrapara | 3000001095 | USED/ OLD Tfr OIL | MISC.TFROIL.A002 | ZSPR_ACT | ZSPR | L | 6055 | 117648.65 | INR
2000 | Central Zone, Bhubaneswar | 2200 | EHT (O&M) Circle, Cuttack | 2204 | EHT (O&M) Division, Paradeep | C343 | 132/33 kV S/S S/D Marsaghai | 3000001097 | FILTERED Tfr OIL | MISC.TFROIL.A004 | ZSPR_ACT | ZSPR | L | 191 | 13111.13 | INR
2000 | Central Zone, Bhubaneswar | 2200 | EHT (O&M) Circle, Cuttack | 2204 | EHT (O&M) Division, Paradeep | C345 | 132/33 kV S/S S/D Rajnagar | 3000001097 | FILTERED Tfr OIL | MISC.TFROIL.A004 | ZSPR_ACT | ZSPR | L | 400 | 27457.87 | INR
2000 | Central Zone, Bhubaneswar | 2200 | EHT (O&M) Circle, Cuttack | 2204 | EHT (O&M) Division, Paradeep | C348 | 132/33 kV T/L S/S S/D Chandikhol | 3000001116 | 3 PHASE 3 WIRE 110VOLT 1AMP APEX METER | MTR.APEX.A001 | ZSPR_SCRAP | ZSPR | NOS | 2 | 200 | INR
2000 | Central Zone, Bhubaneswar | 2200 | EHT (O&M) Circle, Cuttack | 2204 | EHT (O&M) Division, Paradeep | C349 | 132/33 kV S/S S/D Olaver | 3000001131 | MVAR Meter along with Transducer | MTR.MVAR.TDCR.A001 | ZSPR_ACT | ZSPR | NOS | 1 | 10069 | INR
2000 | Central Zone, Bhubaneswar | 2200 | EHT (O&M) Circle, Cuttack | 2204 | EHT (O&M) Division, Paradeep | C343 | 132/33 kV S/S S/D Marsaghai | 3000001131 | MVAR Meter along with Transducer | MTR.MVAR.TDCR.A001 | ZSPR_ACT | ZSPR | NOS | 1 | 10069 | INR
2000 | Central Zone, Bhubaneswar | 2200 | EHT (O&M) Circle, Cuttack | 2204 | EHT (O&M) Division, Paradeep | C349 | 132/33 kV S/S S/D Olaver | 3000001133 | 132kV MVAR METER ALONG WITH TRANSDUCER | MTR.MVARMETER.D.A004 | ZSPR_ACT | ZSPR | NOS | 2 | 20138 | INR
2000 | Central Zone, Bhubaneswar | 2200 | EHT (O&M) Circle, Cuttack | 2204 | EHT (O&M) Division, Paradeep | C343 | 132/33 kV S/S S/D Marsaghai | 3000001134 | Digital MW Meter with externalTransducer | MTR.MW.TDCR.A001 | ZSPR_ACT | ZSPR | NOS | 3 | 30207 | INR
2000 | Central Zone, Bhubaneswar | 2200 | EHT (O&M) Circle, Cuttack | 2204 | EHT (O&M) Division, Paradeep | C349 | 132/33 kV S/S S/D Olaver | 3000001136 | 33KV Mega watt meter (Digital) | MTR.MWMETER.D.A001 | ZSPR_ACT | ZSPR | NOS | 1 | 10069 | INR
2000 | Central Zone, Bhubaneswar | 2200 | EHT (O&M) Circle, Cuttack | 2204 | EHT (O&M) Division, Paradeep | C349 | 132/33 kV S/S S/D Olaver | 3000001137 | 132KV Mega watt meter (Digital) | MTR.MWMETER.D.A002 | ZSPR_ACT | ZSPR | NOS | 2 | 20138 | INR
2000 | Central Zone, Bhubaneswar | 2200 | EHT (O&M) Circle, Cuttack | 2204 | EHT (O&M) Division, Paradeep | CL42 | 220/132/33 kV T/L S/S S/D Paradeep_Line | 3000001154 | NUTS AND BOLTS | NBW.ASRT.GINB.A001 | ZSPR_ACT | ZSPR | KG | 39.5 | 63318.85 | INR
2000 | Central Zone, Bhubaneswar | 2200 | EHT (O&M) Circle, Cuttack | 2204 | EHT (O&M) Division, Paradeep | C345 | 132/33 kV S/S S/D Rajnagar | 3000001154 | NUTS AND BOLTS | NBW.ASRT.GINB.A001 | ZSPR_ACT | ZSPR | KG | 140 | 224421.25 | INR
2000 | Central Zone, Bhubaneswar | 2200 | EHT (O&M) Circle, Cuttack | 2204 | EHT (O&M) Division, Paradeep | C343 | 132/33 kV S/S S/D Marsaghai | 3000001154 | NUTS AND BOLTS | NBW.ASRT.GINB.A001 | ZSPR_ACT | ZSPR | KG | 22 | 35266.2 | INR
2000 | Central Zone, Bhubaneswar | 2200 | EHT (O&M) Circle, Cuttack | 2204 | EHT (O&M) Division, Paradeep | C346 | 132/33 kV T/L S/S S/D Kendrapara | 3000001204 | 12 X 50 MM GI HALF THREAD NUT & BOLT | NBW.GINB.A031 | ZSPR_ACT | ZSPR | KG | 5 | 500 | INR
2000 | Central Zone, Bhubaneswar | 2200 | EHT (O&M) Circle, Cuttack | 2204 | EHT (O&M) Division, Paradeep | C342 | 220/132/33 kV T/L S/S S/D Paradeep | 3000001205 | 60X12mm Nuts and bolts with washer | NBW.GINB.A035 | ZSPR_ACT | ZSPR | KG | 22 | 253 | INR
2000 | Central Zone, Bhubaneswar | 2200 | EHT (O&M) Circle, Cuttack | 2204 | EHT (O&M) Division, Paradeep | C346 | 132/33 kV T/L S/S S/D Kendrapara | 3000001215 | 16X50MM GI FULL THREAD NUT & BOLT | NBW.GINB.B009 | ZSPR_ACT | ZSPR | KG | 5 | 500 | INR
2000 | Central Zone, Bhubaneswar | 2200 | EHT (O&M) Circle, Cuttack | 2204 | EHT (O&M) Division, Paradeep | C346 | 132/33 kV T/L S/S S/D Kendrapara | 3000001226 | 12 X 70 MM GI FULL THREAD NUT & BOLT | NBW.GINB.B032 | ZSPR_ACT | ZSPR | KG | 2 | 200 | INR
2000 | Central Zone, Bhubaneswar | 2200 | EHT (O&M) Circle, Cuttack | 2204 | EHT (O&M) Division, Paradeep | C348 | 132/33 kV T/L S/S S/D Chandikhol | 3000001228 | 50X12mm GI Bolts with Nuts FT | NBW.GINB.B035 | ZSPR_ACT | ZSPR | KG | 4 | 1000 | INR
2000 | Central Zone, Bhubaneswar | 2200 | EHT (O&M) Circle, Cuttack | 2204 | EHT (O&M) Division, Paradeep | C343 | 132/33 kV S/S S/D Marsaghai | 3000001230 | 12 X 75 MM GI NUT & BOLT | NBW.GINB.B038 | ZSPR_ACT | ZSPR | KG | 11 | 2805 | INR
2000 | Central Zone, Bhubaneswar | 2200 | EHT (O&M) Circle, Cuttack | 2204 | EHT (O&M) Division, Paradeep | C346 | 132/33 kV T/L S/S S/D Kendrapara | 3000001232 | 10X40 MM GI FULL THREAD NUTS & BOLTS | NBW.GINB.B041 | ZSPR_ACT | ZSPR | KG | 3 | 300 | INR
2000 | Central Zone, Bhubaneswar | 2200 | EHT (O&M) Circle, Cuttack | 2204 | EHT (O&M) Division, Paradeep | C346 | 132/33 kV T/L S/S S/D Kendrapara | 3000001300 | 33KV SIMPLEX CAPACITOR BANK PANEL | PNL.33.S.K001 | ZSPR_ACT | ZSPR | NOS | 1 | 10000 | INR
2000 | Central Zone, Bhubaneswar | 2200 | EHT (O&M) Circle, Cuttack | 2204 | EHT (O&M) Division, Paradeep | C342 | 220/132/33 kV T/L S/S S/D Paradeep | 3000001307 | Apex meter Panel | PNL.MTR.A001 | ZSPR_SCRAP | ZSPR | NOS | 1 | 1 | INR
2000 | Central Zone, Bhubaneswar | 2200 | EHT (O&M) Circle, Cuttack | 2204 | EHT (O&M) Division, Paradeep | C342 | 220/132/33 kV T/L S/S S/D Paradeep | 3000001324 | Air Break Power contactor Relay | RLAY.AIR.PCR.A001 | ZSPR_ACT | ZSPR | NOS | 5 | 12650 | INR
2000 | Central Zone, Bhubaneswar | 2200 | EHT (O&M) Circle, Cuttack | 2204 | EHT (O&M) Division, Paradeep | C347 | 132/33 kV T/L S/S S/D Pattamundai | 3000001325 | 8 WINDOW FACIA ANNUNCIATOR RELAY | RLAY.ANCITOR.A001 | ZSPR_SCRAP | ZSPR | NOS | 1 | 13251 | INR
2000 | Central Zone, Bhubaneswar | 2200 | EHT (O&M) Circle, Cuttack | 2204 | EHT (O&M) Division, Paradeep | C343 | 132/33 kV S/S S/D Marsaghai | 3000001327 | 12/16 WINDOW FACIA ANNUNCIATOR RELAY | RLAY.ANCITOR.A003 | ZSPR_ACT | ZSPR | NOS | 1 | 13276.5 | INR
2000 | Central Zone, Bhubaneswar | 2200 | EHT (O&M) Circle, Cuttack | 2204 | EHT (O&M) Division, Paradeep | C347 | 132/33 kV T/L S/S S/D Pattamundai | 3000001327 | 12/16 WINDOW FACIA ANNUNCIATOR RELAY | RLAY.ANCITOR.A003 | ZSPR_ACT | ZSPR | NOS | 1 | 13276.5 | INR
2000 | Central Zone, Bhubaneswar | 2200 | EHT (O&M) Circle, Cuttack | 2204 | EHT (O&M) Division, Paradeep | C349 | 132/33 kV S/S S/D Olaver | 3000001327 | 12/16 WINDOW FACIA ANNUNCIATOR RELAY | RLAY.ANCITOR.A003 | ZSPR_FREE | ZSPR | NOS | 2 | 0 | INR
2000 | Central Zone, Bhubaneswar | 2200 | EHT (O&M) Circle, Cuttack | 2204 | EHT (O&M) Division, Paradeep | C349 | 132/33 kV S/S S/D Olaver | 3000001328 | 16 Window Annunciation fascia | RLAY.ANCITOR.A004 | ZSPR_ACT | ZSPR | NOS | 1 | 13302 | INR
2000 | Central Zone, Bhubaneswar | 2200 | EHT (O&M) Circle, Cuttack | 2204 | EHT (O&M) Division, Paradeep | C347 | 132/33 kV T/L S/S S/D Pattamundai | 3000001329 | ELECTROMAGNETIC AUXILLARY RELAY | RLAY.AUX.A001 | ZSPR_ACT | ZSPR | NOS | 1 | 7250 | INR
2000 | Central Zone, Bhubaneswar | 2200 | EHT (O&M) Circle, Cuttack | 2204 | EHT (O&M) Division, Paradeep | C346 | 132/33 kV T/L S/S S/D Kendrapara | 3000001329 | ELECTROMAGNETIC AUXILLARY RELAY | RLAY.AUX.A001 | ZSPR_ACT | ZSPR | NOS | 3 | 21750 | INR
2000 | Central Zone, Bhubaneswar | 2200 | EHT (O&M) Circle, Cuttack | 2204 | EHT (O&M) Division, Paradeep | C346 | 132/33 kV T/L S/S S/D Kendrapara | 3000001330 | AXU RELAY FOR ALARM AND TRIP | RLAY.AUX.A002 | ZSPR_ACT | ZSPR | NOS | 2 | 3620 | INR
2000 | Central Zone, Bhubaneswar | 2200 | EHT (O&M) Circle, Cuttack | 2204 | EHT (O&M) Division, Paradeep | C344 | 132/33 kV S/S S/D Tirtol | 3000001333 | Auxiliary relay | RLAY.AUX.A023 | ZSPR_ACT | ZSPR | NOS | 5 | 80225.37 | INR
2000 | Central Zone, Bhubaneswar | 2200 | EHT (O&M) Circle, Cuttack | 2204 | EHT (O&M) Division, Paradeep | C343 | 132/33 kV S/S S/D Marsaghai | 3000001333 | Auxiliary relay | RLAY.AUX.A023 | ZSPR_ACT | ZSPR | NOS | 1 | 16045.07 | INR
2000 | Central Zone, Bhubaneswar | 2200 | EHT (O&M) Circle, Cuttack | 2204 | EHT (O&M) Division, Paradeep | C346 | 132/33 kV T/L S/S S/D Kendrapara | 3000001333 | Auxiliary relay | RLAY.AUX.A023 | ZSPR_ACT | ZSPR | NOS | 4 | 64180.29 | INR
2000 | Central Zone, Bhubaneswar | 2200 | EHT (O&M) Circle, Cuttack | 2204 | EHT (O&M) Division, Paradeep | C349 | 132/33 kV S/S S/D Olaver | 3000001333 | Auxiliary relay | RLAY.AUX.A023 | ZSPR_ACT | ZSPR | NOS | 1 | 16045.07 | INR
2000 | Central Zone, Bhubaneswar | 2200 | EHT (O&M) Circle, Cuttack | 2204 | EHT (O&M) Division, Paradeep | C343 | 132/33 kV S/S S/D Marsaghai | 3000001347 | NUMERIC DIFFERENTIAL RELAY | RLAY.DIFFTIAL.C001 | ZSPR_ACT | ZSPR | NOS | 1 | 316689 | INR
2000 | Central Zone, Bhubaneswar | 2200 | EHT (O&M) Circle, Cuttack | 2204 | EHT (O&M) Division, Paradeep | C348 | 132/33 kV T/L S/S S/D Chandikhol | 3000001348 | DIFFERENTIALPROTECTION RELAY | RLAY.DIFFTIAL.C002 | ZSPR_SCRAP | ZSPR | NOS | 1 | 100 | INR
2000 | Central Zone, Bhubaneswar | 2200 | EHT (O&M) Circle, Cuttack | 2204 | EHT (O&M) Division, Paradeep | C346 | 132/33 kV T/L S/S S/D Kendrapara | 3000001351 | Numerical Feeder Management Relay | RLAY.DP.C001 | ZSPR_ACT | ZSPR | NOS | 2 | 40000 | INR
2000 | Central Zone, Bhubaneswar | 2200 | EHT (O&M) Circle, Cuttack | 2204 | EHT (O&M) Division, Paradeep | C348 | 132/33 kV T/L S/S S/D Chandikhol | 3000001351 | Numerical Feeder Management Relay | RLAY.DP.C001 | ZSPR_SCRAP | ZSPR | NOS | 1 | 1 | INR
2000 | Central Zone, Bhubaneswar | 2200 | EHT (O&M) Circle, Cuttack | 2204 | EHT (O&M) Division, Paradeep | C347 | 132/33 kV T/L S/S S/D Pattamundai | 3000001352 | Distance Protection Relay(Cat-A) | RLAY.DP.C003 | ZSPR_SCRAP | ZSPR | NOS | 1 | 1 | INR
2000 | Central Zone, Bhubaneswar | 2200 | EHT (O&M) Circle, Cuttack | 2204 | EHT (O&M) Division, Paradeep | C342 | 220/132/33 kV T/L S/S S/D Paradeep | 3000001355 | OC EF NON-DIR BACK-UP RELAY | RLAY.EMBACKUP.A002 | ZSPR_ACT | ZSPR | NOS | 1 | 3060.31 | INR
2000 | Central Zone, Bhubaneswar | 2200 | EHT (O&M) Circle, Cuttack | 2204 | EHT (O&M) Division, Paradeep | C346 | 132/33 kV T/L S/S S/D Kendrapara | 3000001355 | OC EF NON-DIR BACK-UP RELAY | RLAY.EMBACKUP.A002 | ZSPR_ACT | ZSPR | NOS | 13 | 39784.05 | INR
2000 | Central Zone, Bhubaneswar | 2200 | EHT (O&M) Circle, Cuttack | 2204 | EHT (O&M) Division, Paradeep | C346 | 132/33 kV T/L S/S S/D Kendrapara | 3000001377 | Instantaneous Earth Fault relay | RLAY.INS.A003 | ZSPR_ACT | ZSPR | NOS | 4 | 12000 | INR
2000 | Central Zone, Bhubaneswar | 2200 | EHT (O&M) Circle, Cuttack | 2204 | EHT (O&M) Division, Paradeep | C348 | 132/33 kV T/L S/S S/D Chandikhol | 3000001385 | ELECTROMAGNETIC MASTER TRIP RELAY | RLAY.MTRIP.A001 | ZSPR_SCRAP | ZSPR | NOS | 1 | 2 | INR
2000 | Central Zone, Bhubaneswar | 2200 | EHT (O&M) Circle, Cuttack | 2204 | EHT (O&M) Division, Paradeep | C349 | 132/33 kV S/S S/D Olaver | 3000001385 | ELECTROMAGNETIC MASTER TRIP RELAY | RLAY.MTRIP.A001 | ZSPR_ACT | ZSPR | NOS | 4 | 31955.84 | INR
2000 | Central Zone, Bhubaneswar | 2200 | EHT (O&M) Circle, Cuttack | 2204 | EHT (O&M) Division, Paradeep | C347 | 132/33 kV T/L S/S S/D Pattamundai | 3000001385 | ELECTROMAGNETIC MASTER TRIP RELAY | RLAY.MTRIP.A001 | ZSPR_ACT | ZSPR | NOS | 1 | 7988.96 | INR
2000 | Central Zone, Bhubaneswar | 2200 | EHT (O&M) Circle, Cuttack | 2204 | EHT (O&M) Division, Paradeep | C344 | 132/33 kV S/S S/D Tirtol | 3000001386 | Master Trip Relay | RLAY.MTRIP.A002 | ZSPR_ACT | ZSPR | NOS | 1 | 27925 | INR
2000 | Central Zone, Bhubaneswar | 2200 | EHT (O&M) Circle, Cuttack | 2204 | EHT (O&M) Division, Paradeep | C347 | 132/33 kV T/L S/S S/D Pattamundai | 3000001389 | Master trip relay Numerical | RLAY.MTRIP.A006 | ZSPR_ACT | ZSPR | NOS | 1 | 3437.5 | INR
2000 | Central Zone, Bhubaneswar | 2200 | EHT (O&M) Circle, Cuttack | 2204 | EHT (O&M) Division, Paradeep | C343 | 132/33 kV S/S S/D Marsaghai | 3000001389 | Master trip relay Numerical | RLAY.MTRIP.A006 | ZSPR_ACT | ZSPR | NOS | 4 | 13750.02 | INR
2000 | Central Zone, Bhubaneswar | 2200 | EHT (O&M) Circle, Cuttack | 2204 | EHT (O&M) Division, Paradeep | C346 | 132/33 kV T/L S/S S/D Kendrapara | 3000001389 | Master trip relay Numerical | RLAY.MTRIP.A006 | ZSPR_ACT | ZSPR | NOS | 13 | 44687.55 | INR
2000 | Central Zone, Bhubaneswar | 2200 | EHT (O&M) Circle, Cuttack | 2204 | EHT (O&M) Division, Paradeep | C348 | 132/33 kV T/L S/S S/D Chandikhol | 3000001389 | Master trip relay Numerical | RLAY.MTRIP.A006 | ZSPR_ACT | ZSPR | NOS | 3 | 10312.51 | INR
2000 | Central Zone, Bhubaneswar | 2200 | EHT (O&M) Circle, Cuttack | 2204 | EHT (O&M) Division, Paradeep | C346 | 132/33 kV T/L S/S S/D Kendrapara | 3000001398 | UNDER/OVER FREQUENCY RELAY | RLAY.NU.UFOF.A001 | ZSPR_ACT | ZSPR | NOS | 1 | 300 | INR
2000 | Central Zone, Bhubaneswar | 2200 | EHT (O&M) Circle, Cuttack | 2204 | EHT (O&M) Division, Paradeep | C348 | 132/33 kV T/L S/S S/D Chandikhol | 3000001401 | Num Backup Relay | RLAY.NUMBACKUP.A002 | ZSPR_ACT | ZSPR | NOS | 2 | 60000 | INR
2000 | Central Zone, Bhubaneswar | 2200 | EHT (O&M) Circle, Cuttack | 2204 | EHT (O&M) Division, Paradeep | C344 | 132/33 kV S/S S/D Tirtol | 3000001403 | OC E/F DIR NUMERIC BACKUP RELAY | RLAY.NUMBACKUP.B001 | ZSPR_ACT | ZSPR | NOS | 1 | 204668.16 | INR
2000 | Central Zone, Bhubaneswar | 2200 | EHT (O&M) Circle, Cuttack | 2204 | EHT (O&M) Division, Paradeep | C349 | 132/33 kV S/S S/D Olaver | 3000001403 | OC E/F DIR NUMERIC BACKUP RELAY | RLAY.NUMBACKUP.B001 | ZSPR_ACT | ZSPR | NOS | 1 | 204668.17 | INR
2000 | Central Zone, Bhubaneswar | 2200 | EHT (O&M) Circle, Cuttack | 2204 | EHT (O&M) Division, Paradeep | C347 | 132/33 kV T/L S/S S/D Pattamundai | 3000001404 | Numerical Back up Relay | RLAY.NUMBACKUP.B002 | ZSPR_ACT | ZSPR | NOS | 2 | 101948.64 | INR
2000 | Central Zone, Bhubaneswar | 2200 | EHT (O&M) Circle, Cuttack | 2204 | EHT (O&M) Division, Paradeep | C346 | 132/33 kV T/L S/S S/D Kendrapara | 3000001404 | Numerical Back up Relay | RLAY.NUMBACKUP.B002 | ZSPR_ACT | ZSPR | NOS | 9 | 458768.86 | INR
2000 | Central Zone, Bhubaneswar | 2200 | EHT (O&M) Circle, Cuttack | 2204 | EHT (O&M) Division, Paradeep | C342 | 220/132/33 kV T/L S/S S/D Paradeep | 3000001404 | Numerical Back up Relay | RLAY.NUMBACKUP.B002 | ZSPR_ACT | ZSPR | NOS | 1 | 50974.32 | INR
2000 | Central Zone, Bhubaneswar | 2200 | EHT (O&M) Circle, Cuttack | 2204 | EHT (O&M) Division, Paradeep | C346 | 132/33 kV T/L S/S S/D Kendrapara | 3000001405 | OC E/F DIR NUMERIC EF BACK UP RELAY | RLAY.NUMBACKUP.B006 | ZSPR_ACT | ZSPR | NOS | 1 | 10000 | INR
2000 | Central Zone, Bhubaneswar | 2200 | EHT (O&M) Circle, Cuttack | 2204 | EHT (O&M) Division, Paradeep | C348 | 132/33 kV T/L S/S S/D Chandikhol | 3000001407 | OC E/F NON-DIR NUMERIC BACK UP RELAY | RLAY.NUMBACKUP.B011 | ZSPR_SCRAP | ZSPR | NOS | 2 | 2 | INR
2000 | Central Zone, Bhubaneswar | 2200 | EHT (O&M) Circle, Cuttack | 2204 | EHT (O&M) Division, Paradeep | C347 | 132/33 kV T/L S/S S/D Pattamundai | 3000001416 | RESTRICTED EARTH FAULT RELAY | RLAY.REF.A001 | ZSPR_ACT | ZSPR | NOS | 1 | 6970 | INR
2000 | Central Zone, Bhubaneswar | 2200 | EHT (O&M) Circle, Cuttack | 2204 | EHT (O&M) Division, Paradeep | C349 | 132/33 kV S/S S/D Olaver | 3000001421 | TC Supervision Relay | RLAY.SUPERVISION.A002 | ZSPR_ACT | ZSPR | NOS | 2 | 16906 | INR
2000 | Central Zone, Bhubaneswar | 2200 | EHT (O&M) Circle, Cuttack | 2204 | EHT (O&M) Division, Paradeep | C347 | 132/33 kV T/L S/S S/D Pattamundai | 3000001507 | ATTRACTOR ASSEMBLY 132KV ABB SF6 CB | SPR.BKR132ABB.D001 | ZSPR_ACT | ZSPR | NOS | 1 | 9041.67 | INR
2000 | Central Zone, Bhubaneswar | 2200 | EHT (O&M) Circle, Cuttack | 2204 | EHT (O&M) Division, Paradeep | C347 | 132/33 kV T/L S/S S/D Pattamundai | 3000001509 | O/H KIT DENSITY MONITOR 132KV ABB SF6CB | SPR.BKR132ABB.D003 | ZSPR_ACT | ZSPR | NOS | 3 | 1500 | INR
2000 | Central Zone, Bhubaneswar | 2200 | EHT (O&M) Circle, Cuttack | 2204 | EHT (O&M) Division, Paradeep | C342 | 220/132/33 kV T/L S/S S/D Paradeep | 3000001510 | TRIPPING COIL FOR 132KV ABB MAKE SF6 CB | SPR.BKR132ABB.D004 | ZSPR_ACT | ZSPR | NOS | 1 | 2499 | INR
2000 | Central Zone, Bhubaneswar | 2200 | EHT (O&M) Circle, Cuttack | 2204 | EHT (O&M) Division, Paradeep | C347 | 132/33 kV T/L S/S S/D Pattamundai | 3000001512 | RESISTOR 132KV SF6 CIRCUIT BREAKER ABB | SPR.BKR132ABB.D006 | ZSPR_ACT | ZSPR | NOS | 4 | 1680 | INR
2000 | Central Zone, Bhubaneswar | 2200 | EHT (O&M) Circle, Cuttack | 2204 | EHT (O&M) Division, Paradeep | C347 | 132/33 kV T/L S/S S/D Pattamundai | 3000001513 | BOTTOM POLE COLUMN 132KV ABB SF6 CB | SPR.BKR132ABB.D007 | ZSPR_ACT | ZSPR | NOS | 1 | 27000 | INR
2000 | Central Zone, Bhubaneswar | 2200 | EHT (O&M) Circle, Cuttack | 2204 | EHT (O&M) Division, Paradeep | C347 | 132/33 kV T/L S/S S/D Pattamundai | 3000001514 | SHAFT BOTTOM HOUSING 132KV ABB SF6 CB | SPR.BKR132ABB.D008 | ZSPR_ACT | ZSPR | NOS | 1 | 10200 | INR
2000 | Central Zone, Bhubaneswar | 2200 | EHT (O&M) Circle, Cuttack | 2204 | EHT (O&M) Division, Paradeep | C347 | 132/33 kV T/L S/S S/D Pattamundai | 3000001515 | GAS PRESSURE GAUGE 132 KV ABB R SF6 CB | SPR.BKR132ABB.D009 | ZSPR_ACT | ZSPR | NOS | 1 | 15000 | INR
2000 | Central Zone, Bhubaneswar | 2200 | EHT (O&M) Circle, Cuttack | 2204 | EHT (O&M) Division, Paradeep | C347 | 132/33 kV T/L S/S S/D Pattamundai | 3000001516 | COMPRESSED AIR PIPELINE 132KV ABB SF6 CB | SPR.BKR132ABB.D010 | ZSPR_ACT | ZSPR | NOS | 1 | 11760 | INR
2000 | Central Zone, Bhubaneswar | 2200 | EHT (O&M) Circle, Cuttack | 2204 | EHT (O&M) Division, Paradeep | C347 | 132/33 kV T/L S/S S/D Pattamundai | 3000001517 | AIR PRESSURE SWITCH 132KV ABB SF6 CB | SPR.BKR132ABB.D011 | ZSPR_ACT | ZSPR | NOS | 1 | 11500 | INR
2000 | Central Zone, Bhubaneswar | 2200 | EHT (O&M) Circle, Cuttack | 2204 | EHT (O&M) Division, Paradeep | C347 | 132/33 kV T/L S/S S/D Pattamundai | 3000001519 | GROOVE PART FOR 132KV ABB MAKE SF6 CB | SPR.BKR132ABB.D014 | ZSPR_ACT | ZSPR | NOS | 1 | 2820 | INR
2000 | Central Zone, Bhubaneswar | 2200 | EHT (O&M) Circle, Cuttack | 2204 | EHT (O&M) Division, Paradeep | C347 | 132/33 kV T/L S/S S/D Pattamundai | 3000001530 | Tripping Coil 132KV ALSTHOM MAKE SF6 CB | SPR.BKR132ASTM.D003 | ZSPR_ACT | ZSPR | NOS | 1 | 2800 | INR
2000 | Central Zone, Bhubaneswar | 2200 | EHT (O&M) Circle, Cuttack | 2204 | EHT (O&M) Division, Paradeep | C346 | 132/33 kV T/L S/S S/D Kendrapara | 3000001555 | LIMB FOR 132 KV BHEL SF6 CB | SPR.BKR132BHEL.D011 | ZSPR_SCRAP | ZSPR | NOS | 2 | 2 | INR
2000 | Central Zone, Bhubaneswar | 2200 | EHT (O&M) Circle, Cuttack | 2204 | EHT (O&M) Division, Paradeep | C342 | 220/132/33 kV T/L S/S S/D Paradeep | 3000001567 | CLOSING COIL FOR 132KV CGL MAKE SF6 CB | SPR.BKR132CGL.D005 | ZSPR_ACT | ZSPR | NOS | 1 | 3423.18 | INR
2000 | Central Zone, Bhubaneswar | 2200 | EHT (O&M) Circle, Cuttack | 2204 | EHT (O&M) Division, Paradeep | C346 | 132/33 kV T/L S/S S/D Kendrapara | 3000001567 | CLOSING COIL FOR 132KV CGL MAKE SF6 CB | SPR.BKR132CGL.D005 | ZSPR_ACT | ZSPR | NOS | 5 | 17115.9 | INR
2000 | Central Zone, Bhubaneswar | 2200 | EHT (O&M) Circle, Cuttack | 2204 | EHT (O&M) Division, Paradeep | C346 | 132/33 kV T/L S/S S/D Kendrapara | 3000001568 | TRIPPING/CLOSING COIL 132KV CGL SF6 CB | SPR.BKR132CGL.D006 | ZSPR_ACT | ZSPR | NOS | 5 | 17115.9 | INR
2000 | Central Zone, Bhubaneswar | 2200 | EHT (O&M) Circle, Cuttack | 2204 | EHT (O&M) Division, Paradeep | C348 | 132/33 kV T/L S/S S/D Chandikhol | 3000001574 | AIR PRESSURE SWITCH 132KV CGL SF6 CB | SPR.BKR132CGL.D012 | ZSPR_ACT | ZSPR | NOS | 1 | 12000 | INR
2000 | Central Zone, Bhubaneswar | 2200 | EHT (O&M) Circle, Cuttack | 2204 | EHT (O&M) Division, Paradeep | C342 | 220/132/33 kV T/L S/S S/D Paradeep | 3000001594 | AUXILARY SWITCH 4NO+4NC 132KV CGL SF6 CB | SPR.BKR132CGL.D035 | ZSPR_ACT | ZSPR | NOS | 1 | 30809 | INR
2000 | Central Zone, Bhubaneswar | 2200 | EHT (O&M) Circle, Cuttack | 2204 | EHT (O&M) Division, Paradeep | C342 | 220/132/33 kV T/L S/S S/D Paradeep | 3000001598 | OVER LOAD RELAY 132 KV SF6 CGL BREAKER | SPR.BKR132CGL.D040 | ZSPR_ACT | ZSPR | NOS | 6 | 9000 | INR
2000 | Central Zone, Bhubaneswar | 2200 | EHT (O&M) Circle, Cuttack | 2204 | EHT (O&M) Division, Paradeep | C348 | 132/33 kV T/L S/S S/D Chandikhol | 3000001601 | TRIP COIL OF 132KV SF6 CGL | SPR.BKR132CGL.D044 | ZSPR_ACT | ZSPR | NOS | 1 | 666.67 | INR
2000 | Central Zone, Bhubaneswar | 2200 | EHT (O&M) Circle, Cuttack | 2204 | EHT (O&M) Division, Paradeep | C348 | 132/33 kV T/L S/S S/D Chandikhol | 3000001603 | TERMINAL CONNECTOR 132KV CGL SF6 | SPR.BKR132CGL.D046 | ZSPR_ACT | ZSPR | NOS | 2 | 842.86 | INR
2000 | Central Zone, Bhubaneswar | 2200 | EHT (O&M) Circle, Cuttack | 2204 | EHT (O&M) Division, Paradeep | C348 | 132/33 kV T/L S/S S/D Chandikhol | 3000001614 | TRIPPING/CLOSING ASSEMBLY 132KV CGL SF6 | SPR.BKR132CGL.D057 | ZSPR_ACT | ZSPR | NOS | 1 | 250 | INR
2000 | Central Zone, Bhubaneswar | 2200 | EHT (O&M) Circle, Cuttack | 2204 | EHT (O&M) Division, Paradeep | C346 | 132/33 kV T/L S/S S/D Kendrapara | 3000001638 | LIMIT SWITCH FOR 132KV CGL MAKE SF6 CB | SPR.BKR132CGL.D106 | ZSPR_ACT | ZSPR | NOS | 5 | 9874.3 | INR
2000 | Central Zone, Bhubaneswar | 2200 | EHT (O&M) Circle, Cuttack | 2204 | EHT (O&M) Division, Paradeep | C349 | 132/33 kV S/S S/D Olaver | 3000001650 | AUXILIARY CONTACT132KV SIEMENS SF6 CB | SPR.BKR132SMNS.B001 | ZSPR_ACT | ZSPR | NOS | 1 | 7558.67 | INR
2000 | Central Zone, Bhubaneswar | 2200 | EHT (O&M) Circle, Cuttack | 2204 | EHT (O&M) Division, Paradeep | C344 | 132/33 kV S/S S/D Tirtol | 3000001650 | AUXILIARY CONTACT132KV SIEMENS SF6 CB | SPR.BKR132SMNS.B001 | ZSPR_ACT | ZSPR | NOS | 1 | 7558.66 | INR
2000 | Central Zone, Bhubaneswar | 2200 | EHT (O&M) Circle, Cuttack | 2204 | EHT (O&M) Division, Paradeep | C343 | 132/33 kV S/S S/D Marsaghai | 3000001650 | AUXILIARY CONTACT132KV SIEMENS SF6 CB | SPR.BKR132SMNS.B001 | ZSPR_ACT | ZSPR | NOS | 1 | 7558.67 | INR
2000 | Central Zone, Bhubaneswar | 2200 | EHT (O&M) Circle, Cuttack | 2204 | EHT (O&M) Division, Paradeep | C349 | 132/33 kV S/S S/D Olaver | 3000001651 | Trip/Close coil 132KV SF6 Seimens Brker | SPR.BKR132SMNS.B008 | ZSPR_ACT | ZSPR | NOS | 4 | 10226.67 | INR
2000 | Central Zone, Bhubaneswar | 2200 | EHT (O&M) Circle, Cuttack | 2204 | EHT (O&M) Division, Paradeep | C349 | 132/33 kV S/S S/D Olaver | 3000001658 | DENSITY MONITOR 132KV SIEMENS SF6 CB | SPR.BKR132SMNS.D007 | ZSPR_ACT | ZSPR | NOS | 1 | 23989.25 | INR
2000 | Central Zone, Bhubaneswar | 2200 | EHT (O&M) Circle, Cuttack | 2204 | EHT (O&M) Division, Paradeep | C344 | 132/33 kV S/S S/D Tirtol | 3000001658 | DENSITY MONITOR 132KV SIEMENS SF6 CB | SPR.BKR132SMNS.D007 | ZSPR_ACT | ZSPR | NOS | 1 | 23989.25 | INR
2000 | Central Zone, Bhubaneswar | 2200 | EHT (O&M) Circle, Cuttack | 2204 | EHT (O&M) Division, Paradeep | C349 | 132/33 kV S/S S/D Olaver | 3000001660 | Relay PC for 132KV SMNS Bkr | SPR.BKR132SMNS.D009 | ZSPR_ACT | ZSPR | NOS | 1 | 12993 | INR
2000 | Central Zone, Bhubaneswar | 2200 | EHT (O&M) Circle, Cuttack | 2204 | EHT (O&M) Division, Paradeep | C343 | 132/33 kV S/S S/D Marsaghai | 3000001660 | Relay PC for 132KV SMNS Bkr | SPR.BKR132SMNS.D009 | ZSPR_ACT | ZSPR | NOS | 1 | 12993 | INR
2000 | Central Zone, Bhubaneswar | 2200 | EHT (O&M) Circle, Cuttack | 2204 | EHT (O&M) Division, Paradeep | C344 | 132/33 kV S/S S/D Tirtol | 3000001661 | ONE POLE ASSEMBLE 132KV SIEMENS SF6 CB | SPR.BKR132SMNS.D011 | ZSPR_ACT | ZSPR | NOS | 1 | 222128 | INR
2000 | Central Zone, Bhubaneswar | 2200 | EHT (O&M) Circle, Cuttack | 2204 | EHT (O&M) Division, Paradeep | C349 | 132/33 kV S/S S/D Olaver | 3000001665 | SC MOTOR FOR 132KV SMENS SF6 CB | SPR.BKR132SMNS.D015 | ZSPR_ACT | ZSPR | NOS | 1 | 10634.75 | INR
2000 | Central Zone, Bhubaneswar | 2200 | EHT (O&M) Circle, Cuttack | 2204 | EHT (O&M) Division, Paradeep | C344 | 132/33 kV S/S S/D Tirtol | 3000001665 | SC MOTOR FOR 132KV SMENS SF6 CB | SPR.BKR132SMNS.D015 | ZSPR_ACT | ZSPR | NOS | 1 | 10634.75 | INR
2000 | Central Zone, Bhubaneswar | 2200 | EHT (O&M) Circle, Cuttack | 2204 | EHT (O&M) Division, Paradeep | C348 | 132/33 kV T/L S/S S/D Chandikhol | 3000001666 | SF6 GAS LEAKAGE DETECTOR | SPR.BKR132SMNS.D016 | ZSPR_ACT | ZSPR | NOS | 1 | 17769.6 | INR
2000 | Central Zone, Bhubaneswar | 2200 | EHT (O&M) Circle, Cuttack | 2204 | EHT (O&M) Division, Paradeep | C346 | 132/33 kV T/L S/S S/D Kendrapara | 3000001666 | SF6 GAS LEAKAGE DETECTOR | SPR.BKR132SMNS.D016 | ZSPR_ACT | ZSPR | NOS | 1 | 17769.6 | INR
2000 | Central Zone, Bhubaneswar | 2200 | EHT (O&M) Circle, Cuttack | 2204 | EHT (O&M) Division, Paradeep | C349 | 132/33 kV S/S S/D Olaver | 3000001667 | GAS FILLING DEVICE 132KV SIEMENS SF6 CB | SPR.BKR132SMNS.D017 | ZSPR_ACT | ZSPR | NOS | 1 | 21668.39 | INR
2000 | Central Zone, Bhubaneswar | 2200 | EHT (O&M) Circle, Cuttack | 2204 | EHT (O&M) Division, Paradeep | C343 | 132/33 kV S/S S/D Marsaghai | 3000001667 | GAS FILLING DEVICE 132KV SIEMENS SF6 CB | SPR.BKR132SMNS.D017 | ZSPR_ACT | ZSPR | NOS | 1 | 21668.39 | INR
2000 | Central Zone, Bhubaneswar | 2200 | EHT (O&M) Circle, Cuttack | 2204 | EHT (O&M) Division, Paradeep | C344 | 132/33 kV S/S S/D Tirtol | 3000001667 | GAS FILLING DEVICE 132KV SIEMENS SF6 CB | SPR.BKR132SMNS.D017 | ZSPR_ACT | ZSPR | NOS | 1 | 21668.39 | INR
2000 | Central Zone, Bhubaneswar | 2200 | EHT (O&M) Circle, Cuttack | 2204 | EHT (O&M) Division, Paradeep | C346 | 132/33 kV T/L S/S S/D Kendrapara | 3000001667 | GAS FILLING DEVICE 132KV SIEMENS SF6 CB | SPR.BKR132SMNS.D017 | ZSPR_ACT | ZSPR | NOS | 2 | 43336.78 | INR
2000 | Central Zone, Bhubaneswar | 2200 | EHT (O&M) Circle, Cuttack | 2204 | EHT (O&M) Division, Paradeep | C347 | 132/33 kV T/L S/S S/D Pattamundai | 3000001667 | GAS FILLING DEVICE 132KV SIEMENS SF6 CB | SPR.BKR132SMNS.D017 | ZSPR_ACT | ZSPR | NOS | 1 | 21668.39 | INR
2000 | Central Zone, Bhubaneswar | 2200 | EHT (O&M) Circle, Cuttack | 2204 | EHT (O&M) Division, Paradeep | C343 | 132/33 kV S/S S/D Marsaghai | 3000001670 | 2NO+2NC,220V DC 132KV SIEMENS SF6 CB | SPR.BKR132SMNS.D020 | ZSPR_ACT | ZSPR | NOS | 1 | 1945 | INR
2000 | Central Zone, Bhubaneswar | 2200 | EHT (O&M) Circle, Cuttack | 2204 | EHT (O&M) Division, Paradeep | C349 | 132/33 kV S/S S/D Olaver | 3000001671 | GASKETS,O-RINGS,SEALS 132KV SMNS SF6 CB | SPR.BKR132SMNS.D021 | ZSPR_ACT | ZSPR | NOS | 1 | 3249 | INR
2000 | Central Zone, Bhubaneswar | 2200 | EHT (O&M) Circle, Cuttack | 2204 | EHT (O&M) Division, Paradeep | C346 | 132/33 kV T/L S/S S/D Kendrapara | 3000001673 | LIMB FOR 132KV SIEMENS MAKE SF6 CB | SPR.BKR132SMNS.D027 | ZSPR_ACT | ZSPR | NOS | 2 | 160000 | INR
2000 | Central Zone, Bhubaneswar | 2200 | EHT (O&M) Circle, Cuttack | 2204 | EHT (O&M) Division, Paradeep | C343 | 132/33 kV S/S S/D Marsaghai | 3000001674 | R&M w/o HOSE PIPE 132KV SMNS SF6 CB | SPR.BKR132SMNS.D028 | ZSPR_ACT | ZSPR | NOS | 1 | 2475 | INR
2000 | Central Zone, Bhubaneswar | 2200 | EHT (O&M) Circle, Cuttack | 2204 | EHT (O&M) Division, Paradeep | C347 | 132/33 kV T/L S/S S/D Pattamundai | 3000001956 | Tripping coil for 36KV VCB SEIL | SPR.BKR36SEIL.E002 | ZSPR_ACT | ZSPR | NOS | 1 | 1190.21 | INR
2000 | Central Zone, Bhubaneswar | 2200 | EHT (O&M) Circle, Cuttack | 2204 | EHT (O&M) Division, Paradeep | C347 | 132/33 kV T/L S/S S/D Pattamundai | 3000001957 | Closing coil for 36KV VCB SEIL | SPR.BKR36SEIL.E003 | ZSPR_ACT | ZSPR | NOS | 2 | 2380.42 | INR
2000 | Central Zone, Bhubaneswar | 2200 | EHT (O&M) Circle, Cuttack | 2204 | EHT (O&M) Division, Paradeep | C347 | 132/33 kV T/L S/S S/D Pattamundai | 3000001958 | Motor limit switch for 36 KV VCB SEIL | SPR.BKR36SEIL.E004 | ZSPR_ACT | ZSPR | NOS | 1 | 1000 | INR
2000 | Central Zone, Bhubaneswar | 2200 | EHT (O&M) Circle, Cuttack | 2204 | EHT (O&M) Division, Paradeep | C347 | 132/33 kV T/L S/S S/D Pattamundai | 3000001959 | Spring charging motor for 36KV VCB SEIL | SPR.BKR36SEIL.E005 | ZSPR_ACT | ZSPR | NOS | 1 | 5000 | INR
2000 | Central Zone, Bhubaneswar | 2200 | EHT (O&M) Circle, Cuttack | 2204 | EHT (O&M) Division, Paradeep | C346 | 132/33 kV T/L S/S S/D Kendrapara | 3000001965 | Tripping coil for 36KV Stelmec make VCB. | SPR.BKR36SL.E004 | ZSPR_ACT | ZSPR | NOS | 5 | 10587 | INR
2000 | Central Zone, Bhubaneswar | 2200 | EHT (O&M) Circle, Cuttack | 2204 | EHT (O&M) Division, Paradeep | C342 | 220/132/33 kV T/L S/S S/D Paradeep | 3000001966 | Closing coil for 36KV Stelmec make VCB. | SPR.BKR36SL.E005 | ZSPR_ACT | ZSPR | NOS | 2 | 4238.22 | INR
2000 | Central Zone, Bhubaneswar | 2200 | EHT (O&M) Circle, Cuttack | 2204 | EHT (O&M) Division, Paradeep | C349 | 132/33 kV S/S S/D Olaver | 3000001972 | CLOSING COIL OF 36KV SIEMENS VCB | SPR.BKR36SMNS.E002 | ZSPR_ACT | ZSPR | NOS | 3 | 5984.83 | INR
2000 | Central Zone, Bhubaneswar | 2200 | EHT (O&M) Circle, Cuttack | 2204 | EHT (O&M) Division, Paradeep | C344 | 132/33 kV S/S S/D Tirtol | 3000001972 | CLOSING COIL OF 36KV SIEMENS VCB | SPR.BKR36SMNS.E002 | ZSPR_ACT | ZSPR | NOS | 2 | 3989.88 | INR
2000 | Central Zone, Bhubaneswar | 2200 | EHT (O&M) Circle, Cuttack | 2204 | EHT (O&M) Division, Paradeep | C344 | 132/33 kV S/S S/D Tirtol | 3000001973 | TRIPPING COIL OF 36KV SIEMENS VCB | SPR.BKR36SMNS.E003 | ZSPR_ACT | ZSPR | NOS | 1 | 2303.4 | INR
2000 | Central Zone, Bhubaneswar | 2200 | EHT (O&M) Circle, Cuttack | 2204 | EHT (O&M) Division, Paradeep | C343 | 132/33 kV S/S S/D Marsaghai | 3000001973 | TRIPPING COIL OF 36KV SIEMENS VCB | SPR.BKR36SMNS.E003 | ZSPR_ACT | ZSPR | NOS | 7 | 16123.8 | INR
2000 | Central Zone, Bhubaneswar | 2200 | EHT (O&M) Circle, Cuttack | 2204 | EHT (O&M) Division, Paradeep | C349 | 132/33 kV S/S S/D Olaver | 3000001973 | TRIPPING COIL OF 36KV SIEMENS VCB | SPR.BKR36SMNS.E003 | ZSPR_ACT | ZSPR | NOS | 2 | 4606.8 | INR
2000 | Central Zone, Bhubaneswar | 2200 | EHT (O&M) Circle, Cuttack | 2204 | EHT (O&M) Division, Paradeep | C349 | 132/33 kV S/S S/D Olaver | 3000001974 | LIMB FOR 36KV SIEMENS MAKE VCB | SPR.BKR36SMNS.E004 | ZSPR_FREE | ZSPR | NOS | 1 | 0 | INR
2000 | Central Zone, Bhubaneswar | 2200 | EHT (O&M) Circle, Cuttack | 2204 | EHT (O&M) Division, Paradeep | C349 | 132/33 kV S/S S/D Olaver | 3000001975 | SC MOTOR FOR 36KV,1250A,25KA, SIEMENS | SPR.BKR36SMNS.E005 | ZSPR_ACT | ZSPR | NOS | 1 | 11337.75 | INR
2000 | Central Zone, Bhubaneswar | 2200 | EHT (O&M) Circle, Cuttack | 2204 | EHT (O&M) Division, Paradeep | C344 | 132/33 kV S/S S/D Tirtol | 3000001975 | SC MOTOR FOR 36KV,1250A,25KA, SIEMENS | SPR.BKR36SMNS.E005 | ZSPR_ACT | ZSPR | NOS | 1 | 11337.75 | INR
2000 | Central Zone, Bhubaneswar | 2200 | EHT (O&M) Circle, Cuttack | 2204 | EHT (O&M) Division, Paradeep | C349 | 132/33 kV S/S S/D Olaver | 3000001976 | Aux Switch C. Assembly for 36KV VCB SMNS | SPR.BKR36SMNS.E006 | ZSPR_ACT | ZSPR | NOS | 1 | 5912.25 | INR
2000 | Central Zone, Bhubaneswar | 2200 | EHT (O&M) Circle, Cuttack | 2204 | EHT (O&M) Division, Paradeep | C344 | 132/33 kV S/S S/D Tirtol | 3000001976 | Aux Switch C. Assembly for 36KV VCB SMNS | SPR.BKR36SMNS.E006 | ZSPR_ACT | ZSPR | NOS | 1 | 5912.25 | INR
2000 | Central Zone, Bhubaneswar | 2200 | EHT (O&M) Circle, Cuttack | 2204 | EHT (O&M) Division, Paradeep | C344 | 132/33 kV S/S S/D Tirtol | 3000001977 | GASKET,O-RING for 36KV VCB SMNS | SPR.BKR36SMNS.E007 | ZSPR_ACT | ZSPR | NOS | 2 | 55850 | INR
2000 | Central Zone, Bhubaneswar | 2200 | EHT (O&M) Circle, Cuttack | 2204 | EHT (O&M) Division, Paradeep | C344 | 132/33 kV S/S S/D Tirtol | 3000002107 | Control Card for 220 Volt DC Charger | SPR.CHRG.AMAR.A001 | ZSPR_ACT | ZSPR | NOS | 1 | 31733 | INR
2000 | Central Zone, Bhubaneswar | 2200 | EHT (O&M) Circle, Cuttack | 2204 | EHT (O&M) Division, Paradeep | C349 | 132/33 kV S/S S/D Olaver | 3000002156 | AVR/ACR Card-220V,350AH CLRD Bat charger | SPR.CHRG.CLRD.A005 | ZSPR_ACT | ZSPR | NOS | 1 | 51563.75 | INR
2000 | Central Zone, Bhubaneswar | 2200 | EHT (O&M) Circle, Cuttack | 2204 | EHT (O&M) Division, Paradeep | C343 | 132/33 kV S/S S/D Marsaghai | 3000002156 | AVR/ACR Card-220V,350AH CLRD Bat charger | SPR.CHRG.CLRD.A005 | ZSPR_ACT | ZSPR | NOS | 1 | 51563.75 | INR
2000 | Central Zone, Bhubaneswar | 2200 | EHT (O&M) Circle, Cuttack | 2204 | EHT (O&M) Division, Paradeep | C349 | 132/33 kV S/S S/D Olaver | 3000002193 | AMMETER WITH TRANSDUCER 132KV CR PANEL | SPR.CRPNL132AE.A001 | ZSPR_ACT | ZSPR | NOS | 2 | 12556 | INR
2000 | Central Zone, Bhubaneswar | 2200 | EHT (O&M) Circle, Cuttack | 2204 | EHT (O&M) Division, Paradeep | C349 | 132/33 kV S/S S/D Olaver | 3000002194 | VOLTMETER WITH TRANSDUCER-132KV CRP AE | SPR.CRPNL132AE.A002 | ZSPR_ACT | ZSPR | NOS | 1 | 6278 | INR
2000 | Central Zone, Bhubaneswar | 2200 | EHT (O&M) Circle, Cuttack | 2204 | EHT (O&M) Division, Paradeep | C349 | 132/33 kV S/S S/D Olaver | 3000002243 | Spare Card FCBC (F-C-B Charger) | SPR.FCBC.A001 | ZSPR_FREE | ZSPR | SET | 1 | 0 | INR
2000 | Central Zone, Bhubaneswar | 2200 | EHT (O&M) Circle, Cuttack | 2204 | EHT (O&M) Division, Paradeep | C342 | 220/132/33 kV T/L S/S S/D Paradeep | 3000002270 | SOLENOID COIL ASSY.FOR 250KVA GC DG Set | SPR.GEN.GC.A002 | ZSPR_ACT | ZSPR | NOS | 3 | 3000 | INR
2000 | Central Zone, Bhubaneswar | 2200 | EHT (O&M) Circle, Cuttack | 2204 | EHT (O&M) Division, Paradeep | C344 | 132/33 kV S/S S/D Tirtol | 3000002279 | HINGE PINS TC TPAD 132KV ISOLATOR | SPR.ISO.132SS.A002 | ZSPR_ACT | ZSPR | NOS | 1 | 12058 | INR
2000 | Central Zone, Bhubaneswar | 2200 | EHT (O&M) Circle, Cuttack | 2204 | EHT (O&M) Division, Paradeep | C344 | 132/33 kV S/S S/D Tirtol | 3000002282 | Earthing Rod & Blade Contactor | SPR.ISO.33SS.A007 | ZSPR_ACT | ZSPR | NOS | 1 | 9520 | INR
2000 | Central Zone, Bhubaneswar | 2200 | EHT (O&M) Circle, Cuttack | 2204 | EHT (O&M) Division, Paradeep | C344 | 132/33 kV S/S S/D Tirtol | 3000002284 | Auxillary Switch Assy | SPR.ISO.33SS.A010 | ZSPR_ACT | ZSPR | NOS | 1 | 4062 | INR
2000 | Central Zone, Bhubaneswar | 2200 | EHT (O&M) Circle, Cuttack | 2204 | EHT (O&M) Division, Paradeep | C344 | 132/33 kV S/S S/D Tirtol | 3000002285 | Limit switch of Isolator M. box | SPR.ISO.33SS.A011 | ZSPR_ACT | ZSPR | NOS | 2 | 6346 | INR
2000 | Central Zone, Bhubaneswar | 2200 | EHT (O&M) Circle, Cuttack | 2204 | EHT (O&M) Division, Paradeep | C344 | 132/33 kV S/S S/D Tirtol | 3000002287 | RPC,switch fuse for 132KV Isolator | SPR.ISO.MISC.A002 | ZSPR_ACT | ZSPR | NOS | 1 | 12058 | INR
2000 | Central Zone, Bhubaneswar | 2200 | EHT (O&M) Circle, Cuttack | 2204 | EHT (O&M) Division, Paradeep | C342 | 220/132/33 kV T/L S/S S/D Paradeep | 3000002308 | MALE CONTACTCU FLAT 132KV DRCP ISOLATOR | SPR.ISO132DRCP.A002 | ZSPR_ACT | ZSPR | NOS | 42 | 12600 | INR
2000 | Central Zone, Bhubaneswar | 2200 | EHT (O&M) Circle, Cuttack | 2204 | EHT (O&M) Division, Paradeep | C343 | 132/33 kV S/S S/D Marsaghai | 3000002348 | MOTOR&GEAR A&BG A FOR132KV SMNS ISOLATOR | SPR.ISO132SMNS.A002 | ZSPR_ACT | ZSPR | NOS | 1 | 12953 | INR
2000 | Central Zone, Bhubaneswar | 2200 | EHT (O&M) Circle, Cuttack | 2204 | EHT (O&M) Division, Paradeep | C343 | 132/33 kV S/S S/D Marsaghai | 3000002349 | E Rod&Blade contact-132KV SMNS ISOLATOR | SPR.ISO132SMNS.A004 | ZSPR_ACT | ZSPR | NOS | 1 | 4872 | INR
2000 | Central Zone, Bhubaneswar | 2200 | EHT (O&M) Circle, Cuttack | 2204 | EHT (O&M) Division, Paradeep | C342 | 220/132/33 kV T/L S/S S/D Paradeep | 3000002354 | FEMALE CONTACT(FXD) 132KV SS ISOLATOR | SPR.ISO132SS.A001 | ZSPR_ACT | ZSPR | NOS | 7 | 19352.97 | INR
2000 | Central Zone, Bhubaneswar | 2200 | EHT (O&M) Circle, Cuttack | 2204 | EHT (O&M) Division, Paradeep | C342 | 220/132/33 kV T/L S/S S/D Paradeep | 3000002356 | STRIP-SUPPORT PLATE 132KV SS ISOLATOR | SPR.ISO132SS.A003 | ZSPR_ACT | ZSPR | NOS | 3 | 2572.35 | INR
2000 | Central Zone, Bhubaneswar | 2200 | EHT (O&M) Circle, Cuttack | 2204 | EHT (O&M) Division, Paradeep | C342 | 220/132/33 kV T/L S/S S/D Paradeep | 3000002358 | MECHANISM BOX ONLY 132 KV SS ISOLATOR | SPR.ISO132SS.A006 | ZSPR_ACT | ZSPR | NOS | 20 | 8000 | INR
2000 | Central Zone, Bhubaneswar | 2200 | EHT (O&M) Circle, Cuttack | 2204 | EHT (O&M) Division, Paradeep | C343 | 132/33 kV S/S S/D Marsaghai | 3000002361 | MOVING CONTACTSPRING 132KV SS ISOLATOR | SPR.ISO132SS.A009 | ZSPR_ACT | ZSPR | NOS | 1 | 4872 | INR
2000 | Central Zone, Bhubaneswar | 2200 | EHT (O&M) Circle, Cuttack | 2204 | EHT (O&M) Division, Paradeep | C344 | 132/33 kV S/S S/D Tirtol | 3000002368 | LIMIT SWITCH FOR 132KV SS MAKE ISOLATOR | SPR.ISO132SS.A016 | ZSPR_ACT | ZSPR | NOS | 2 | 6346 | INR
2000 | Central Zone, Bhubaneswar | 2200 | EHT (O&M) Circle, Cuttack | 2204 | EHT (O&M) Division, Paradeep | C344 | 132/33 kV S/S S/D Tirtol | 3000002377 | EARTHING ROD & BLADE 132KV ISOLATOR | SPR.ISO132SS.A027 | ZSPR_ACT | ZSPR | NOS | 1 | 11741 | INR
2000 | Central Zone, Bhubaneswar | 2200 | EHT (O&M) Circle, Cuttack | 2204 | EHT (O&M) Division, Paradeep | C344 | 132/33 kV S/S S/D Tirtol | 3000002378 | MOTOR WITH GEAR ASSEMBLY 132KV ISOLATOR | SPR.ISO132SS.A029 | ZSPR_ACT | ZSPR | NOS | 1 | 13962 | INR
2000 | Central Zone, Bhubaneswar | 2200 | EHT (O&M) Circle, Cuttack | 2204 | EHT (O&M) Division, Paradeep | C344 | 132/33 kV S/S S/D Tirtol | 3000002380 | AUX SWITCH ASSEMBLY OF 132KV ISOLATOR | SPR.ISO132SS.A031 | ZSPR_ACT | ZSPR | NOS | 1 | 3808 | INR
2000 | Central Zone, Bhubaneswar | 2200 | EHT (O&M) Circle, Cuttack | 2204 | EHT (O&M) Division, Paradeep | C342 | 220/132/33 kV T/L S/S S/D Paradeep | 3000002395 | FEMALE CONTACTfor 220 KV ISOLATOR | SPR.ISO220.A003 | ZSPR_ACT | ZSPR | NOS | 5 | 17500 | INR
2000 | Central Zone, Bhubaneswar | 2200 | EHT (O&M) Circle, Cuttack | 2204 | EHT (O&M) Division, Paradeep | C342 | 220/132/33 kV T/L S/S S/D Paradeep | 3000002408 | STOOL BASE FOR 220KV ISOLATOR | SPR.ISO220.A021 | ZSPR_SCRAP | ZSPR | NOS | 6 | 6 | INR
2000 | Central Zone, Bhubaneswar | 2200 | EHT (O&M) Circle, Cuttack | 2204 | EHT (O&M) Division, Paradeep | C343 | 132/33 kV S/S S/D Marsaghai | 3000002474 | Motor,GA&BGA FOR 33KV SIEMENS ISOLATOR | SPR.ISO33SMNS.A003 | ZSPR_ACT | ZSPR | SET | 1 | 14617 | INR
2000 | Central Zone, Bhubaneswar | 2200 | EHT (O&M) Circle, Cuttack | 2204 | EHT (O&M) Division, Paradeep | C344 | 132/33 kV S/S S/D Tirtol | 3000002478 | HINGE PINS,TC,TPAD OF 33KV SMNS ISOLATOR | SPR.ISO33SMNS.A009 | ZSPR_ACT | ZSPR | NOS | 1 | 8885 | INR
2000 | Central Zone, Bhubaneswar | 2200 | EHT (O&M) Circle, Cuttack | 2204 | EHT (O&M) Division, Paradeep | C347 | 132/33 kV T/L S/S S/D Pattamundai | 3000002482 | MECHANISM BOX FOR 33KV ISOLATOR | SPR.ISO33SS.A004 | ZSPR_ACT | ZSPR | NOS | 1 | 28916.67 | INR
2000 | Central Zone, Bhubaneswar | 2200 | EHT (O&M) Circle, Cuttack | 2204 | EHT (O&M) Division, Paradeep | C342 | 220/132/33 kV T/L S/S S/D Paradeep | 3000002482 | MECHANISM BOX FOR 33KV ISOLATOR | SPR.ISO33SS.A004 | ZSPR_ACT | ZSPR | NOS | 1 | 28916.66 | INR
2000 | Central Zone, Bhubaneswar | 2200 | EHT (O&M) Circle, Cuttack | 2204 | EHT (O&M) Division, Paradeep | C344 | 132/33 kV S/S S/D Tirtol | 3000002489 | RPC,switch fuses for 33KV SS Isolator | SPR.ISO33SS.A015 | ZSPR_ACT | ZSPR | NOS | 1 | 12058 | INR
2000 | Central Zone, Bhubaneswar | 2200 | EHT (O&M) Circle, Cuttack | 2204 | EHT (O&M) Division, Paradeep | C344 | 132/33 kV S/S S/D Tirtol | 3000002500 | GEAR WHEEL FOR 33KV SS MAKE ISOLATOR | SPR.ISO33SS.A029 | ZSPR_ACT | ZSPR | NOS | 1 | 13962 | INR
2000 | Central Zone, Bhubaneswar | 2200 | EHT (O&M) Circle, Cuttack | 2204 | EHT (O&M) Division, Paradeep | C347 | 132/33 kV T/L S/S S/D Pattamundai | 3000002502 | U CONTACTFINGURE M&F 33KV SS ISOLATOR | SPR.ISO33SS.A031 | ZSPR_SCRAP | ZSPR | NOS | 1 | 1617.5 | INR
2000 | Central Zone, Bhubaneswar | 2200 | EHT (O&M) Circle, Cuttack | 2204 | EHT (O&M) Division, Paradeep | C342 | 220/132/33 kV T/L S/S S/D Paradeep | 3000002503 | POST INSULATOR FOR 33KV SS MAKE ISOLATOR | SPR.ISO33SS.A032 | ZSPR_ACT | ZSPR | NOS | 28 | 7184.8 | INR
2000 | Central Zone, Bhubaneswar | 2200 | EHT (O&M) Circle, Cuttack | 2204 | EHT (O&M) Division, Paradeep | C349 | 132/33 kV S/S S/D Olaver | 3000002576 | ISOLATOR CONTROL SWITCH | SPR.MISC.A050 | ZSPR_ACT | ZSPR | NOS | 3 | 29589 | INR
2000 | Central Zone, Bhubaneswar | 2200 | EHT (O&M) Circle, Cuttack | 2204 | EHT (O&M) Division, Paradeep | C344 | 132/33 kV S/S S/D Tirtol | 3000002576 | ISOLATOR CONTROL SWITCH | SPR.MISC.A050 | ZSPR_ACT | ZSPR | NOS | 2 | 19726 | INR
2000 | Central Zone, Bhubaneswar | 2200 | EHT (O&M) Circle, Cuttack | 2204 | EHT (O&M) Division, Paradeep | C343 | 132/33 kV S/S S/D Marsaghai | 3000002576 | ISOLATOR CONTROL SWITCH | SPR.MISC.A050 | ZSPR_ACT | ZSPR | NOS | 3 | 29589 | INR
2000 | Central Zone, Bhubaneswar | 2200 | EHT (O&M) Circle, Cuttack | 2204 | EHT (O&M) Division, Paradeep | C343 | 132/33 kV S/S S/D Marsaghai | 3000002578 | TRIP CKT SUPERVISION RELAY FOR CR PNL | SPR.MISC.A056 | ZSPR_ACT | ZSPR | NOS | 2 | 16906 | INR
2000 | Central Zone, Bhubaneswar | 2200 | EHT (O&M) Circle, Cuttack | 2204 | EHT (O&M) Division, Paradeep | C343 | 132/33 kV S/S S/D Marsaghai | 3000002584 | AIR BREAK AUX CONTACTOR 9 A 240 V AC | SPR.MISC.A071 | ZSPR_ACT | ZSPR | NOS | 2 | 3398 | INR
2000 | Central Zone, Bhubaneswar | 2200 | EHT (O&M) Circle, Cuttack | 2204 | EHT (O&M) Division, Paradeep | C346 | 132/33 kV T/L S/S S/D Kendrapara | 3000002604 | ROLLER FOR CTR MAKE OLTC | SPR.MISC.A117 | ZSPR_ACT | ZSPR | NOS | 1 | 2000 | INR
2000 | Central Zone, Bhubaneswar | 2200 | EHT (O&M) Circle, Cuttack | 2204 | EHT (O&M) Division, Paradeep | C346 | 132/33 kV T/L S/S S/D Kendrapara | 3000002605 | TRANSIT RESISTANCE FOR CTR MAKE OLTC | SPR.MISC.A118 | ZSPR_ACT | ZSPR | NOS | 1 | 500 | INR
2000 | Central Zone, Bhubaneswar | 2200 | EHT (O&M) Circle, Cuttack | 2204 | EHT (O&M) Division, Paradeep | C342 | 220/132/33 kV T/L S/S S/D Paradeep | 3000002625 | POWER CONTACTOR | SPR.MISC.A193 | ZSPR_ACT | ZSPR | NOS | 5 | 12500 | INR
2000 | Central Zone, Bhubaneswar | 2200 | EHT (O&M) Circle, Cuttack | 2204 | EHT (O&M) Division, Paradeep | C349 | 132/33 kV S/S S/D Olaver | 3000002681 | EW & HWF in Set | SPR.MISC.A273 | ZSPR_ACT | ZSPR | NOS | 1 | 500 | INR
2000 | Central Zone, Bhubaneswar | 2200 | EHT (O&M) Circle, Cuttack | 2204 | EHT (O&M) Division, Paradeep | C344 | 132/33 kV S/S S/D Tirtol | 3000002761 | Ammeter with transduser of CT | SPR.MISC.A484 | ZSPR_ACT | ZSPR | NOS | 1 | 8504 | INR
2000 | Central Zone, Bhubaneswar | 2200 | EHT (O&M) Circle, Cuttack | 2204 | EHT (O&M) Division, Paradeep | C344 | 132/33 kV S/S S/D Tirtol | 3000002762 | Wattmeter with transduser | SPR.MISC.A487 | ZSPR_ACT | ZSPR | NOS | 2 | 30464 | INR
2000 | Central Zone, Bhubaneswar | 2200 | EHT (O&M) Circle, Cuttack | 2204 | EHT (O&M) Division, Paradeep | C344 | 132/33 kV S/S S/D Tirtol | 3000002763 | VAR meter with transduser 350-700 range | SPR.MISC.A488 | ZSPR_ACT | ZSPR | NOS | 2 | 30464 | INR
2000 | Central Zone, Bhubaneswar | 2200 | EHT (O&M) Circle, Cuttack | 2204 | EHT (O&M) Division, Paradeep | C343 | 132/33 kV S/S S/D Marsaghai | 3000002813 | Protection Transfer Switch(NIT) | SPR.PNL33.A001 | ZSPR_ACT | ZSPR | NOS | 2 | 6334 | INR
2000 | Central Zone, Bhubaneswar | 2200 | EHT (O&M) Circle, Cuttack | 2204 | EHT (O&M) Division, Paradeep | C344 | 132/33 kV S/S S/D Tirtol | 3000002814 | Ammeter selector switch | SPR.PNL33.A002 | ZSPR_ACT | ZSPR | NOS | 1 | 717 | INR
2000 | Central Zone, Bhubaneswar | 2200 | EHT (O&M) Circle, Cuttack | 2204 | EHT (O&M) Division, Paradeep | C343 | 132/33 kV S/S S/D Marsaghai | 3000002814 | Ammeter selector switch | SPR.PNL33.A002 | ZSPR_ACT | ZSPR | NOS | 2 | 1434 | INR
2000 | Central Zone, Bhubaneswar | 2200 | EHT (O&M) Circle, Cuttack | 2204 | EHT (O&M) Division, Paradeep | C343 | 132/33 kV S/S S/D Marsaghai | 3000002815 | Voltmeter Selector Switch | SPR.PNL33.A003 | ZSPR_ACT | ZSPR | NOS | 6 | 3955.71 | INR
2000 | Central Zone, Bhubaneswar | 2200 | EHT (O&M) Circle, Cuttack | 2204 | EHT (O&M) Division, Paradeep | C344 | 132/33 kV S/S S/D Tirtol | 3000002815 | Voltmeter Selector Switch | SPR.PNL33.A003 | ZSPR_ACT | ZSPR | NOS | 1 | 659.29 | INR
2000 | Central Zone, Bhubaneswar | 2200 | EHT (O&M) Circle, Cuttack | 2204 | EHT (O&M) Division, Paradeep | C344 | 132/33 kV S/S S/D Tirtol | 3000002816 | Voltmeter with Transducer of 33KV Panel | SPR.PNL33.A004 | ZSPR_ACT | ZSPR | NOS | 1 | 8504 | INR
2000 | Central Zone, Bhubaneswar | 2200 | EHT (O&M) Circle, Cuttack | 2204 | EHT (O&M) Division, Paradeep | C343 | 132/33 kV S/S S/D Marsaghai | 3000002817 | Ammeter with Transducer of 33KV Panel | SPR.PNL33.A005 | ZSPR_ACT | ZSPR | NOS | 3 | 18834 | INR
2000 | Central Zone, Bhubaneswar | 2200 | EHT (O&M) Circle, Cuttack | 2204 | EHT (O&M) Division, Paradeep | C349 | 132/33 kV S/S S/D Olaver | 3000002817 | Ammeter with Transducer of 33KV Panel | SPR.PNL33.A005 | ZSPR_ACT | ZSPR | NOS | 1 | 6278 | INR
2000 | Central Zone, Bhubaneswar | 2200 | EHT (O&M) Circle, Cuttack | 2204 | EHT (O&M) Division, Paradeep | C349 | 132/33 kV S/S S/D Olaver | 3000002820 | Protection T. Switch 33KV SMNS panel | SPR.PNL33SMNS.A001 | ZSPR_ACT | ZSPR | NOS | 2 | 6334 | INR
2000 | Central Zone, Bhubaneswar | 2200 | EHT (O&M) Circle, Cuttack | 2204 | EHT (O&M) Division, Paradeep | C349 | 132/33 kV S/S S/D Olaver | 3000002821 | Ammeter Selector Switch-33KV SMNS panel | SPR.PNL33SMNS.A002 | ZSPR_ACT | ZSPR | NOS | 4 | 2272 | INR
2000 | Central Zone, Bhubaneswar | 2200 | EHT (O&M) Circle, Cuttack | 2204 | EHT (O&M) Division, Paradeep | C349 | 132/33 kV S/S S/D Olaver | 3000002822 | V Selector Switch-132KV&33KV Smns CRP | SPR.PNL33SMNS.A003 | ZSPR_ACT | ZSPR | NOS | 4 | 2464 | INR
2000 | Central Zone, Bhubaneswar | 2200 | EHT (O&M) Circle, Cuttack | 2204 | EHT (O&M) Division, Paradeep | C349 | 132/33 kV S/S S/D Olaver | 3000002823 | Ammeter Selector Switch&T.-33KV SMNS PNL | SPR.PNL33SMNS.A004 | ZSPR_ACT | ZSPR | NOS | 1 | 6278 | INR
2000 | Central Zone, Bhubaneswar | 2200 | EHT (O&M) Circle, Cuttack | 2204 | EHT (O&M) Division, Paradeep | C343 | 132/33 kV S/S S/D Marsaghai | 3000002823 | Ammeter Selector Switch&T.-33KV SMNS PNL | SPR.PNL33SMNS.A004 | ZSPR_ACT | ZSPR | NOS | 2 | 12556 | INR
2000 | Central Zone, Bhubaneswar | 2200 | EHT (O&M) Circle, Cuttack | 2204 | EHT (O&M) Division, Paradeep | C348 | 132/33 kV T/L S/S S/D Chandikhol | 3000002999 | WTI(LOCAL) FOR 20MVA 132/33KV ALSTOM Tfr | SPR.TFR20ASTM.EC01 | ZSPR_ACT | ZSPR | NOS | 1 | 5100 | INR
2000 | Central Zone, Bhubaneswar | 2200 | EHT (O&M) Circle, Cuttack | 2204 | EHT (O&M) Division, Paradeep | C348 | 132/33 kV T/L S/S S/D Chandikhol | 3000003005 | OSR of 20MVA 132/33KV ASTM Tfr | SPR.TFR20ASTM.EC09 | ZSPR_SCRAP | ZSPR | NOS | 1 | 9632.5 | INR
2000 | Central Zone, Bhubaneswar | 2200 | EHT (O&M) Circle, Cuttack | 2204 | EHT (O&M) Division, Paradeep | C348 | 132/33 kV T/L S/S S/D Chandikhol | 3000003006 | SPARES OF PRV 20MVA 132/33KV ASTM Tfr | SPR.TFR20ASTM.EC10 | ZSPR_ACT | ZSPR | NOS | 1 | 75 | INR
2000 | Central Zone, Bhubaneswar | 2200 | EHT (O&M) Circle, Cuttack | 2204 | EHT (O&M) Division, Paradeep | C348 | 132/33 kV T/L S/S S/D Chandikhol | 3000003007 | OLI of 20MVA 132/33KV ASTM Tfr | SPR.TFR20ASTM.EC11 | ZSPR_ACT | ZSPR | NOS | 1 | 300 | INR
2000 | Central Zone, Bhubaneswar | 2200 | EHT (O&M) Circle, Cuttack | 2204 | EHT (O&M) Division, Paradeep | C348 | 132/33 kV T/L S/S S/D Chandikhol | 3000003017 | TURETTOR PIPE-20MVA 132/33KV Tfr ASTM | SPR.TFR20ASTM.ED04 | ZSPR_ACT | ZSPR | NOS | 1 | 100 | INR
2000 | Central Zone, Bhubaneswar | 2200 | EHT (O&M) Circle, Cuttack | 2204 | EHT (O&M) Division, Paradeep | C348 | 132/33 kV T/L S/S S/D Chandikhol | 3000003018 | GAS RELEASE PIPE-20MVA 132/33KV Tfr ASTM | SPR.TFR20ASTM.ED05 | ZSPR_ACT | ZSPR | NOS | 2 | 200 | INR
2000 | Central Zone, Bhubaneswar | 2200 | EHT (O&M) Circle, Cuttack | 2204 | EHT (O&M) Division, Paradeep | C348 | 132/33 kV T/L S/S S/D Chandikhol | 3000003019 | RADIATOR VALVE-20MVA 132/33KV ASTM Tfr | SPR.TFR20ASTM.ED06 | ZSPR_ACT | ZSPR | NOS | 3 | 600 | INR
2000 | Central Zone, Bhubaneswar | 2200 | EHT (O&M) Circle, Cuttack | 2204 | EHT (O&M) Division, Paradeep | C348 | 132/33 kV T/L S/S S/D Chandikhol | 3000003020 | DRAIN VALVE FOR 20MVA 132/33KV ASTM Tfr | SPR.TFR20ASTM.ED07 | ZSPR_ACT | ZSPR | NOS | 2 | 400 | INR
2000 | Central Zone, Bhubaneswar | 2200 | EHT (O&M) Circle, Cuttack | 2204 | EHT (O&M) Division, Paradeep | C348 | 132/33 kV T/L S/S S/D Chandikhol | 3000003026 | DUMMY PLATE FOR 20MVA 132/33KV ASTM Tfr | SPR.TFR20ASTM.EG04 | ZSPR_ACT | ZSPR | NOS | 16 | 800 | INR
2000 | Central Zone, Bhubaneswar | 2200 | EHT (O&M) Circle, Cuttack | 2204 | EHT (O&M) Division, Paradeep | C343 | 132/33 kV S/S S/D Marsaghai | 3000003032 | BUCHOLZ RELAY FOR 20MVA BHEL Tfr | SPR.TFR20BHEL.DC02 | ZSPR_ACT | ZSPR | NOS | 2 | 11000 | INR
2000 | Central Zone, Bhubaneswar | 2200 | EHT (O&M) Circle, Cuttack | 2204 | EHT (O&M) Division, Paradeep | C343 | 132/33 kV S/S S/D Marsaghai | 3000003033 | PRV FOR 20MVA 132/33KV BHEL Tfr | SPR.TFR20BHEL.EC10 | ZSPR_ACT | ZSPR | NOS | 2 | 8000 | INR
2000 | Central Zone, Bhubaneswar | 2200 | EHT (O&M) Circle, Cuttack | 2204 | EHT (O&M) Division, Paradeep | C343 | 132/33 kV S/S S/D Marsaghai | 3000003036 | Cooling Fan&Motor 132/33KV 20MVABHEL Tfr | SPR.TFR20BHEL.ED04 | ZSPR_ACT | ZSPR | NOS | 3 | 36000 | INR
2000 | Central Zone, Bhubaneswar | 2200 | EHT (O&M) Circle, Cuttack | 2204 | EHT (O&M) Division, Paradeep | C343 | 132/33 kV S/S S/D Marsaghai | 3000003037 | 132kV Bushing -132/33KV 20MVA BHEL Tfr | SPR.TFR20BHEL.ED05 | ZSPR_ACT | ZSPR | NOS | 2 | 80000 | INR
2000 | Central Zone, Bhubaneswar | 2200 | EHT (O&M) Circle, Cuttack | 2204 | EHT (O&M) Division, Paradeep | C343 | 132/33 kV S/S S/D Marsaghai | 3000003038 | 36KV Bushing 132/33KV 20MVA BHEL Tfr | SPR.TFR20BHEL.ED06 | ZSPR_ACT | ZSPR | NOS | 2 | 16666 | INR
2000 | Central Zone, Bhubaneswar | 2200 | EHT (O&M) Circle, Cuttack | 2204 | EHT (O&M) Division, Paradeep | C343 | 132/33 kV S/S S/D Marsaghai | 3000003047 | MOLG 20MVA 132/33kV BHEL Tfr | SPR.TFR20BHEL.ED18 | ZSPR_ACT | ZSPR | NOS | 1 | 5000 | INR
2000 | Central Zone, Bhubaneswar | 2200 | EHT (O&M) Circle, Cuttack | 2204 | EHT (O&M) Division, Paradeep | C343 | 132/33 kV S/S S/D Marsaghai | 3000003048 | WTI(LOCAL) FOR 20MVA BHEL Tfr | SPR.TFR20BHEL.ED19 | ZSPR_ACT | ZSPR | NOS | 1 | 6000 | INR
2000 | Central Zone, Bhubaneswar | 2200 | EHT (O&M) Circle, Cuttack | 2204 | EHT (O&M) Division, Paradeep | C343 | 132/33 kV S/S S/D Marsaghai | 3000003049 | OTI 20MVA 132/33kV BHEL Tfr | SPR.TFR20BHEL.ED20 | ZSPR_ACT | ZSPR | NOS | 2 | 12000 | INR
2000 | Central Zone, Bhubaneswar | 2200 | EHT (O&M) Circle, Cuttack | 2204 | EHT (O&M) Division, Paradeep | C343 | 132/33 kV S/S S/D Marsaghai | 3000003051 | HV N Bushing 132/33kV 20MVA BHEL Tfr | SPR.TFR20BHEL.ED25 | ZSPR_ACT | ZSPR | NOS | 1 | 4000 | INR
2000 | Central Zone, Bhubaneswar | 2200 | EHT (O&M) Circle, Cuttack | 2204 | EHT (O&M) Division, Paradeep | C343 | 132/33 kV S/S S/D Marsaghai | 3000003056 | MCA OF OLTC 20MVA 132/33KV CGL Tfr | SPR.TFR20CGL.EB01 | ZSPR_ACT | ZSPR | NOS | 1 | 2550 | INR
2000 | Central Zone, Bhubaneswar | 2200 | EHT (O&M) Circle, Cuttack | 2204 | EHT (O&M) Division, Paradeep | C343 | 132/33 kV S/S S/D Marsaghai | 3000003172 | A. CONTACTORof 40MVA 132/33KV AREVA Tfr | SPR.TFR40ARVA.EC19 | ZSPR_ACT | ZSPR | NOS | 1 | 1945 | INR
2000 | Central Zone, Bhubaneswar | 2200 | EHT (O&M) Circle, Cuttack | 2204 | EHT (O&M) Division, Paradeep | C342 | 220/132/33 kV T/L S/S S/D Paradeep | 3000003175 | TOL RELAY of 40MVA 132/33KV AREVA Tfr | SPR.TFR40ARVA.EC23 | ZSPR_ACT | ZSPR | NOS | 4 | 9800 | INR
2000 | Central Zone, Bhubaneswar | 2200 | EHT (O&M) Circle, Cuttack | 2204 | EHT (O&M) Division, Paradeep | C344 | 132/33 kV S/S S/D Tirtol | 3000003230 | FANWITHMOTOR FOR 40MVA 132/33KV BHEL Tfr | SPR.TFR40BHEL.EA02 | ZSPR_ACT | ZSPR | NOS | 1 | 8000 | INR
2000 | Central Zone, Bhubaneswar | 2200 | EHT (O&M) Circle, Cuttack | 2204 | EHT (O&M) Division, Paradeep | C344 | 132/33 kV S/S S/D Tirtol | 3000003240 | PRV FOR 40MVA 132/33KV BHEL Tfr | SPR.TFR40BHEL.EC02 | ZSPR_ACT | ZSPR | NOS | 1 | 10000 | INR
2000 | Central Zone, Bhubaneswar | 2200 | EHT (O&M) Circle, Cuttack | 2204 | EHT (O&M) Division, Paradeep | C347 | 132/33 kV T/L S/S S/D Pattamundai | 3000003241 | WTI FOR 40MVA 132/33KV BHEL Tfr | SPR.TFR40BHEL.EC03 | ZSPR_ACT | ZSPR | NOS | 1 | 5500 | INR
2000 | Central Zone, Bhubaneswar | 2200 | EHT (O&M) Circle, Cuttack | 2204 | EHT (O&M) Division, Paradeep | C344 | 132/33 kV S/S S/D Tirtol | 3000003242 | OTI FOR 40MVA 132/33KV BHEL Tfr | SPR.TFR40BHEL.EC05 | ZSPR_ACT | ZSPR | NOS | 1 | 17000 | INR
2000 | Central Zone, Bhubaneswar | 2200 | EHT (O&M) Circle, Cuttack | 2204 | EHT (O&M) Division, Paradeep | C344 | 132/33 kV S/S S/D Tirtol | 3000003244 | BUCHHOLZRELAY FOR 40MVA 132/33KV BHELTfr | SPR.TFR40BHEL.EC07 | ZSPR_ACT | ZSPR | NOS | 1 | 10000 | INR
2000 | Central Zone, Bhubaneswar | 2200 | EHT (O&M) Circle, Cuttack | 2204 | EHT (O&M) Division, Paradeep | C344 | 132/33 kV S/S S/D Tirtol | 3000003245 | MOLG FOR 40MVA 132/33KV BHEL Tfr | SPR.TFR40BHEL.EC08 | ZSPR_ACT | ZSPR | NOS | 1 | 10000 | INR
2000 | Central Zone, Bhubaneswar | 2200 | EHT (O&M) Circle, Cuttack | 2204 | EHT (O&M) Division, Paradeep | C344 | 132/33 kV S/S S/D Tirtol | 3000003248 | LV BUSHING FOR 40 MVA 132/33KV BHEL Tfr | SPR.TFR40BHEL.EF02 | ZSPR_ACT | ZSPR | NOS | 1 | 27000 | INR
2000 | Central Zone, Bhubaneswar | 2200 | EHT (O&M) Circle, Cuttack | 2204 | EHT (O&M) Division, Paradeep | C344 | 132/33 kV S/S S/D Tirtol | 3000003279 | Buchholz relay for 40MVA 132/33kV TA Tfr | SPR.TFR40TA.DB10 | ZSPR_ACT | ZSPR | NOS | 6 | 60000 | INR
2000 | Central Zone, Bhubaneswar | 2200 | EHT (O&M) Circle, Cuttack | 2204 | EHT (O&M) Division, Paradeep | C346 | 132/33 kV T/L S/S S/D Kendrapara | 3000003290 | STARTER RELAY FOR 40MVA 220/33KV TR Tfr | SPR.TFR40TR.DC07 | ZSPR_ACT | ZSPR | SET | 1 | 1500 | INR
2000 | Central Zone, Bhubaneswar | 2200 | EHT (O&M) Circle, Cuttack | 2204 | EHT (O&M) Division, Paradeep | C346 | 132/33 kV T/L S/S S/D Kendrapara | 3000003307 | 132KV BUSHING FOR 40MVA TR MAKE Tfr | SPR.TFR40TR.EB02 | ZSPR_ACT | ZSPR | NOS | 1 | 55000 | INR
2000 | Central Zone, Bhubaneswar | 2200 | EHT (O&M) Circle, Cuttack | 2204 | EHT (O&M) Division, Paradeep | C346 | 132/33 kV T/L S/S S/D Kendrapara | 3000003309 | MOLG FOR 40MVA 132/33KV TR MAKE Tfr | SPR.TFR40TR.EC02 | ZSPR_ACT | ZSPR | NOS | 1 | 5000 | INR
2000 | Central Zone, Bhubaneswar | 2200 | EHT (O&M) Circle, Cuttack | 2204 | EHT (O&M) Division, Paradeep | C347 | 132/33 kV T/L S/S S/D Pattamundai | 3000003392 | G2 132 KV BEAM STRUCTURE | STRS.132BEAM.A003 | ZSPR_ACT | ZSPR | MT | 0.907 | 74160.85 | INR
2000 | Central Zone, Bhubaneswar | 2200 | EHT (O&M) Circle, Cuttack | 2204 | EHT (O&M) Division, Paradeep | C347 | 132/33 kV T/L S/S S/D Pattamundai | 3000003394 | T1S 132 KV COLUMN STRUCTURE | STRS.132COLMN.A001 | ZSPR_ACT | ZSPR | MT | 1.193 | 68125.73 | INR
2000 | Central Zone, Bhubaneswar | 2200 | EHT (O&M) Circle, Cuttack | 2204 | EHT (O&M) Division, Paradeep | CL47 | 132/33 kV T/L S/S S/D Pattamundai_Line | 3000003395 | T4S 132 KV COLUMN STRUCTURE | STRS.132COLMN.A002 | ZSPR_ACT | ZSPR | MT | 0.67 | 57509.26 | INR
2000 | Central Zone, Bhubaneswar | 2200 | EHT (O&M) Circle, Cuttack | 2204 | EHT (O&M) Division, Paradeep | C343 | 132/33 kV S/S S/D Marsaghai | 3000003395 | T4S 132 KV COLUMN STRUCTURE | STRS.132COLMN.A002 | ZSPR_ACT | ZSPR | MT | 2.323 | 199394.03 | INR
2000 | Central Zone, Bhubaneswar | 2200 | EHT (O&M) Circle, Cuttack | 2204 | EHT (O&M) Division, Paradeep | C347 | 132/33 kV T/L S/S S/D Pattamundai | 3000003402 | Equipment structure of CVT for 132KV | STRS.132EQPT.A019 | ZSPR_ACT | ZSPR | MT | 0.236 | 2072.84 | INR
2000 | Central Zone, Bhubaneswar | 2200 | EHT (O&M) Circle, Cuttack | 2204 | EHT (O&M) Division, Paradeep | C347 | 132/33 kV T/L S/S S/D Pattamundai | 3000003403 | Equipment structure of PI for 132KV | STRS.132EQPT.A020 | ZSPR_ACT | ZSPR | MT | 0.31 | 7922.24 | INR
2000 | Central Zone, Bhubaneswar | 2200 | EHT (O&M) Circle, Cuttack | 2204 | EHT (O&M) Division, Paradeep | C347 | 132/33 kV T/L S/S S/D Pattamundai | 3000003435 | Equipment structure - 33kV CT/NCT | STRS.33EQPT.A010 | ZSPR_ACT | ZSPR | MT | 0.297 | 1200.72 | INR
2000 | Central Zone, Bhubaneswar | 2200 | EHT (O&M) Circle, Cuttack | 2204 | EHT (O&M) Division, Paradeep | C342 | 220/132/33 kV T/L S/S S/D Paradeep | 3000003440 | Equipment structure of PI for 33KV | STRS.33EQPT.A017 | ZSPR_ACT | ZSPR | MT | 8 | 112038.48 | INR
2000 | Central Zone, Bhubaneswar | 2200 | EHT (O&M) Circle, Cuttack | 2204 | EHT (O&M) Division, Paradeep | CL42 | 220/132/33 kV T/L S/S S/D Paradeep_Line | 3000003485 | 132 KV PA TYPE TEMPLATE | TWR.132PA.TMPL.A001 | ZSPR_ACT | ZSPR | MT | 0.492 | 63653 | INR
2000 | Central Zone, Bhubaneswar | 2200 | EHT (O&M) Circle, Cuttack | 2204 | EHT (O&M) Division, Paradeep | CL42 | 220/132/33 kV T/L S/S S/D Paradeep_Line | 3000003490 | 132 KV PB TYPE TEMPLATE | TWR.132PB.TMPL.A001 | ZSPR_ACT | ZSPR | MT | 0.624 | 74459.87 | INR
2000 | Central Zone, Bhubaneswar | 2200 | EHT (O&M) Circle, Cuttack | 2204 | EHT (O&M) Division, Paradeep | CL47 | 132/33 kV T/L S/S S/D Pattamundai_Line | 3000003492 | 132 KV PC TYPE STUB | TWR.132PC.STUB.A001 | ZSPR_ACT | ZSPR | MT | 0.163 | 9780 | INR
2000 | Central Zone, Bhubaneswar | 2200 | EHT (O&M) Circle, Cuttack | 2204 | EHT (O&M) Division, Paradeep | CL42 | 220/132/33 kV T/L S/S S/D Paradeep_Line | 3000003493 | 132 KV PC TYPE TEMPLATE | TWR.132PC.TMPL.A001 | ZSPR_ACT | ZSPR | MT | 0.876 | 104980.1 | INR
2000 | Central Zone, Bhubaneswar | 2200 | EHT (O&M) Circle, Cuttack | 2204 | EHT (O&M) Division, Paradeep | CL42 | 220/132/33 kV T/L S/S S/D Paradeep_Line | 3000003522 | 220 KV OB TYPE TEMPLATE | TWR.220OB.TMPL.A001 | ZSPR_ACT | ZSPR | MT | 0.794 | 105692.64 | INR
2000 | Central Zone, Bhubaneswar | 2200 | EHT (O&M) Circle, Cuttack | 2204 | EHT (O&M) Division, Paradeep | CL42 | 220/132/33 kV T/L S/S S/D Paradeep_Line | 3000003524 | 220 KV ASSORTED OC TYPE TOWER | TWR.220OC.L.A002 | ZSPR_ACT | ZSPR | MT | 0.237 | 47.4 | INR
2000 | Central Zone, Bhubaneswar | 2200 | EHT (O&M) Circle, Cuttack | 2204 | EHT (O&M) Division, Paradeep | CL42 | 220/132/33 kV T/L S/S S/D Paradeep_Line | 3000003526 | 220 KV OC TYPE TEMPLATE | TWR.220OC.TMPL.A001 | ZSPR_ACT | ZSPR | MT | 1.006 | 118755.78 | INR
2000 | Central Zone, Bhubaneswar | 2200 | EHT (O&M) Circle, Cuttack | 2204 | EHT (O&M) Division, Paradeep | CL42 | 220/132/33 kV T/L S/S S/D Paradeep_Line | 3000003536 | 220 KV UR TYPE TEMPLATE | TWR.220UR.TMPL.A001 | ZSPR_ACT | ZSPR | MT | 1.476 | 184071.46 | INR
2000 | Central Zone, Bhubaneswar | 2200 | EHT (O&M) Circle, Cuttack | 2204 | EHT (O&M) Division, Paradeep | C349 | 132/33 kV S/S S/D Olaver | 3000003555 | ANTICLIMBING DEVICE | TWR.ACD.A001 | ZSPR_ACT | ZSPR | SET | 6 | 27973.68 | INR
2000 | Central Zone, Bhubaneswar | 2200 | EHT (O&M) Circle, Cuttack | 2204 | EHT (O&M) Division, Paradeep | CL47 | 132/33 kV T/L S/S S/D Pattamundai_Line | 3000003557 | BIRD GUARD | TWR.BD.GRD.A001 | ZSPR_ACT | ZSPR | NOS | 372 | 99696 | INR
2000 | Central Zone, Bhubaneswar | 2200 | EHT (O&M) Circle, Cuttack | 2204 | EHT (O&M) Division, Paradeep | CL42 | 220/132/33 kV T/L S/S S/D Paradeep_Line | 3000003561 | DANGER BOARD | TWR.DNGRBRD.A001 | ZSPR_ACT | ZSPR | NOS | 110 | 14300 | INR
2000 | Central Zone, Bhubaneswar | 2200 | EHT (O&M) Circle, Cuttack | 2204 | EHT (O&M) Division, Paradeep | C344 | 132/33 kV S/S S/D Tirtol | 3000003562 | ASSORTED GI TOWER ANGLE | TWR.GI.ANGLE.A001 | ZSPR_ACT | ZSPR | MT | 19.8 | 1507928.4 | INR
2000 | Central Zone, Bhubaneswar | 2200 | EHT (O&M) Circle, Cuttack | 2204 | EHT (O&M) Division, Paradeep | CL42 | 220/132/33 kV T/L S/S S/D Paradeep_Line | 3000003574 | TOWER HANGER | TWR.HNGR.A001 | ZSPR_ACT | ZSPR | NOS | 359 | 142562.6 | INR
2000 | Central Zone, Bhubaneswar | 2200 | EHT (O&M) Circle, Cuttack | 2204 | EHT (O&M) Division, Paradeep | CL42 | 220/132/33 kV T/L S/S S/D Paradeep_Line | 3000003578 | TOWER NUMBER PLATE | TWR.NO.PLT.A001 | ZSPR_ACT | ZSPR | NOS | 204 | 20400 | INR
2000 | Central Zone, Bhubaneswar | 2200 | EHT (O&M) Circle, Cuttack | 2204 | EHT (O&M) Division, Paradeep | CL42 | 220/132/33 kV T/L S/S S/D Paradeep_Line | 3000003579 | TOWER PHASE PLATE | TWR.PH.PLT.A001 | ZSPR_ACT | ZSPR | NOS | 420 | 42000 | INR
2000 | Central Zone, Bhubaneswar | 2200 | EHT (O&M) Circle, Cuttack | 2204 | EHT (O&M) Division, Paradeep | CL46 | 132/33 kV T/L S/S S/D KendraparaLine | 3000003584 | U' BOLT | TWR.UBOLT.A001 | ZSPR_ACT | ZSPR | KG | 1 | 49 | INR
2000 | Central Zone, Bhubaneswar | 2200 | EHT (O&M) Circle, Cuttack | 2204 | EHT (O&M) Division, Paradeep | C343 | 132/33 kV S/S S/D Marsaghai | 3000003584 | U' BOLT | TWR.UBOLT.A001 | ZSPR_ACT | ZSPR | KG | 1 | 49 | INR
2000 | Central Zone, Bhubaneswar | 2200 | EHT (O&M) Circle, Cuttack | 2204 | EHT (O&M) Division, Paradeep | C348 | 132/33 kV T/L S/S S/D Chandikhol | 3000003585 | 132KV WAVE TRAP 630A/0.5mH | WT.132.E004 | ZSPR_ACT | ZSPR | NOS | 4 | 20000 | INR
2000 | Central Zone, Bhubaneswar | 2200 | EHT (O&M) Circle, Cuttack | 2204 | EHT (O&M) Division, Paradeep | C349 | 132/33 kV S/S S/D Olaver | 3000003586 | 132KV WAVE TRAP 800A/0.5mH | WT.132.E005 | ZSPR_FREE | ZSPR | NOS | 4 | 0 | INR
2000 | Central Zone, Bhubaneswar | 2200 | EHT (O&M) Circle, Cuttack | 2204 | EHT (O&M) Division, Paradeep | C343 | 132/33 kV S/S S/D Marsaghai | 3000003586 | 132KV WAVE TRAP 800A/0.5mH | WT.132.E005 | ZSPR_ACT | ZSPR | NOS | 5 | 1055640 | INR
2000 | Central Zone, Bhubaneswar | 2200 | EHT (O&M) Circle, Cuttack | 2204 | EHT (O&M) Division, Paradeep | C346 | 132/33 kV T/L S/S S/D Kendrapara | 3000003586 | 132KV WAVE TRAP 800A/0.5mH | WT.132.E005 | ZSPR_SCRAP | ZSPR | NOS | 12 | 12008 | INR
2000 | Central Zone, Bhubaneswar | 2200 | EHT (O&M) Circle, Cuttack | 2204 | EHT (O&M) Division, Paradeep | C349 | 132/33 kV S/S S/D Olaver | 3000003586 | 132KV WAVE TRAP 800A/0.5mH | WT.132.E005 | ZSPR_ACT | ZSPR | NOS | 1 | 211128 | INR
2000 | Central Zone, Bhubaneswar | 2200 | EHT (O&M) Circle, Cuttack | 2204 | EHT (O&M) Division, Paradeep | C347 | 132/33 kV T/L S/S S/D Pattamundai | 3000003586 | 132KV WAVE TRAP 800A/0.5mH | WT.132.E005 | ZSPR_SCRAP | ZSPR | NOS | 6 | 6004 | INR
2000 | Central Zone, Bhubaneswar | 2200 | EHT (O&M) Circle, Cuttack | 2204 | EHT (O&M) Division, Paradeep | C342 | 220/132/33 kV T/L S/S S/D Paradeep | 3000003588 | 220KV 1600A 1MH WAVE TRAP | WT.220.E005 | ZSPR_ACT | ZSPR | NOS | 2 | 634000 | INR
2000 | Central Zone, Bhubaneswar | 2200 | EHT (O&M) Circle, Cuttack | 2204 | EHT (O&M) Division, Paradeep | C344 | 132/33 kV S/S S/D Tirtol | 3000003592 | Used 33kV Surge arrester | RCVR.33SA.A001 | ZSPR_ACT | ZSPR | NOS | 5 | 17500 | INR
2000 | Central Zone, Bhubaneswar | 2200 | EHT (O&M) Circle, Cuttack | 2204 | EHT (O&M) Division, Paradeep | C342 | 220/132/33 kV T/L S/S S/D Paradeep | 3000003602 | Cut piece Control Cable | CBLE.CUTPIECE.A001 | ZSPR_SCRAP | ZSPR | KM | 0.15 | 150 | INR
2000 | Central Zone, Bhubaneswar | 2200 | EHT (O&M) Circle, Cuttack | 2204 | EHT (O&M) Division, Paradeep | C342 | 220/132/33 kV T/L S/S S/D Paradeep | 3000003606 | 4 BOLTED BRASS ALLOY CT CLAMP | CLMP.CT.BR.A001 | ZSPR_ACT | ZSPR | NOS | 2 | 20516 | INR
2000 | Central Zone, Bhubaneswar | 2200 | EHT (O&M) Circle, Cuttack | 2204 | EHT (O&M) Division, Paradeep | C347 | 132/33 kV T/L S/S S/D Pattamundai | 3000003607 | ST CLAMP – 12 BOLTED PANTHER | CLMP.ST.THRU.AL.A003 | ZSPR_ACT | ZSPR | NOS | 10 | 9000 | INR
2000 | Central Zone, Bhubaneswar | 2200 | EHT (O&M) Circle, Cuttack | 2204 | EHT (O&M) Division, Paradeep | C344 | 132/33 kV S/S S/D Tirtol | 3000003616 | Circuit Breaker (CB) control switch | SPR.MISC.A489 | ZSPR_ACT | ZSPR | NOS | 2 | 21310 | INR
2000 | Central Zone, Bhubaneswar | 2200 | EHT (O&M) Circle, Cuttack | 2204 | EHT (O&M) Division, Paradeep | C349 | 132/33 kV S/S S/D Olaver | 3000003616 | Circuit Breaker (CB) control switch | SPR.MISC.A489 | ZSPR_ACT | ZSPR | NOS | 3 | 31965 | INR
2000 | Central Zone, Bhubaneswar | 2200 | EHT (O&M) Circle, Cuttack | 2204 | EHT (O&M) Division, Paradeep | C343 | 132/33 kV S/S S/D Marsaghai | 3000003616 | Circuit Breaker (CB) control switch | SPR.MISC.A489 | ZSPR_ACT | ZSPR | NOS | 2 | 21310 | INR
2000 | Central Zone, Bhubaneswar | 2200 | EHT (O&M) Circle, Cuttack | 2204 | EHT (O&M) Division, Paradeep | C348 | 132/33 kV T/L S/S S/D Chandikhol | 3000003618 | ST clamp 33Kv CT stud-twin ACSR zebra | CLMP.ST.THRU.B009 | ZSPR_ACT | ZSPR | NOS | 12 | 12000 | INR
2000 | Central Zone, Bhubaneswar | 2200 | EHT (O&M) Circle, Cuttack | 2204 | EHT (O&M) Division, Paradeep | C348 | 132/33 kV T/L S/S S/D Chandikhol | 3000003620 | BIMETALIC STRIP 1FTX1FT | SPR.MISC.A006 | ZSPR_ACT | ZSPR | NOS | 2 | 2016.84 | INR
2000 | Central Zone, Bhubaneswar | 2200 | EHT (O&M) Circle, Cuttack | 2204 | EHT (O&M) Division, Paradeep | C347 | 132/33 kV T/L S/S S/D Pattamundai | 3000003620 | BIMETALIC STRIP 1FTX1FT | SPR.MISC.A006 | ZSPR_ACT | ZSPR | NOS | 2 | 2016.84 | INR
2000 | Central Zone, Bhubaneswar | 2200 | EHT (O&M) Circle, Cuttack | 2204 | EHT (O&M) Division, Paradeep | C346 | 132/33 kV T/L S/S S/D Kendrapara | 3000003620 | BIMETALIC STRIP 1FTX1FT | SPR.MISC.A006 | ZSPR_ACT | ZSPR | NOS | 2 | 2016.85 | INR
2000 | Central Zone, Bhubaneswar | 2200 | EHT (O&M) Circle, Cuttack | 2204 | EHT (O&M) Division, Paradeep | C348 | 132/33 kV T/L S/S S/D Chandikhol | 3000003695 | STRAIGHT THROUGH CLAMP FOR MOOSE TO 30 S | CLMP.ST.THRU.AL.A007 | ZSPR_ACT | ZSPR | NOS | 3 | 2850 | INR
2000 | Central Zone, Bhubaneswar | 2200 | EHT (O&M) Circle, Cuttack | 2204 | EHT (O&M) Division, Paradeep | CL42 | 220/132/33 kV T/L S/S S/D Paradeep_Line | 3000003723 | Stub for 220 KV OC type tower | TWR.220OC.STUB.A001 | ZSPR_ACT | ZSPR | MT | 0.773 | 40410.89 | INR
2000 | Central Zone, Bhubaneswar | 2200 | EHT (O&M) Circle, Cuttack | 2204 | EHT (O&M) Division, Paradeep | C350 |  | 3000003731 | Double Tension Hardware Fitting Complete | HWF.DT.HTLS.A001 | ZSPR_ACT | ZSPR | NOS | 9 | 32148 | INR
2000 | Central Zone, Bhubaneswar | 2200 | EHT (O&M) Circle, Cuttack | 2204 | EHT (O&M) Division, Paradeep | C345 | 132/33 kV S/S S/D Rajnagar | 3000003733 | HV Bushing&Rod of 20MVA 132/33kV Tfr Tos | SPR.TFR20TOSB.EB01 | ZSPR_ACT | ZSPR | NOS | 2 | 120000 | INR
2000 | Central Zone, Bhubaneswar | 2200 | EHT (O&M) Circle, Cuttack | 2204 | EHT (O&M) Division, Paradeep | C345 | 132/33 kV S/S S/D Rajnagar | 3000003734 | LV Bushing&Rod of 20MVA 132/33kV Tfr Tos | SPR.TFR20TOSB.EB02 | ZSPR_ACT | ZSPR | NOS | 3 | 75000 | INR
2000 | Central Zone, Bhubaneswar | 2200 | EHT (O&M) Circle, Cuttack | 2204 | EHT (O&M) Division, Paradeep | C345 | 132/33 kV S/S S/D Rajnagar | 3000003735 | HV Neutral Bushing&Rod of 20MVA 132/33kV | SPR.TFR20TOSB.EB03 | ZSPR_ACT | ZSPR | NOS | 3 | 75000 | INR
2000 | Central Zone, Bhubaneswar | 2200 | EHT (O&M) Circle, Cuttack | 2204 | EHT (O&M) Division, Paradeep | C345 | 132/33 kV S/S S/D Rajnagar | 3000003736 | LV Neutral Bushing&Rod of 20MVA 132/33kV | SPR.TFR20TOSB.EB13 | ZSPR_ACT | ZSPR | NOS | 3 | 75000 | INR
2000 | Central Zone, Bhubaneswar | 2200 | EHT (O&M) Circle, Cuttack | 2204 | EHT (O&M) Division, Paradeep | C345 | 132/33 kV S/S S/D Rajnagar | 3000003737 | Local & remote WTI &contacts -20MVA 132/ | SPR.TFR20TOSB.EB04 | ZSPR_ACT | ZSPR | NOS | 1 | 1833.35 | INR
2000 | Central Zone, Bhubaneswar | 2200 | EHT (O&M) Circle, Cuttack | 2204 | EHT (O&M) Division, Paradeep | C345 | 132/33 kV S/S S/D Rajnagar | 3000003738 | OTI with contacts -20MVA 132/33kV Tfr To | SPR.TFR20TOSB.EB05 | ZSPR_ACT | ZSPR | NOS | 2 | 11000 | INR
2000 | Central Zone, Bhubaneswar | 2200 | EHT (O&M) Circle, Cuttack | 2204 | EHT (O&M) Division, Paradeep | C345 | 132/33 kV S/S S/D Rajnagar | 3000003739 | Pressure Relief device of 20MVA 132/33kV | SPR.TFR20TOSB.EB06 | ZSPR_ACT | ZSPR | NOS | 3 | 45000 | INR
2000 | Central Zone, Bhubaneswar | 2200 | EHT (O&M) Circle, Cuttack | 2204 | EHT (O&M) Division, Paradeep | C345 | 132/33 kV S/S S/D Rajnagar | 3000003740 | MOLG & low oil level alarm contacts -20M | SPR.TFR20TOSB.EB07 | ZSPR_ACT | ZSPR | NOS | 3 | 45000 | INR
2000 | Central Zone, Bhubaneswar | 2200 | EHT (O&M) Circle, Cuttack | 2204 | EHT (O&M) Division, Paradeep | C345 | 132/33 kV S/S S/D Rajnagar | 3000003741 | Cooler fan with motor -20MVA 132/33kV Tf | SPR.TFR20TOSB.EB08 | ZSPR_ACT | ZSPR | NOS | 3 | 15000 | INR
2000 | Central Zone, Bhubaneswar | 2200 | EHT (O&M) Circle, Cuttack | 2204 | EHT (O&M) Division, Paradeep | C347 | 132/33 kV T/L S/S S/D Pattamundai | 3000003742 | Buchhloz relay -20MVA 132/33kV Tfr Toshi | SPR.TFR20TOSB.EB09 | ZSPR_ACT | ZSPR | NOS | 1 | 20000 | INR
2000 | Central Zone, Bhubaneswar | 2200 | EHT (O&M) Circle, Cuttack | 2204 | EHT (O&M) Division, Paradeep | C345 | 132/33 kV S/S S/D Rajnagar | 3000003742 | Buchhloz relay -20MVA 132/33kV Tfr Toshi | SPR.TFR20TOSB.EB09 | ZSPR_ACT | ZSPR | NOS | 11 | 220000 | INR
2000 | Central Zone, Bhubaneswar | 2200 | EHT (O&M) Circle, Cuttack | 2204 | EHT (O&M) Division, Paradeep | C345 | 132/33 kV S/S S/D Rajnagar | 3000003743 | TPI of 20MVA 132/33kV Toshiba Tfr | SPR.TFR20TOSB.EB10 | ZSPR_ACT | ZSPR | NOS | 3 | 10500 | INR
2000 | Central Zone, Bhubaneswar | 2200 | EHT (O&M) Circle, Cuttack | 2204 | EHT (O&M) Division, Paradeep | C346 | 132/33 kV T/L S/S S/D Kendrapara | 3000003786 | Multimode Glass Fiber | SAS.BAY.MGFO.A001 | ZSPR_ACT | ZSPR | KM | 0.028 | 6104 | INR
2000 | Central Zone, Bhubaneswar | 2200 | EHT (O&M) Circle, Cuttack | 2204 | EHT (O&M) Division, Paradeep | C347 | 132/33 kV T/L S/S S/D Pattamundai | 4000000004 | FRP Telescopic earth discharge rods | MISC.DISCHARGE.B001 | ZTNP_ACT | ZTNP | NOS | 7 | 17095.68 | INR
2000 | Central Zone, Bhubaneswar | 2200 | EHT (O&M) Circle, Cuttack | 2204 | EHT (O&M) Division, Paradeep | CL46 | 132/33 kV T/L S/S S/D KendraparaLine | 4000000004 | FRP Telescopic earth discharge rods | MISC.DISCHARGE.B001 | ZTNP_ACT | ZTNP | NOS | 6 | 14653.44 | INR
2000 | Central Zone, Bhubaneswar | 2200 | EHT (O&M) Circle, Cuttack | 2204 | EHT (O&M) Division, Paradeep | C343 | 132/33 kV S/S S/D Marsaghai | 4000000006 | TOOL BOX Kit Set | TNP. TOOLBOX.A001 | ZTNP_ACT | ZTNP | NOS | 2 | 1000 | INR
2000 | Central Zone, Bhubaneswar | 2200 | EHT (O&M) Circle, Cuttack | 2204 | EHT (O&M) Division, Paradeep | CL46 | 132/33 kV T/L S/S S/D KendraparaLine | 4000000012 | 15 MM/12MM (1/2") BULDOG CLAMP | TNP.BD.CLAMP.A001 | ZTNP_ACT | ZTNP | NOS | 6 | 420 | INR
2000 | Central Zone, Bhubaneswar | 2200 | EHT (O&M) Circle, Cuttack | 2204 | EHT (O&M) Division, Paradeep | CL46 | 132/33 kV T/L S/S S/D KendraparaLine | 4000000013 | 16 MM (5/8") BULDOG CLAMP | TNP.BD.CLAMP.A002 | ZTNP_ACT | ZTNP | NOS | 6 | 450 | INR
2000 | Central Zone, Bhubaneswar | 2200 | EHT (O&M) Circle, Cuttack | 2204 | EHT (O&M) Division, Paradeep | CL46 | 132/33 kV T/L S/S S/D KendraparaLine | 4000000014 | 20 MM (3/4") BULDOG CLAMP | TNP.BD.CLAMP.A003 | ZTNP_ACT | ZTNP | NOS | 6 | 178.02 | INR
2000 | Central Zone, Bhubaneswar | 2200 | EHT (O&M) Circle, Cuttack | 2204 | EHT (O&M) Division, Paradeep | C347 | 132/33 kV T/L S/S S/D Pattamundai | 4000000019 | BINACULAR | TNP.BINACULAR.A001 | ZTNP_ACT | ZTNP | NOS | 1 | 20980 | INR
2000 | Central Zone, Bhubaneswar | 2200 | EHT (O&M) Circle, Cuttack | 2204 | EHT (O&M) Division, Paradeep | C348 | 132/33 kV T/L S/S S/D Chandikhol | 4000000031 | DIGITAL CLAMP ON METER | TNP.CLAMPMTR.A001 | ZTNP_ACT | ZTNP | NOS | 1 | 10900 | INR
2000 | Central Zone, Bhubaneswar | 2200 | EHT (O&M) Circle, Cuttack | 2204 | EHT (O&M) Division, Paradeep | C348 | 132/33 kV T/L S/S S/D Chandikhol | 4000000040 | Digital insulating resistance Tester | TNP.DIRT.A001 | ZTNP_ACT | ZTNP | NOS | 1 | 4872 | INR
2000 | Central Zone, Bhubaneswar | 2200 | EHT (O&M) Circle, Cuttack | 2204 | EHT (O&M) Division, Paradeep | C346 | 132/33 kV T/L S/S S/D Kendrapara | 4000000042 | 16 MM OR 5/8" DRILL BIT | TNP.DRILLBIT.A004 | ZTNP_ACT | ZTNP | NOS | 1 | 30 | INR
2000 | Central Zone, Bhubaneswar | 2200 | EHT (O&M) Circle, Cuttack | 2204 | EHT (O&M) Division, Paradeep | C350 |  | 4000000047 | D SHACKLE 1" | TNP.DSHAKLE.A001 | ZTNP_ACT | ZTNP | NOS | 21 | 2205 | INR
2000 | Central Zone, Bhubaneswar | 2200 | EHT (O&M) Circle, Cuttack | 2204 | EHT (O&M) Division, Paradeep | CL47 | 132/33 kV T/L S/S S/D Pattamundai_Line | 4000000048 | D SHACKLE 3/4" | TNP.DSHAKLE.A002 | ZTNP_ACT | ZTNP | NOS | 221 | 65858 | INR
2000 | Central Zone, Bhubaneswar | 2200 | EHT (O&M) Circle, Cuttack | 2204 | EHT (O&M) Division, Paradeep | CL46 | 132/33 kV T/L S/S S/D KendraparaLine | 4000000051 | D' SHACKLE OF DIFFERENT SIZES | TNP.DSHAKLE.A006 | ZTNP_ACT | ZTNP | NOS | 2 | 100 | INR
2000 | Central Zone, Bhubaneswar | 2200 | EHT (O&M) Circle, Cuttack | 2204 | EHT (O&M) Division, Paradeep | C348 | 132/33 kV T/L S/S S/D Chandikhol | 4000000059 | EHV DETECTOR FOR 33KV TO 220KV RANGE | TNP.EHV.DECTOR.A001 | ZTNP_ACT | ZTNP | SET | 1 | 5235 | INR
2000 | Central Zone, Bhubaneswar | 2200 | EHT (O&M) Circle, Cuttack | 2204 | EHT (O&M) Division, Paradeep | C347 | 132/33 kV T/L S/S S/D Pattamundai | 4000000078 | FIRE BUCKET WITH STAND | TNP.FIREBUCKET.A001 | ZTNP_ACT | ZTNP | NOS | 8 | 1371.44 | INR
2000 | Central Zone, Bhubaneswar | 2200 | EHT (O&M) Circle, Cuttack | 2204 | EHT (O&M) Division, Paradeep | C347 | 132/33 kV T/L S/S S/D Pattamundai | 4000000079 | STAND ONLY FOR FIRE BUCKET | TNP.FIRESTAND.A001 | ZTNP_ACT | ZTNP | NOS | 2 | 1000 | INR
2000 | Central Zone, Bhubaneswar | 2200 | EHT (O&M) Circle, Cuttack | 2204 | EHT (O&M) Division, Paradeep | C347 | 132/33 kV T/L S/S S/D Pattamundai | 4000000080 | CO2 TYPE 4.5 KG FIRE EXTINGUISHER | TNP.FR.EXTGR.A002 | ZTNP_ACT | ZTNP | NOS | 1 | 1789.88 | INR
2000 | Central Zone, Bhubaneswar | 2200 | EHT (O&M) Circle, Cuttack | 2204 | EHT (O&M) Division, Paradeep | C347 | 132/33 kV T/L S/S S/D Pattamundai | 4000000082 | CO2 TYPE 6.5KG FIRE EXTINGUISHER | TNP.FR.EXTGR.A004 | ZTNP_ACT | ZTNP | NOS | 1 | 4258.39 | INR
2000 | Central Zone, Bhubaneswar | 2200 | EHT (O&M) Circle, Cuttack | 2204 | EHT (O&M) Division, Paradeep | C347 | 132/33 kV T/L S/S S/D Pattamundai | 4000000084 | CO2 TYPE 22.5 KG FIRE EXTINGUISHER | TNP.FR.EXTGR.A010 | ZTNP_ACT | ZTNP | NOS | 2 | 12727.6 | INR
2000 | Central Zone, Bhubaneswar | 2200 | EHT (O&M) Circle, Cuttack | 2204 | EHT (O&M) Division, Paradeep | C347 | 132/33 kV T/L S/S S/D Pattamundai | 4000000098 | FIRE EXTINGUESHIER ABC 25 KG | TNP.FR.EXTGR.E003 | ZTNP_ACT | ZTNP | NOS | 1 | 19000 | INR
2000 | Central Zone, Bhubaneswar | 2200 | EHT (O&M) Circle, Cuttack | 2204 | EHT (O&M) Division, Paradeep | C347 | 132/33 kV T/L S/S S/D Pattamundai | 4000000099 | FIRE EXTINGUESHIER ABC 6 KG | TNP.FR.EXTGR.E005 | ZTNP_ACT | ZTNP | NOS | 2 | 5750 | INR
2000 | Central Zone, Bhubaneswar | 2200 | EHT (O&M) Circle, Cuttack | 2204 | EHT (O&M) Division, Paradeep | C347 | 132/33 kV T/L S/S S/D Pattamundai | 4000000100 | FIRE EXTINGUESHIER ABC 9 KG | TNP.FR.EXTGR.E006 | ZTNP_ACT | ZTNP | NOS | 3 | 15750 | INR
2000 | Central Zone, Bhubaneswar | 2200 | EHT (O&M) Circle, Cuttack | 2204 | EHT (O&M) Division, Paradeep | C347 | 132/33 kV T/L S/S S/D Pattamundai | 4000000103 | GAS FILLING KIT | TNP.GASF.KIT.A001 | ZTNP_ACT | ZTNP | NOS | 1 | 2812.5 | INR
2000 | Central Zone, Bhubaneswar | 2200 | EHT (O&M) Circle, Cuttack | 2204 | EHT (O&M) Division, Paradeep | C347 | 132/33 kV T/L S/S S/D Pattamundai | 4000000146 | SF6 GAS DETECTOR | TNP.SF6DCTATR.A001 | ZTNP_ACT | ZTNP | NOS | 1 | 7500 | INR
2000 | Central Zone, Bhubaneswar | 2200 | EHT (O&M) Circle, Cuttack | 2204 | EHT (O&M) Division, Paradeep | C343 | 132/33 kV S/S S/D Marsaghai | 4000000164 | SINGLE SLEEVE PULLEY | TNP.SSPULLEY.A001 | ZTNP_ACT | ZTNP | NOS | 2 | 800 | INR
2000 | Central Zone, Bhubaneswar | 2200 | EHT (O&M) Circle, Cuttack | 2204 | EHT (O&M) Division, Paradeep | C347 | 132/33 kV T/L S/S S/D Pattamundai | 4000000175 | WALKIE TALKIE VHF SYSTEM | TNP.WT.VHF.A001 | ZTNP_ACT | ZTNP | NOS | 2 | 19000 | INR
2000 | Central Zone, Bhubaneswar | 2200 | EHT (O&M) Circle, Cuttack | 2204 | EHT (O&M) Division, Paradeep | C343 | 132/33 kV S/S S/D Marsaghai | 4000000195 | Double sleeve pulley | TNP.DSPULLEY.A001 | ZTNP_ACT | ZTNP | NOS | 2 | 1000 | INR
2000 | Central Zone, Bhubaneswar | 2200 | EHT (O&M) Circle, Cuttack | 2204 | EHT (O&M) Division, Paradeep | CL42 | 220/132/33 kV T/L S/S S/D Paradeep_Line | 5000000004 | SCRAP CUTPIECE CONDUCTOR | SCRP.COND.CUTPIECE.A001 | ZSRP_SCRAP | ZSRP | MT | 12.6 | 12.6 | INR
2000 | Central Zone, Bhubaneswar | 2200 | EHT (O&M) Circle, Cuttack | 2204 | EHT (O&M) Division, Paradeep | C342 | 220/132/33 kV T/L S/S S/D Paradeep | 5000000005 | SCRAP.CAPACITOR BANK UNIT | SCRP.CPB.UNIT.A001 | ZSRP_SCRAP | ZSRP | NOS | 1 | 1 | INR
2000 | Central Zone, Bhubaneswar | 2200 | EHT (O&M) Circle, Cuttack | 2204 | EHT (O&M) Division, Paradeep | C342 | 220/132/33 kV T/L S/S S/D Paradeep | 5000000006 | SCRAP 132KV CT DIFFERENT RATIO | SCRP.CT1.132OIL.A001 | ZSRP_SCRAP | ZSRP | NOS | 3 | 15619.6 | INR
2000 | Central Zone, Bhubaneswar | 2200 | EHT (O&M) Circle, Cuttack | 2204 | EHT (O&M) Division, Paradeep | C345 | 132/33 kV S/S S/D Rajnagar | 5000000006 | SCRAP 132KV CT DIFFERENT RATIO | SCRP.CT1.132OIL.A001 | ZSRP_SCRAP | ZSRP | NOS | 1 | 5206.53 | INR
2000 | Central Zone, Bhubaneswar | 2200 | EHT (O&M) Circle, Cuttack | 2204 | EHT (O&M) Division, Paradeep | C346 | 132/33 kV T/L S/S S/D Kendrapara | 5000000006 | SCRAP 132KV CT DIFFERENT RATIO | SCRP.CT1.132OIL.A001 | ZSRP_SCRAP | ZSRP | NOS | 2 | 10413.06 | INR
2000 | Central Zone, Bhubaneswar | 2200 | EHT (O&M) Circle, Cuttack | 2204 | EHT (O&M) Division, Paradeep | C347 | 132/33 kV T/L S/S S/D Pattamundai | 5000000006 | SCRAP 132KV CT DIFFERENT RATIO | SCRP.CT1.132OIL.A001 | ZSRP_SCRAP | ZSRP | NOS | 1 | 5206.53 | INR
2000 | Central Zone, Bhubaneswar | 2200 | EHT (O&M) Circle, Cuttack | 2204 | EHT (O&M) Division, Paradeep | C342 | 220/132/33 kV T/L S/S S/D Paradeep | 5000000007 | SCRAP 220KV CT DIFFERENT RATIO | SCRP.CT1.220OIL.B001 | ZSRP_SCRAP | ZSRP | NOS | 3 | 3 | INR
2000 | Central Zone, Bhubaneswar | 2200 | EHT (O&M) Circle, Cuttack | 2204 | EHT (O&M) Division, Paradeep | C348 | 132/33 kV T/L S/S S/D Chandikhol | 5000000008 | SCRAP 36KV CT HAVING DIFFERENT RATIO | SCRP.CT1.36OIL.C001 | ZSRP_SCRAP | ZSRP | NOS | 3 | 3476.3 | INR
2000 | Central Zone, Bhubaneswar | 2200 | EHT (O&M) Circle, Cuttack | 2204 | EHT (O&M) Division, Paradeep | C347 | 132/33 kV T/L S/S S/D Pattamundai | 5000000008 | SCRAP 36KV CT HAVING DIFFERENT RATIO | SCRP.CT1.36OIL.C001 | ZSRP_SCRAP | ZSRP | NOS | 3 | 3476.3 | INR
2000 | Central Zone, Bhubaneswar | 2200 | EHT (O&M) Circle, Cuttack | 2204 | EHT (O&M) Division, Paradeep | C346 | 132/33 kV T/L S/S S/D Kendrapara | 5000000008 | SCRAP 36KV CT HAVING DIFFERENT RATIO | SCRP.CT1.36OIL.C001 | ZSRP_SCRAP | ZSRP | NOS | 4 | 4635.06 | INR
2000 | Central Zone, Bhubaneswar | 2200 | EHT (O&M) Circle, Cuttack | 2204 | EHT (O&M) Division, Paradeep | C342 | 220/132/33 kV T/L S/S S/D Paradeep | 5000000008 | SCRAP 36KV CT HAVING DIFFERENT RATIO | SCRP.CT1.36OIL.C001 | ZSRP_SCRAP | ZSRP | NOS | 5 | 5793.83 | INR
2000 | Central Zone, Bhubaneswar | 2200 | EHT (O&M) Circle, Cuttack | 2204 | EHT (O&M) Division, Paradeep | C342 | 220/132/33 kV T/L S/S S/D Paradeep | 5000000011 | SCRAP 220KV OIL SP CVT DIFFERENT TYPE | SCRP.CVT.220OIL.A001 | ZSRP_SCRAP | ZSRP | NOS | 2 | 2 | INR
2000 | Central Zone, Bhubaneswar | 2200 | EHT (O&M) Circle, Cuttack | 2204 | EHT (O&M) Division, Paradeep | C342 | 220/132/33 kV T/L S/S S/D Paradeep | 5000000036 | SCRAP 220KV SF6 BREAKER | SCRP.MISC.A010 | ZSRP_SCRAP | ZSRP | NOS | 1 | 1 | INR
2000 | Central Zone, Bhubaneswar | 2200 | EHT (O&M) Circle, Cuttack | 2204 | EHT (O&M) Division, Paradeep | CL47 | 132/33 kV T/L S/S S/D Pattamundai_Line | 5000000055 | Scrap tower Stub | SCRP.MISC.A060 | ZSRP_SCRAP | ZSRP | MT | 3.756 | 315451 | INR
2000 | Central Zone, Bhubaneswar | 2200 | EHT (O&M) Circle, Cuttack | 2204 | EHT (O&M) Division, Paradeep | C342 | 220/132/33 kV T/L S/S S/D Paradeep | 5000000060 | Scrap 132KV SF6 Circuit Breaker | SCRP.MISC.A074 | ZSRP_SCRAP | ZSRP | NOS | 4 | 20002 | INR
2000 | Central Zone, Bhubaneswar | 2200 | EHT (O&M) Circle, Cuttack | 2204 | EHT (O&M) Division, Paradeep | C342 | 220/132/33 kV T/L S/S S/D Paradeep | 5000000066 | SCRAPED/DAMAGED ISOLATOR MECHANISM BOX | SCRP.MISC.A104 | ZSRP_SCRAP | ZSRP | NOS | 42 | 42 | INR
2000 | Central Zone, Bhubaneswar | 2200 | EHT (O&M) Circle, Cuttack | 2204 | EHT (O&M) Division, Paradeep | C347 | 132/33 kV T/L S/S S/D Pattamundai | 5000000069 | Scrap 33 KV VCB | SCRP.MISC.A136 | ZSRP_SCRAP | ZSRP | NOS | 3 | 12502 | INR
2000 | Central Zone, Bhubaneswar | 2200 | EHT (O&M) Circle, Cuttack | 2204 | EHT (O&M) Division, Paradeep | C342 | 220/132/33 kV T/L S/S S/D Paradeep | 5000000069 | Scrap 33 KV VCB | SCRP.MISC.A136 | ZSRP_SCRAP | ZSRP | NOS | 3 | 12502 | INR
2000 | Central Zone, Bhubaneswar | 2200 | EHT (O&M) Circle, Cuttack | 2204 | EHT (O&M) Division, Paradeep | C347 | 132/33 kV T/L S/S S/D Pattamundai | 5000000093 | 250 KVA 33/0.433 ST with all Accessories | SCRP.MISC.A242 | ZSRP_SCRAP | ZSRP | NOS | 1 | 85150 | INR
2000 | Central Zone, Bhubaneswar | 2200 | EHT (O&M) Circle, Cuttack | 2204 | EHT (O&M) Division, Paradeep | C346 | 132/33 kV T/L S/S S/D Kendrapara | 5000000115 | Damaged/scrap Mechanism box | SCRP.MISC.A354 | ZSRP_SCRAP | ZSRP | NOS | 1 | 1 | INR
2000 | Central Zone, Bhubaneswar | 2200 | EHT (O&M) Circle, Cuttack | 2204 | EHT (O&M) Division, Paradeep | C342 | 220/132/33 kV T/L S/S S/D Paradeep | 5000000150 | SCRAP APEX METERING PANEL | SCRP.MTR.APEXPNL.A001 | ZSRP_SCRAP | ZSRP | NOS | 7 | 7 | INR
2000 | Central Zone, Bhubaneswar | 2200 | EHT (O&M) Circle, Cuttack | 2204 | EHT (O&M) Division, Paradeep | C346 | 132/33 kV T/L S/S S/D Kendrapara | 5000000155 | SCRAP 132KV PANEL OF DIFFERENT TYPE | SCRP.PNL.132.A001 | ZSRP_SCRAP | ZSRP | NOS | 3 | 3 | INR
2000 | Central Zone, Bhubaneswar | 2200 | EHT (O&M) Circle, Cuttack | 2204 | EHT (O&M) Division, Paradeep | C346 | 132/33 kV T/L S/S S/D Kendrapara | 5000000161 | SCRAP SURGE ARRESTER | SCRP.SA.132MO.A002 | ZSRP_SCRAP | ZSRP | NOS | 1 | 500 | INR
2000 | Central Zone, Bhubaneswar | 2200 | EHT (O&M) Circle, Cuttack | 2204 | EHT (O&M) Division, Paradeep | CL42 | 220/132/33 kV T/L S/S S/D Paradeep_Line | 5000000172 | SCRAP GI MATERIAL | SCRP.STRS.GI.A001 | ZSRP_SCRAP | ZSRP | MT | 63.965 | 63.97 | INR
2000 | Central Zone, Bhubaneswar | 2300 | EHT (O&M) Circle, Chainpal | 2302 | EHT (O&M) Division, Chainpal | C425 | 132/33 kV T/L S/S S/D Chainpal | 1000000004 | 36KV VCB with Structure | BKR.36VCB.G.S.F005 | ZCAP_ACT | ZCAP | NOS | 1 | 197293.69 | INR
2000 | Central Zone, Bhubaneswar | 2300 | EHT (O&M) Circle, Chainpal | 2302 | EHT (O&M) Division, Chainpal | C422 | 220/33 kV T/L S/S S/D Rengali | 1000000004 | 36KV VCB with Structure | BKR.36VCB.G.S.F005 | ZCAP_ACT | ZCAP | NOS | 1 | 197293.7 | INR
2000 | Central Zone, Bhubaneswar | 2300 | EHT (O&M) Circle, Chainpal | 2302 | EHT (O&M) Division, Chainpal | C426 | 132/33 kV T/L S/S S/D Angul | 1000000004 | 36KV VCB with Structure | BKR.36VCB.G.S.F005 | ZCAP_SUP | ZCAP | NOS | 1 | 1250.75 | INR
2000 | Central Zone, Bhubaneswar | 2300 | EHT (O&M) Circle, Chainpal | 2302 | EHT (O&M) Division, Chainpal | C425 | 132/33 kV T/L S/S S/D Chainpal | 1000000004 | 36KV VCB with Structure | BKR.36VCB.G.S.F005 | ZCAP_SUP | ZCAP | NOS | 1 | 1250.75 | INR
2000 | Central Zone, Bhubaneswar | 2300 | EHT (O&M) Circle, Chainpal | 2302 | EHT (O&M) Division, Chainpal | C425 | 132/33 kV T/L S/S S/D Chainpal | 1000000016 | ACSR PANTHER CONDUCTOR | COND.ACSR.A002 | ZCAP_SUP | ZCAP | KM | 12 | 12 | INR
2000 | Central Zone, Bhubaneswar | 2300 | EHT (O&M) Circle, Chainpal | 2302 | EHT (O&M) Division, Chainpal | C423 | 132 kV Line S/D (DMK) Chainpal | 1000000016 | ACSR PANTHER CONDUCTOR | COND.ACSR.A002 | ZCAP_ACT | ZCAP | KM | 0.731 | 127777.34 | INR
2000 | Central Zone, Bhubaneswar | 2300 | EHT (O&M) Circle, Chainpal | 2302 | EHT (O&M) Division, Chainpal | C424 | 132/33 kV T/L S/S S/D Boinda | 1000000016 | ACSR PANTHER CONDUCTOR | COND.ACSR.A002 | ZCAP_ACT | ZCAP | KM | 30.578 | 5344973.2 | INR
2000 | Central Zone, Bhubaneswar | 2300 | EHT (O&M) Circle, Chainpal | 2302 | EHT (O&M) Division, Chainpal | C425 | 132/33 kV T/L S/S S/D Chainpal | 1000000016 | ACSR PANTHER CONDUCTOR | COND.ACSR.A002 | ZCAP_ACT | ZCAP | KM | 1.2 | 209757.6 | INR
2000 | Central Zone, Bhubaneswar | 2300 | EHT (O&M) Circle, Chainpal | 2302 | EHT (O&M) Division, Chainpal | C422 | 220/33 kV T/L S/S S/D Rengali | 1000000017 | ACSR ZEBRA CONDUCTOR | COND.ACSR.A003 | ZCAP_ACT | ZCAP | KM | 0.02 | 1561.12 | INR
2000 | Central Zone, Bhubaneswar | 2300 | EHT (O&M) Circle, Chainpal | 2302 | EHT (O&M) Division, Chainpal | C422 | 220/33 kV T/L S/S S/D Rengali | 1000000017 | ACSR ZEBRA CONDUCTOR | COND.ACSR.A003 | ZCAP_ACT | ZCAP | KM | 1.981 | 154629.02 | INR
2000 | Central Zone, Bhubaneswar | 2300 | EHT (O&M) Circle, Chainpal | 2302 | EHT (O&M) Division, Chainpal | C425 | 132/33 kV T/L S/S S/D Chainpal | 1000000017 | ACSR ZEBRA CONDUCTOR | COND.ACSR.A003 | ZCAP_SUP | ZCAP | KM | 0.15 | 0.15 | INR
2000 | Central Zone, Bhubaneswar | 2300 | EHT (O&M) Circle, Chainpal | 2302 | EHT (O&M) Division, Chainpal | C425 | 132/33 kV T/L S/S S/D Chainpal | 1000000017 | ACSR ZEBRA CONDUCTOR | COND.ACSR.A003 | ZCAP_SUP | ZCAP | KM | 0.6 | 0.6 | INR
2000 | Central Zone, Bhubaneswar | 2300 | EHT (O&M) Circle, Chainpal | 2302 | EHT (O&M) Division, Chainpal | C426 | 132/33 kV T/L S/S S/D Angul | 1000000017 | ACSR ZEBRA CONDUCTOR | COND.ACSR.A003 | ZCAP_ACT | ZCAP | KM | 2.02 | 157673.2 | INR
2000 | Central Zone, Bhubaneswar | 2300 | EHT (O&M) Circle, Chainpal | 2302 | EHT (O&M) Division, Chainpal | CL22 | 220/33 kV T/L S/S S/D Rengali_Line | 1000000017 | ACSR ZEBRA CONDUCTOR | COND.ACSR.A003 | ZCAP_ACT | ZCAP | KM | 3.437 | 268278.62 | INR
2000 | Central Zone, Bhubaneswar | 2300 | EHT (O&M) Circle, Chainpal | 2302 | EHT (O&M) Division, Chainpal | C422 | 220/33 kV T/L S/S S/D Rengali | 1000000018 | ACSR MOOSE CONDUCTOR | COND.ACSR.A004 | ZCAP_ACT | ZCAP | KM | 0.832 | 192741.12 | INR
2000 | Central Zone, Bhubaneswar | 2300 | EHT (O&M) Circle, Chainpal | 2302 | EHT (O&M) Division, Chainpal | C422 | 220/33 kV T/L S/S S/D Rengali | 1000000018 | ACSR MOOSE CONDUCTOR | COND.ACSR.A004 | ZCAP_THEFT | ZCAP | KM | 0 | 0 | INR
2000 | Central Zone, Bhubaneswar | 2300 | EHT (O&M) Circle, Chainpal | 2302 | EHT (O&M) Division, Chainpal | C425 | 132/33 kV T/L S/S S/D Chainpal | 1000000022 | COPPER CONDUCTOR | COND.SPECIAL.A002 | ZCAP_SUP | ZCAP | KM | 0.04 | 0.04 | INR
2000 | Central Zone, Bhubaneswar | 2300 | EHT (O&M) Circle, Chainpal | 2302 | EHT (O&M) Division, Chainpal | C425 | 132/33 kV T/L S/S S/D Chainpal | 1000000022 | COPPER CONDUCTOR | COND.SPECIAL.A002 | ZCAP_ACT | ZCAP | KM | 0.181 | 108600 | INR
2000 | Central Zone, Bhubaneswar | 2300 | EHT (O&M) Circle, Chainpal | 2302 | EHT (O&M) Division, Chainpal | C422 | 220/33 kV T/L S/S S/D Rengali | 1000000030 | 36KV 1CORE NCTOF PRIMARY CURRENT 400A | CT.36NCT400.A001 | ZCAP_ACT | ZCAP | NOS | 1 | 33000 | INR
2000 | Central Zone, Bhubaneswar | 2300 | EHT (O&M) Circle, Chainpal | 2302 | EHT (O&M) Division, Chainpal | C425 | 132/33 kV T/L S/S S/D Chainpal | 1000000045 | 132KV CT OF RATIO 400-200-100/1-1-1-1A | CT1.132OIL400.C004 | ZCAP_ACT | ZCAP | NOS | 2 | 166842.7 | INR
2000 | Central Zone, Bhubaneswar | 2300 | EHT (O&M) Circle, Chainpal | 2302 | EHT (O&M) Division, Chainpal | C425 | 132/33 kV T/L S/S S/D Chainpal | 1000000048 | 132KV CT -600-300-150/1-1-1-1A | CT1.132OIL600.C004 | ZCAP_ACT | ZCAP | NOS | 2 | 242690.9 | INR
2000 | Central Zone, Bhubaneswar | 2300 | EHT (O&M) Circle, Chainpal | 2302 | EHT (O&M) Division, Chainpal | C424 | 132/33 kV T/L S/S S/D Boinda | 1000000049 | 132KV CT OF RATIO 800-400-200/1-1-1A | CT1.132OIL800.C003 | ZCAP_SH | ZCAP | NOS | 4 | 0 | INR
2000 | Central Zone, Bhubaneswar | 2300 | EHT (O&M) Circle, Chainpal | 2302 | EHT (O&M) Division, Chainpal | C425 | 132/33 kV T/L S/S S/D Chainpal | 1000000064 | 36KV CT 800-400-200/1-1-1A 0.2s | CT1.36OIL800.B003 | ZCAP_ACT | ZCAP | NOS | 1 | 56286 | INR
2000 | Central Zone, Bhubaneswar | 2300 | EHT (O&M) Circle, Chainpal | 2302 | EHT (O&M) Division, Chainpal | C423 | 132 kV Line S/D (DMK) Chainpal | 1000000066 | 33kV CT (800-400-200/1-1-1) | CT1.36OIL800.C003 | ZCAP_SUP | ZCAP | NOS | 3 | 132024.65 | INR
2000 | Central Zone, Bhubaneswar | 2300 | EHT (O&M) Circle, Chainpal | 2302 | EHT (O&M) Division, Chainpal | C425 | 132/33 kV T/L S/S S/D Chainpal | 1000000066 | 33kV CT (800-400-200/1-1-1) | CT1.36OIL800.C003 | ZCAP_SUP | ZCAP | NOS | 2 | 88016.43 | INR
2000 | Central Zone, Bhubaneswar | 2300 | EHT (O&M) Circle, Chainpal | 2302 | EHT (O&M) Division, Chainpal | C426 | 132/33 kV T/L S/S S/D Angul | 1000000066 | 33kV CT (800-400-200/1-1-1) | CT1.36OIL800.C003 | ZCAP_ACT | ZCAP | NOS | 3 | 93777.53 | INR
2000 | Central Zone, Bhubaneswar | 2300 | EHT (O&M) Circle, Chainpal | 2302 | EHT (O&M) Division, Chainpal | C424 | 132/33 kV T/L S/S S/D Boinda | 1000000069 | 132KV CVT | CVT.132OIL.S.C003 | ZCAP_ACT | ZCAP | NOS | 1 | 133000 | INR
2000 | Central Zone, Bhubaneswar | 2300 | EHT (O&M) Circle, Chainpal | 2302 | EHT (O&M) Division, Chainpal | C425 | 132/33 kV T/L S/S S/D Chainpal | 1000000075 | 7/3.66 MM SIZE G.I. EARTH WIRE | EW.STEEL.A003 | ZCAP_SUP | ZCAP | KM | 0.65 | 0.65 | INR
2000 | Central Zone, Bhubaneswar | 2300 | EHT (O&M) Circle, Chainpal | 2302 | EHT (O&M) Division, Chainpal | C425 | 132/33 kV T/L S/S S/D Chainpal | 1000000081 | 132KV DI WITH DOUBLE BREAK WITH ES 1250A | ISO.132DI.DB.B003 | ZCAP_ACT | ZCAP | SET | 5 | 1976330 | INR
2000 | Central Zone, Bhubaneswar | 2300 | EHT (O&M) Circle, Chainpal | 2302 | EHT (O&M) Division, Chainpal | C422 | 220/33 kV T/L S/S S/D Rengali | 1000000094 | 220KV SI WITH DB SI W/O ES 2000A | ISO.220SI.DB.A003 | ZCAP_ACT | ZCAP | SET | 2 | 721066 | INR
2000 | Central Zone, Bhubaneswar | 2300 | EHT (O&M) Circle, Chainpal | 2302 | EHT (O&M) Division, Chainpal | C422 | 220/33 kV T/L S/S S/D Rengali | 1000000096 | 220KV SI WITH DB With ES OF 2000A | ISO.220SI.DB.B002 | ZCAP_ACT | ZCAP | SET | 1 | 391765 | INR
2000 | Central Zone, Bhubaneswar | 2300 | EHT (O&M) Circle, Chainpal | 2302 | EHT (O&M) Division, Chainpal | C425 | 132/33 kV T/L S/S S/D Chainpal | 1000000103 | 33KV DI WITH DOUBLE BREAK W/O ES OF 800A | ISO.33DI.DB.A001 | ZCAP_SUP | ZCAP | SET | 4 | 4 | INR
2000 | Central Zone, Bhubaneswar | 2300 | EHT (O&M) Circle, Chainpal | 2302 | EHT (O&M) Division, Chainpal | C422 | 220/33 kV T/L S/S S/D Rengali | 1000000108 | 33KV DI WITH DB WITH ES OF 1200A | ISO.33DI.DB.B002 | ZCAP_ACT | ZCAP | SET | 1 | 30000 | INR
2000 | Central Zone, Bhubaneswar | 2300 | EHT (O&M) Circle, Chainpal | 2302 | EHT (O&M) Division, Chainpal | C426 | 132/33 kV T/L S/S S/D Angul | 1000000109 | 33KV DI WITH DB WITH ES OF 2000A | ISO.33DI.DB.B003 | ZCAP_ACT | ZCAP | SET | 1 | 296071.45 | INR
2000 | Central Zone, Bhubaneswar | 2300 | EHT (O&M) Circle, Chainpal | 2302 | EHT (O&M) Division, Chainpal | C426 | 132/33 kV T/L S/S S/D Angul | 1000000115 | 33 KV 2000A W/O E/S Single Isolator | ISO.33SI.DB.A005 | ZCAP_ACT | ZCAP | SET | 1 | 129079.84 | INR
2000 | Central Zone, Bhubaneswar | 2300 | EHT (O&M) Circle, Chainpal | 2302 | EHT (O&M) Division, Chainpal | C425 | 132/33 kV T/L S/S S/D Chainpal | 1000000115 | 33 KV 2000A W/O E/S Single Isolator | ISO.33SI.DB.A005 | ZCAP_ACT | ZCAP | SET | 4 | 516319.35 | INR
2000 | Central Zone, Bhubaneswar | 2300 | EHT (O&M) Circle, Chainpal | 2302 | EHT (O&M) Division, Chainpal | C421 | EHT (O&M) Division, Chainpal | 1000000118 | 132KV OIL SP 2C IVT/PT | IVT.132OIL.S.B004 | ZCAP_ACT | ZCAP | NOS | 7 | 1330305.19 | INR
2000 | Central Zone, Bhubaneswar | 2300 | EHT (O&M) Circle, Chainpal | 2302 | EHT (O&M) Division, Chainpal | C425 | 132/33 kV T/L S/S S/D Chainpal | 1000000118 | 132KV OIL SP 2C IVT/PT | IVT.132OIL.S.B004 | ZCAP_ACT | ZCAP | NOS | 5 | 950218 | INR
2000 | Central Zone, Bhubaneswar | 2300 | EHT (O&M) Circle, Chainpal | 2302 | EHT (O&M) Division, Chainpal | C425 | 132/33 kV T/L S/S S/D Chainpal | 1000000118 | 132KV OIL SP 2C IVT/PT | IVT.132OIL.S.B004 | ZCAP_SUP | ZCAP | NOS | 1 | 1 | INR
2000 | Central Zone, Bhubaneswar | 2300 | EHT (O&M) Circle, Chainpal | 2302 | EHT (O&M) Division, Chainpal | C422 | 220/33 kV T/L S/S S/D Rengali | 1000000122 | 36KV 2C SP IVT/PT | IVT.36OIL.S.B003 | ZCAP_ACT | ZCAP | NOS | 3 | 89216.78 | INR
2000 | Central Zone, Bhubaneswar | 2300 | EHT (O&M) Circle, Chainpal | 2302 | EHT (O&M) Division, Chainpal | C425 | 132/33 kV T/L S/S S/D Chainpal | 1000000122 | 36KV 2C SP IVT/PT | IVT.36OIL.S.B003 | ZCAP_ACT | ZCAP | NOS | 1 | 29738.93 | INR
2000 | Central Zone, Bhubaneswar | 2300 | EHT (O&M) Circle, Chainpal | 2302 | EHT (O&M) Division, Chainpal | C425 | 132/33 kV T/L S/S S/D Chainpal | 1000000129 | 120KV SURGE ARRESTER & SAS integration | SA.120MO.A005 | ZCAP_ACT | ZCAP | NOS | 2 | 54755.78 | INR
2000 | Central Zone, Bhubaneswar | 2300 | EHT (O&M) Circle, Chainpal | 2302 | EHT (O&M) Division, Chainpal | C425 | 132/33 kV T/L S/S S/D Chainpal | 1000000129 | 120KV SURGE ARRESTER & SAS integration | SA.120MO.A005 | ZCAP_SUP | ZCAP | NOS | 1 | 1 | INR
2000 | Central Zone, Bhubaneswar | 2300 | EHT (O&M) Circle, Chainpal | 2302 | EHT (O&M) Division, Chainpal | C426 | 132/33 kV T/L S/S S/D Angul | 1000000130 | 132KV SURGE ARRESTER OF 120 KV | SA.145MO.GL.A001 | ZCAP_ACT | ZCAP | NOS | 7 | 202070.12 | INR
2000 | Central Zone, Bhubaneswar | 2300 | EHT (O&M) Circle, Chainpal | 2302 | EHT (O&M) Division, Chainpal | C424 | 132/33 kV T/L S/S S/D Boinda | 1000000130 | 132KV SURGE ARRESTER OF 120 KV | SA.145MO.GL.A001 | ZCAP_ACT | ZCAP | NOS | 1 | 28867.16 | INR
2000 | Central Zone, Bhubaneswar | 2300 | EHT (O&M) Circle, Chainpal | 2302 | EHT (O&M) Division, Chainpal | C425 | 132/33 kV T/L S/S S/D Chainpal | 1000000130 | 132KV SURGE ARRESTER OF 120 KV | SA.145MO.GL.A001 | ZCAP_ACT | ZCAP | NOS | 3 | 86601.48 | INR
2000 | Central Zone, Bhubaneswar | 2300 | EHT (O&M) Circle, Chainpal | 2302 | EHT (O&M) Division, Chainpal | C422 | 220/33 kV T/L S/S S/D Rengali | 1000000132 | 220KV MO WITH RING SURGE ARRESTER | SA.245MO.WR.A005 | ZCAP_ACT | ZCAP | NOS | 10 | 463858 | INR
2000 | Central Zone, Bhubaneswar | 2300 | EHT (O&M) Circle, Chainpal | 2302 | EHT (O&M) Division, Chainpal | C422 | 220/33 kV T/L S/S S/D Rengali | 1000000134 | 36KV MO W/O SURGE ARRESTER | SA.36MO.WOR.A001 | ZCAP_ACT | ZCAP | NOS | 4 | 32157.99 | INR
2000 | Central Zone, Bhubaneswar | 2300 | EHT (O&M) Circle, Chainpal | 2302 | EHT (O&M) Division, Chainpal | C426 | 132/33 kV T/L S/S S/D Angul | 1000000134 | 36KV MO W/O SURGE ARRESTER | SA.36MO.WOR.A001 | ZCAP_ACT | ZCAP | NOS | 2 | 16078.99 | INR
2000 | Central Zone, Bhubaneswar | 2300 | EHT (O&M) Circle, Chainpal | 2302 | EHT (O&M) Division, Chainpal | C425 | 132/33 kV T/L S/S S/D Chainpal | 1000000134 | 36KV MO W/O SURGE ARRESTER | SA.36MO.WOR.A001 | ZCAP_ACT | ZCAP | NOS | 3 | 24118.49 | INR
2000 | Central Zone, Bhubaneswar | 2300 | EHT (O&M) Circle, Chainpal | 2302 | EHT (O&M) Division, Chainpal | C424 | 132/33 kV T/L S/S S/D Boinda | 1000000134 | 36KV MO W/O SURGE ARRESTER | SA.36MO.WOR.A001 | ZCAP_ACT | ZCAP | NOS | 1 | 8039.5 | INR
2000 | Central Zone, Bhubaneswar | 2300 | EHT (O&M) Circle, Chainpal | 2302 | EHT (O&M) Division, Chainpal | C425 | 132/33 kV T/L S/S S/D Chainpal | 1000000192 | 6mtr extension to 132 KV PA type Tower | TWR.132PA+6.L.A001 | ZCAP_ACT | ZCAP | MT | 1.39 | 69965.65 | INR
2000 | Central Zone, Bhubaneswar | 2300 | EHT (O&M) Circle, Chainpal | 2302 | EHT (O&M) Division, Chainpal | C425 | 132/33 kV T/L S/S S/D Chainpal | 1000000197 | 132 KV PC TYPE TOWER | TWR.132PC.L.A001 | ZCAP_ACT | ZCAP | MT | 5.79 | 200755.94 | INR
2000 | Central Zone, Bhubaneswar | 2300 | EHT (O&M) Circle, Chainpal | 2302 | EHT (O&M) Division, Chainpal | C423 | 132 kV Line S/D (DMK) Chainpal | 1000000233 | 220 KV OA type Tower with stub & cleat | TWR.220OA.L.A003 | ZCAP_ACT | ZCAP | MT | 4.481 | 255067.44 | INR
2000 | Central Zone, Bhubaneswar | 2300 | EHT (O&M) Circle, Chainpal | 2302 | EHT (O&M) Division, Chainpal | C422 | 220/33 kV T/L S/S S/D Rengali | 1000000247 | 400 KV DA TYPE TOWER STRUCTURE | TWR.400DA.L.D001 | ZCAP_THEFT | ZCAP | MT | 0 | 0 | INR
2000 | Central Zone, Bhubaneswar | 2300 | EHT (O&M) Circle, Chainpal | 2302 | EHT (O&M) Division, Chainpal | C425 | 132/33 kV T/L S/S S/D Chainpal | 2000000033 | GI BEND OF SIZE 1 INCH (25MM) | CVL.GI.BEND.A003 | ZCON_ACT | ZCON | NOS | 4 | 160 | INR
2000 | Central Zone, Bhubaneswar | 2300 | EHT (O&M) Circle, Chainpal | 2302 | EHT (O&M) Division, Chainpal | C425 | 132/33 kV T/L S/S S/D Chainpal | 2000000054 | GI TANK / Container | CVL.GI.TANK.A001 | ZCON_ACT | ZCON | NOS | 1 | 1 | INR
2000 | Central Zone, Bhubaneswar | 2300 | EHT (O&M) Circle, Chainpal | 2302 | EHT (O&M) Division, Chainpal | C425 | 132/33 kV T/L S/S S/D Chainpal | 2000000074 | BUZZER CALLING BELL | ILWR.C.BELL.B001 | ZCON_ACT | ZCON | NOS | 1 | 2183 | INR
2000 | Central Zone, Bhubaneswar | 2300 | EHT (O&M) Circle, Chainpal | 2302 | EHT (O&M) Division, Chainpal | C426 | 132/33 kV T/L S/S S/D Angul | 2000000076 | 2.5SQMM FMS PVC CU WIRE (RED) | ILWR.C.WIRE.M.D002 | ZCON_ACT | ZCON | M | 247.5 | 9095.73 | INR
2000 | Central Zone, Bhubaneswar | 2300 | EHT (O&M) Circle, Chainpal | 2302 | EHT (O&M) Division, Chainpal | C426 | 132/33 kV T/L S/S S/D Angul | 2000000079 | 1.5 SQMM FMS PVC CU WIRE (BLACK) | ILWR.C.WIRE.M.D009 | ZCON_ACT | ZCON | M | 27 | 693.49 | INR
2000 | Central Zone, Bhubaneswar | 2300 | EHT (O&M) Circle, Chainpal | 2302 | EHT (O&M) Division, Chainpal | C426 | 132/33 kV T/L S/S S/D Angul | 2000000092 | 4A HRC Fuse Cylindrical with Carriers | ILWR.FUSE.A003 | ZCON_ACT | ZCON | NOS | 4 | 835.44 | INR
2000 | Central Zone, Bhubaneswar | 2300 | EHT (O&M) Circle, Chainpal | 2302 | EHT (O&M) Division, Chainpal | C426 | 132/33 kV T/L S/S S/D Angul | 2000000093 | 6A HRC Fuse Cylindrical with Carriers | ILWR.FUSE.A004 | ZCON_ACT | ZCON | NOS | 20 | 4177.2 | INR
2000 | Central Zone, Bhubaneswar | 2300 | EHT (O&M) Circle, Chainpal | 2302 | EHT (O&M) Division, Chainpal | C425 | 132/33 kV T/L S/S S/D Chainpal | 2000000145 | LED TYPE INDICATION LAMP (RED) | ILWR.INDIC.LAMP.A001 | ZCON_ACT | ZCON | NOS | 10 | 1480 | INR
2000 | Central Zone, Bhubaneswar | 2300 | EHT (O&M) Circle, Chainpal | 2302 | EHT (O&M) Division, Chainpal | C425 | 132/33 kV T/L S/S S/D Chainpal | 2000000147 | LED TYPE INDICATION LAMP (GREEN) | ILWR.INDIC.LAMP.A002 | ZCON_ACT | ZCON | NOS | 10 | 1480 | INR
2000 | Central Zone, Bhubaneswar | 2300 | EHT (O&M) Circle, Chainpal | 2302 | EHT (O&M) Division, Chainpal | C425 | 132/33 kV T/L S/S S/D Chainpal | 2000000148 | LED TYPE INDICATION LAMP (WHITE) | ILWR.INDIC.LAMP.A003 | ZCON_ACT | ZCON | NOS | 10 | 1480 | INR
2000 | Central Zone, Bhubaneswar | 2300 | EHT (O&M) Circle, Chainpal | 2302 | EHT (O&M) Division, Chainpal | C425 | 132/33 kV T/L S/S S/D Chainpal | 2000000149 | LED TYPE INDICATION LAMP (AMBER/ORANGE) | ILWR.INDIC.LAMP.A004 | ZCON_ACT | ZCON | NOS | 10 | 1480 | INR
2000 | Central Zone, Bhubaneswar | 2300 | EHT (O&M) Circle, Chainpal | 2302 | EHT (O&M) Division, Chainpal | C425 | 132/33 kV T/L S/S S/D Chainpal | 2000000150 | LED TYPE INDICATION LAMP (BLUE) | ILWR.INDIC.LAMP.A005 | ZCON_ACT | ZCON | NOS | 10 | 1480 | INR
2000 | Central Zone, Bhubaneswar | 2300 | EHT (O&M) Circle, Chainpal | 2302 | EHT (O&M) Division, Chainpal | C424 | 132/33 kV T/L S/S S/D Boinda | 2000000157 | SS SY LIGHTING FIXTURES & LAMPS | ILWR.LED.FT.A003 | ZCON_ACT | ZCON | NOS | 4 | 11960 | INR
2000 | Central Zone, Bhubaneswar | 2300 | EHT (O&M) Circle, Chainpal | 2302 | EHT (O&M) Division, Chainpal | C426 | 132/33 kV T/L S/S S/D Angul | 2000000164 | TWO POLE 10A MCB | ILWR.MCB.A004 | ZCON_ACT | ZCON | NOS | 20 | 18077.6 | INR
2000 | Central Zone, Bhubaneswar | 2300 | EHT (O&M) Circle, Chainpal | 2302 | EHT (O&M) Division, Chainpal | C425 | 132/33 kV T/L S/S S/D Chainpal | 2000000243 | N2 GAS CYLINDER | MISC.N2CYLNDR.A001 | ZCON_ACT | ZCON | NOS | 2 | 4000 | INR
2000 | Central Zone, Bhubaneswar | 2300 | EHT (O&M) Circle, Chainpal | 2302 | EHT (O&M) Division, Chainpal | C425 | 132/33 kV T/L S/S S/D Chainpal | 2000000244 | OIL SAMPLING BOTTLE / CONTAINER | MISC.OILSMPBOT.A001 | ZCON_ACT | ZCON | NOS | 6 | 39599.04 | INR
2000 | Central Zone, Bhubaneswar | 2300 | EHT (O&M) Circle, Chainpal | 2302 | EHT (O&M) Division, Chainpal | C422 | 220/33 kV T/L S/S S/D Rengali | 2000000244 | OIL SAMPLING BOTTLE / CONTAINER | MISC.OILSMPBOT.A001 | ZCON_ACT | ZCON | NOS | 4 | 26399.36 | INR
2000 | Central Zone, Bhubaneswar | 2300 | EHT (O&M) Circle, Chainpal | 2302 | EHT (O&M) Division, Chainpal | C426 | 132/33 kV T/L S/S S/D Angul | 3000000006 | 12V 150AH Battery for DG Set | BAT.DG.A001 | ZSPR_SUP | ZSPR | SET | 2 | 3000 | INR
2000 | Central Zone, Bhubaneswar | 2300 | EHT (O&M) Circle, Chainpal | 2302 | EHT (O&M) Division, Chainpal | C426 | 132/33 kV T/L S/S S/D Angul | 3000000020 | HV BUSHING W/o ROD FOR 40MVA AREVA Tfr | BUSH.132ARVA.AB06 | ZSPR_ACT | ZSPR | NOS | 1 | 97543 | INR
2000 | Central Zone, Bhubaneswar | 2300 | EHT (O&M) Circle, Chainpal | 2302 | EHT (O&M) Division, Chainpal | C425 | 132/33 kV T/L S/S S/D Chainpal | 3000000020 | HV BUSHING W/o ROD FOR 40MVA AREVA Tfr | BUSH.132ARVA.AB06 | ZSPR_SUP | ZSPR | NOS | 3 | 6000 | INR
2000 | Central Zone, Bhubaneswar | 2300 | EHT (O&M) Circle, Chainpal | 2302 | EHT (O&M) Division, Chainpal | C426 | 132/33 kV T/L S/S S/D Angul | 3000000040 | HV Bushing for 20MVA 132/33KV IMP Tfr | BUSH.20IMP.AB01 | ZSPR_ACT | ZSPR | NOS | 1 | 125000 | INR
2000 | Central Zone, Bhubaneswar | 2300 | EHT (O&M) Circle, Chainpal | 2302 | EHT (O&M) Division, Chainpal | C426 | 132/33 kV T/L S/S S/D Angul | 3000000041 | L.V Bushing for 20MVA 132/33KV IMP Tfr | BUSH.20IMP.AB02 | ZSPR_ACT | ZSPR | NOS | 1 | 15000 | INR
2000 | Central Zone, Bhubaneswar | 2300 | EHT (O&M) Circle, Chainpal | 2302 | EHT (O&M) Division, Chainpal | C426 | 132/33 kV T/L S/S S/D Angul | 3000000042 | HV N Bushing for 20MVA 132/33KV IMP Tfr | BUSH.20IMP.AB03 | ZSPR_ACT | ZSPR | NOS | 1 | 15000 | INR
2000 | Central Zone, Bhubaneswar | 2300 | EHT (O&M) Circle, Chainpal | 2302 | EHT (O&M) Division, Chainpal | C426 | 132/33 kV T/L S/S S/D Angul | 3000000043 | LV N Bushing for 20MVA 132/33KV IMP Tfr | BUSH.20IMP.AB04 | ZSPR_ACT | ZSPR | NOS | 1 | 15000 | INR
2000 | Central Zone, Bhubaneswar | 2300 | EHT (O&M) Circle, Chainpal | 2302 | EHT (O&M) Division, Chainpal | C426 | 132/33 kV T/L S/S S/D Angul | 3000000060 | LV BUSHING W/O ROD FOR 40MVA AREVA Tfr | BUSH.33ARVA.BB06 | ZSPR_ACT | ZSPR | NOS | 1 | 28690 | INR
2000 | Central Zone, Bhubaneswar | 2300 | EHT (O&M) Circle, Chainpal | 2302 | EHT (O&M) Division, Chainpal | C425 | 132/33 kV T/L S/S S/D Chainpal | 3000000062 | N. BUSHING WITH ROD OF 40MVA AREVA Tfr | BUSH.33ARVA.BC02 | ZSPR_ACT | ZSPR | NOS | 1 | 51641 | INR
2000 | Central Zone, Bhubaneswar | 2300 | EHT (O&M) Circle, Chainpal | 2302 | EHT (O&M) Division, Chainpal | C426 | 132/33 kV T/L S/S S/D Angul | 3000000063 | N BUSHING W/O ROD FOR 40MVA AREVA Tfr | BUSH.33ARVA.BD06 | ZSPR_ACT | ZSPR | NOS | 1 | 51641 | INR
2000 | Central Zone, Bhubaneswar | 2300 | EHT (O&M) Circle, Chainpal | 2302 | EHT (O&M) Division, Chainpal | C422 | 220/33 kV T/L S/S S/D Rengali | 3000000119 | 2.5 SQMM 7C CONTROL CABLE AR | CBLE.CTRL.AR.D007 | ZSPR_ACT | ZSPR | KM | 1.009 | 1009 | INR
2000 | Central Zone, Bhubaneswar | 2300 | EHT (O&M) Circle, Chainpal | 2302 | EHT (O&M) Division, Chainpal | C425 | 132/33 kV T/L S/S S/D Chainpal | 3000000133 | 2.5 SQMM 2C CONTROL CABLE LC | CBLE.CTRL.UAR.C002 | ZSPR_US | ZSPR | KM | 0.868 | 868 | INR
2000 | Central Zone, Bhubaneswar | 2300 | EHT (O&M) Circle, Chainpal | 2302 | EHT (O&M) Division, Chainpal | C425 | 132/33 kV T/L S/S S/D Chainpal | 3000000135 | 2.5 SQMM 4C CONTROL CABLE | CBLE.CTRL.UAR.C004 | ZSPR_US | ZSPR | KM | 4.555 | 4555 | INR
2000 | Central Zone, Bhubaneswar | 2300 | EHT (O&M) Circle, Chainpal | 2302 | EHT (O&M) Division, Chainpal | C423 | 132 kV Line S/D (DMK) Chainpal | 3000000135 | 2.5 SQMM 4C CONTROL CABLE | CBLE.CTRL.UAR.C004 | ZSPR_ACT | ZSPR | KM | 0.12 | 22001.49 | INR
2000 | Central Zone, Bhubaneswar | 2300 | EHT (O&M) Circle, Chainpal | 2302 | EHT (O&M) Division, Chainpal | C425 | 132/33 kV T/L S/S S/D Chainpal | 3000000137 | 2.5 SQMM 7C UR CONTROL CABLE | CBLE.CTRL.UAR.C007 | ZSPR_US | ZSPR | KM | 2.776 | 2776 | INR
2000 | Central Zone, Bhubaneswar | 2300 | EHT (O&M) Circle, Chainpal | 2302 | EHT (O&M) Division, Chainpal | C425 | 132/33 kV T/L S/S S/D Chainpal | 3000000138 | 2.5 SQMM 9C CONTROL CABLE | CBLE.CTRL.UAR.C009 | ZSPR_US | ZSPR | KM | 0.48 | 480 | INR
2000 | Central Zone, Bhubaneswar | 2300 | EHT (O&M) Circle, Chainpal | 2302 | EHT (O&M) Division, Chainpal | C422 | 220/33 kV T/L S/S S/D Rengali | 3000000138 | 2.5 SQMM 9C CONTROL CABLE | CBLE.CTRL.UAR.C009 | ZSPR_ACT | ZSPR | KM | 0.01 | 700 | INR
2000 | Central Zone, Bhubaneswar | 2300 | EHT (O&M) Circle, Chainpal | 2302 | EHT (O&M) Division, Chainpal | C422 | 220/33 kV T/L S/S S/D Rengali | 3000000140 | 2.5 SQMM 12C CONTROL CABLE | CBLE.CTRL.UAR.C012 | ZSPR_ACT | ZSPR | KM | 0.4 | 131173.67 | INR
2000 | Central Zone, Bhubaneswar | 2300 | EHT (O&M) Circle, Chainpal | 2302 | EHT (O&M) Division, Chainpal | C425 | 132/33 kV T/L S/S S/D Chainpal | 3000000140 | 2.5 SQMM 12C CONTROL CABLE | CBLE.CTRL.UAR.C012 | ZSPR_US | ZSPR | KM | 0.24 | 240 | INR
2000 | Central Zone, Bhubaneswar | 2300 | EHT (O&M) Circle, Chainpal | 2302 | EHT (O&M) Division, Chainpal | C422 | 220/33 kV T/L S/S S/D Rengali | 3000000140 | 2.5 SQMM 12C CONTROL CABLE | CBLE.CTRL.UAR.C012 | ZSPR_ACT | ZSPR | KM | 2.018 | 661771.15 | INR
2000 | Central Zone, Bhubaneswar | 2300 | EHT (O&M) Circle, Chainpal | 2302 | EHT (O&M) Division, Chainpal | C425 | 132/33 kV T/L S/S S/D Chainpal | 3000000142 | 2.5 SQMM 19C UR CONTROL CABLE | CBLE.CTRL.UAR.C019 | ZSPR_US | ZSPR | KM | 0.2 | 200 | INR
2000 | Central Zone, Bhubaneswar | 2300 | EHT (O&M) Circle, Chainpal | 2302 | EHT (O&M) Division, Chainpal | C422 | 220/33 kV T/L S/S S/D Rengali | 3000000142 | 2.5 SQMM 19C UR CONTROL CABLE | CBLE.CTRL.UAR.C019 | ZSPR_ACT | ZSPR | KM | 0.205 | 28987 | INR
2000 | Central Zone, Bhubaneswar | 2300 | EHT (O&M) Circle, Chainpal | 2302 | EHT (O&M) Division, Chainpal | C425 | 132/33 kV T/L S/S S/D Chainpal | 3000000145 | 2C X 2.5SQMM CONTROL UNARMOURED CABLE | CBLE.CTRL.UAR.D002 | ZSPR_ACT | ZSPR | KM | 0.247 | 13504.04 | INR
2000 | Central Zone, Bhubaneswar | 2300 | EHT (O&M) Circle, Chainpal | 2302 | EHT (O&M) Division, Chainpal | C426 | 132/33 kV T/L S/S S/D Angul | 3000000145 | 2C X 2.5SQMM CONTROL UNARMOURED CABLE | CBLE.CTRL.UAR.D002 | ZSPR_ACT | ZSPR | KM | 1 | 54672.22 | INR
2000 | Central Zone, Bhubaneswar | 2300 | EHT (O&M) Circle, Chainpal | 2302 | EHT (O&M) Division, Chainpal | C426 | 132/33 kV T/L S/S S/D Angul | 3000000147 | 2.5sq.mm Control cable 4 Core | CBLE.CTRL.UAR.D004 | ZSPR_ACT | ZSPR | KM | 0.076 | 6092.16 | INR
2000 | Central Zone, Bhubaneswar | 2300 | EHT (O&M) Circle, Chainpal | 2302 | EHT (O&M) Division, Chainpal | C426 | 132/33 kV T/L S/S S/D Angul | 3000000149 | 7C X 2.5SQMM CONTROL UNARMOURED CABLE | CBLE.CTRL.UAR.D007 | ZSPR_FREE | ZSPR | KM | 0.2 | 0 | INR
2000 | Central Zone, Bhubaneswar | 2300 | EHT (O&M) Circle, Chainpal | 2302 | EHT (O&M) Division, Chainpal | C426 | 132/33 kV T/L S/S S/D Angul | 3000000149 | 7C X 2.5SQMM CONTROL UNARMOURED CABLE | CBLE.CTRL.UAR.D007 | ZSPR_ACT | ZSPR | KM | 0.04 | 4309.6 | INR
2000 | Central Zone, Bhubaneswar | 2300 | EHT (O&M) Circle, Chainpal | 2302 | EHT (O&M) Division, Chainpal | C425 | 132/33 kV T/L S/S S/D Chainpal | 3000000150 | 9C X 2.5SQMM CONTROL UNARMOURED CABLE | CBLE.CTRL.UAR.D009 | ZSPR_ACT | ZSPR | KM | 0.15 | 11426.09 | INR
2000 | Central Zone, Bhubaneswar | 2300 | EHT (O&M) Circle, Chainpal | 2302 | EHT (O&M) Division, Chainpal | C422 | 220/33 kV T/L S/S S/D Rengali | 3000000150 | 9C X 2.5SQMM CONTROL UNARMOURED CABLE | CBLE.CTRL.UAR.D009 | ZSPR_ACT | ZSPR | KM | 1 | 76173.91 | INR
2000 | Central Zone, Bhubaneswar | 2300 | EHT (O&M) Circle, Chainpal | 2302 | EHT (O&M) Division, Chainpal | C422 | 220/33 kV T/L S/S S/D Rengali | 3000000153 | 19CX2.5SQMM CONTROL UR CABLE | CBLE.CTRL.UAR.D019 | ZSPR_ACT | ZSPR | KM | 0.33 | 93733.71 | INR
2000 | Central Zone, Bhubaneswar | 2300 | EHT (O&M) Circle, Chainpal | 2302 | EHT (O&M) Division, Chainpal | C425 | 132/33 kV T/L S/S S/D Chainpal | 3000000153 | 19CX2.5SQMM CONTROL UR CABLE | CBLE.CTRL.UAR.D019 | ZSPR_ACT | ZSPR | KM | 2.01 | 570923.49 | INR
2000 | Central Zone, Bhubaneswar | 2300 | EHT (O&M) Circle, Chainpal | 2302 | EHT (O&M) Division, Chainpal | C426 | 132/33 kV T/L S/S S/D Angul | 3000000192 | 3.5Cx25Sqmm AL PWR cable | CBLE.PWR.AL.AR.D003 | ZSPR_ACT | ZSPR | KM | 0.355 | 37324.7 | INR
2000 | Central Zone, Bhubaneswar | 2300 | EHT (O&M) Circle, Chainpal | 2302 | EHT (O&M) Division, Chainpal | C424 | 132/33 kV T/L S/S S/D Boinda | 3000000192 | 3.5Cx25Sqmm AL PWR cable | CBLE.PWR.AL.AR.D003 | ZSPR_ACT | ZSPR | KM | 0.3 | 31542 | INR
2000 | Central Zone, Bhubaneswar | 2300 | EHT (O&M) Circle, Chainpal | 2302 | EHT (O&M) Division, Chainpal | C422 | 220/33 kV T/L S/S S/D Rengali | 3000000196 | 3.5Cx95 Sqmm AL PWR cable | CBLE.PWR.AL.AR.D007 | ZSPR_ACT | ZSPR | KM | 0.193 | 48950.59 | INR
2000 | Central Zone, Bhubaneswar | 2300 | EHT (O&M) Circle, Chainpal | 2302 | EHT (O&M) Division, Chainpal | C422 | 220/33 kV T/L S/S S/D Rengali | 3000000199 | 3.5Cx300 Sqmm AL PWR cable | CBLE.PWR.AL.AR.D011 | ZSPR_ACT | ZSPR | KM | 0.405 | 374220 | INR
2000 | Central Zone, Bhubaneswar | 2300 | EHT (O&M) Circle, Chainpal | 2302 | EHT (O&M) Division, Chainpal | C425 | 132/33 kV T/L S/S S/D Chainpal | 3000000199 | 3.5Cx300 Sqmm AL PWR cable | CBLE.PWR.AL.AR.D011 | ZSPR_US | ZSPR | KM | 0.095 | 95 | INR
2000 | Central Zone, Bhubaneswar | 2300 | EHT (O&M) Circle, Chainpal | 2302 | EHT (O&M) Division, Chainpal | C422 | 220/33 kV T/L S/S S/D Rengali | 3000000213 | 3.5Cx95SQMM POWER CABLE AL | CBLE.PWR.AL.UAR.D007 | ZSPR_ACT | ZSPR | KM | 0.038 | 9500 | INR
2000 | Central Zone, Bhubaneswar | 2300 | EHT (O&M) Circle, Chainpal | 2302 | EHT (O&M) Division, Chainpal | C422 | 220/33 kV T/L S/S S/D Rengali | 3000000232 | 25SQMMx3.5C SP CABLE AL HV | CBLE.SPL.AL.HV.D003 | ZSPR_ACT | ZSPR | KM | 0.51 | 119997.9 | INR
2000 | Central Zone, Bhubaneswar | 2300 | EHT (O&M) Circle, Chainpal | 2302 | EHT (O&M) Division, Chainpal | C426 | 132/33 kV T/L S/S S/D Angul | 3000000286 | 132kV CVT clamp | CLMP.CVT.A002 | ZSPR_ACT | ZSPR | NOS | 2 | 2190 | INR
2000 | Central Zone, Bhubaneswar | 2300 | EHT (O&M) Circle, Chainpal | 2302 | EHT (O&M) Division, Chainpal | C424 | 132/33 kV T/L S/S S/D Boinda | 3000000301 | 220KV-Isolater Pad Clamp for twin Moose | CLMP.ISO.AL.A019 | ZSPR_ACT | ZSPR | NOS | 4 | 3680 | INR
2000 | Central Zone, Bhubaneswar | 2300 | EHT (O&M) Circle, Chainpal | 2302 | EHT (O&M) Division, Chainpal | C426 | 132/33 kV T/L S/S S/D Angul | 3000000312 | L PAD CLAMP AL FOR PAD TO PANTHER | CLMP.LPAD.AL.A004 | ZSPR_ACT | ZSPR | NOS | 7 | 2954 | INR
2000 | Central Zone, Bhubaneswar | 2300 | EHT (O&M) Circle, Chainpal | 2302 | EHT (O&M) Division, Chainpal | C424 | 132/33 kV T/L S/S S/D Boinda | 3000000319 | 33kV CB PAD CLAMP AL FOR ZEBRA | CLMP.PAD.AL.A002 | ZSPR_ACT | ZSPR | NOS | 10 | 3390.6 | INR
2000 | Central Zone, Bhubaneswar | 2300 | EHT (O&M) Circle, Chainpal | 2302 | EHT (O&M) Division, Chainpal | C425 | 132/33 kV T/L S/S S/D Chainpal | 3000000326 | PAD CLAMP ALLUMINIUM FOR PANTHER | CLMP.PAD.AL.B001 | ZSPR_ACT | ZSPR | NOS | 17 | 3230 | INR
2000 | Central Zone, Bhubaneswar | 2300 | EHT (O&M) Circle, Chainpal | 2302 | EHT (O&M) Division, Chainpal | C426 | 132/33 kV T/L S/S S/D Angul | 3000000343 | 1 BOLTED PG CLAMP FOR ZEBRA - ZEBRA | CLMP.PG.A002 | ZSPR_ACT | ZSPR | NOS | 10 | 2673.5 | INR
2000 | Central Zone, Bhubaneswar | 2300 | EHT (O&M) Circle, Chainpal | 2302 | EHT (O&M) Division, Chainpal | C425 | 132/33 kV T/L S/S S/D Chainpal | 3000000351 | 2 BOLTED PG CLAMP FOR HORSE-HORSE | CLMP.PG.B006 | ZSPR_ACT | ZSPR | NOS | 5 | 529.3 | INR
2000 | Central Zone, Bhubaneswar | 2300 | EHT (O&M) Circle, Chainpal | 2302 | EHT (O&M) Division, Chainpal | C423 | 132 kV Line S/D (DMK) Chainpal | 3000000351 | 2 BOLTED PG CLAMP FOR HORSE-HORSE | CLMP.PG.B006 | ZSPR_ACT | ZSPR | NOS | 48 | 5081.28 | INR
2000 | Central Zone, Bhubaneswar | 2300 | EHT (O&M) Circle, Chainpal | 2302 | EHT (O&M) Division, Chainpal | C425 | 132/33 kV T/L S/S S/D Chainpal | 3000000355 | 3 BOLTED PG CLAMP FOR PANTHER -PANTHER | CLMP.PG.C001 | ZSPR_ACT | ZSPR | NOS | 2 | 540 | INR
2000 | Central Zone, Bhubaneswar | 2300 | EHT (O&M) Circle, Chainpal | 2302 | EHT (O&M) Division, Chainpal | CL26 | 132/33 kV T/L S/S S/D Angul_Line | 3000000363 | 4 BOLTED PG CLAMP FOR PANTHER -PANTHER | CLMP.PG.D001 | ZSPR_ACT | ZSPR | NOS | 2 | 1129.65 | INR
2000 | Central Zone, Bhubaneswar | 2300 | EHT (O&M) Circle, Chainpal | 2302 | EHT (O&M) Division, Chainpal | C426 | 132/33 kV T/L S/S S/D Angul | 3000000363 | 4 BOLTED PG CLAMP FOR PANTHER -PANTHER | CLMP.PG.D001 | ZSPR_ACT | ZSPR | NOS | 8 | 4518.62 | INR
2000 | Central Zone, Bhubaneswar | 2300 | EHT (O&M) Circle, Chainpal | 2302 | EHT (O&M) Division, Chainpal | C425 | 132/33 kV T/L S/S S/D Chainpal | 3000000363 | 4 BOLTED PG CLAMP FOR PANTHER -PANTHER | CLMP.PG.D001 | ZSPR_ACT | ZSPR | NOS | 2 | 1129.65 | INR
2000 | Central Zone, Bhubaneswar | 2300 | EHT (O&M) Circle, Chainpal | 2302 | EHT (O&M) Division, Chainpal | C426 | 132/33 kV T/L S/S S/D Angul | 3000000364 | 4 BOLTED PG CLAMP FOR ZEBRA - ZEBRA | CLMP.PG.D002 | ZSPR_ACT | ZSPR | NOS | 15 | 10994.69 | INR
2000 | Central Zone, Bhubaneswar | 2300 | EHT (O&M) Circle, Chainpal | 2302 | EHT (O&M) Division, Chainpal | C422 | 220/33 kV T/L S/S S/D Rengali | 3000000364 | 4 BOLTED PG CLAMP FOR ZEBRA - ZEBRA | CLMP.PG.D002 | ZSPR_ACT | ZSPR | NOS | 5 | 3664.9 | INR
2000 | Central Zone, Bhubaneswar | 2300 | EHT (O&M) Circle, Chainpal | 2302 | EHT (O&M) Division, Chainpal | C422 | 220/33 kV T/L S/S S/D Rengali | 3000000366 | 4 BOLTED PG CLAMP FOR MOOSE - MOOSE | CLMP.PG.D004 | ZSPR_ACT | ZSPR | NOS | 10 | 7099.66 | INR
2000 | Central Zone, Bhubaneswar | 2300 | EHT (O&M) Circle, Chainpal | 2302 | EHT (O&M) Division, Chainpal | C427 | 220 kV Line S/D (DMK) Chainpal | 3000000366 | 4 BOLTED PG CLAMP FOR MOOSE - MOOSE | CLMP.PG.D004 | ZSPR_ACT | ZSPR | NOS | 18 | 12779.4 | INR
2000 | Central Zone, Bhubaneswar | 2300 | EHT (O&M) Circle, Chainpal | 2302 | EHT (O&M) Division, Chainpal | C422 | 220/33 kV T/L S/S S/D Rengali | 3000000376 | 4BOLTED POST INSULATOR CLAMP ALFOR ZEBRA | CLMP.PI.AL.D001 | ZSPR_ACT | ZSPR | NOS | 5 | 3825 | INR
2000 | Central Zone, Bhubaneswar | 2300 | EHT (O&M) Circle, Chainpal | 2302 | EHT (O&M) Division, Chainpal | C425 | 132/33 kV T/L S/S S/D Chainpal | 3000000378 | 4 BOLTED PI CLAMP AL FOR TWIN ZEBRA | CLMP.PI.AL.D003 | ZSPR_ACT | ZSPR | NOS | 1 | 1155 | INR
2000 | Central Zone, Bhubaneswar | 2300 | EHT (O&M) Circle, Chainpal | 2302 | EHT (O&M) Division, Chainpal | C425 | 132/33 kV T/L S/S S/D Chainpal | 3000000378 | 4 BOLTED PI CLAMP AL FOR TWIN ZEBRA | CLMP.PI.AL.D003 | ZSPR_SUP | ZSPR | NOS | 13 | 13 | INR
2000 | Central Zone, Bhubaneswar | 2300 | EHT (O&M) Circle, Chainpal | 2302 | EHT (O&M) Division, Chainpal | CL25 | 132/33 kV T/L S/S S/D Chainpal_Line | 3000000386 | STRAIGHT THROUGH CLAMP ZEBRA BIMETALLIC | CLMP.ST.THRU.AL.A001 | ZSPR_ACT | ZSPR | NOS | 6 | 18000 | INR
2000 | Central Zone, Bhubaneswar | 2300 | EHT (O&M) Circle, Chainpal | 2302 | EHT (O&M) Division, Chainpal | C423 | 132 kV Line S/D (DMK) Chainpal | 3000000386 | STRAIGHT THROUGH CLAMP ZEBRA BIMETALLIC | CLMP.ST.THRU.AL.A001 | ZSPR_ACT | ZSPR | NOS | 42 | 126000 | INR
2000 | Central Zone, Bhubaneswar | 2300 | EHT (O&M) Circle, Chainpal | 2302 | EHT (O&M) Division, Chainpal | C426 | 132/33 kV T/L S/S S/D Angul | 3000000389 | T CLAMP ALFOR PANTHER RUN-ZEBRA DROP | CLMP.T.AL.A002 | ZSPR_ACT | ZSPR | NOS | 12 | 12240 | INR
2000 | Central Zone, Bhubaneswar | 2300 | EHT (O&M) Circle, Chainpal | 2302 | EHT (O&M) Division, Chainpal | C425 | 132/33 kV T/L S/S S/D Chainpal | 3000000390 | T CLAMP ALFOR ZEBRA RUN - DOG DROP | CLMP.T.AL.A003 | ZSPR_SUP | ZSPR | NOS | 12 | 12 | INR
2000 | Central Zone, Bhubaneswar | 2300 | EHT (O&M) Circle, Chainpal | 2302 | EHT (O&M) Division, Chainpal | C426 | 132/33 kV T/L S/S S/D Angul | 3000000390 | T CLAMP ALFOR ZEBRA RUN - DOG DROP | CLMP.T.AL.A003 | ZSPR_ACT | ZSPR | NOS | 10 | 6373.2 | INR
2000 | Central Zone, Bhubaneswar | 2300 | EHT (O&M) Circle, Chainpal | 2302 | EHT (O&M) Division, Chainpal | C422 | 220/33 kV T/L S/S S/D Rengali | 3000000391 | T CLAMP ALFOR ZEBRA RUN - ZEBRA DROP | CLMP.T.AL.A004 | ZSPR_ACT | ZSPR | NOS | 2 | 2813.81 | INR
2000 | Central Zone, Bhubaneswar | 2300 | EHT (O&M) Circle, Chainpal | 2302 | EHT (O&M) Division, Chainpal | C426 | 132/33 kV T/L S/S S/D Angul | 3000000391 | T CLAMP ALFOR ZEBRA RUN - ZEBRA DROP | CLMP.T.AL.A004 | ZSPR_ACT | ZSPR | NOS | 3 | 4220.71 | INR
2000 | Central Zone, Bhubaneswar | 2300 | EHT (O&M) Circle, Chainpal | 2302 | EHT (O&M) Division, Chainpal | C422 | 220/33 kV T/L S/S S/D Rengali | 3000000394 | T-CLAMP ACSR MOOSE RUN AND MOOSE DROP | CLMP.T.AL.A007 | ZSPR_ACT | ZSPR | NOS | 10 | 18800 | INR
2000 | Central Zone, Bhubaneswar | 2300 | EHT (O&M) Circle, Chainpal | 2302 | EHT (O&M) Division, Chainpal | C426 | 132/33 kV T/L S/S S/D Angul | 3000000398 | T CLAMP ALLUMINIUM FOR PANTHER TO PANTHE | CLMP.T.AL.A012 | ZSPR_ACT | ZSPR | NOS | 13 | 3403.79 | INR
2000 | Central Zone, Bhubaneswar | 2300 | EHT (O&M) Circle, Chainpal | 2302 | EHT (O&M) Division, Chainpal | C422 | 220/33 kV T/L S/S S/D Rengali | 3000000405 | SPR T CLAMP AL TWIN ZEBRA RUN-ZEBRA DROP | CLMP.T.AL.B001 | ZSPR_ACT | ZSPR | NOS | 2 | 4700 | INR
2000 | Central Zone, Bhubaneswar | 2300 | EHT (O&M) Circle, Chainpal | 2302 | EHT (O&M) Division, Chainpal | C427 | 220 kV Line S/D (DMK) Chainpal | 3000000414 | JUMPER CONE FOR ACSR ZEBRA CONDUCTOR | COND.ACCES.A003 | ZSPR_ACT | ZSPR | NOS | 68 | 6800 | INR
2000 | Central Zone, Bhubaneswar | 2300 | EHT (O&M) Circle, Chainpal | 2302 | EHT (O&M) Division, Chainpal | CL22 | 220/33 kV T/L S/S S/D Rengali_Line | 3000000414 | JUMPER CONE FOR ACSR ZEBRA CONDUCTOR | COND.ACCES.A003 | ZSPR_ACT | ZSPR | NOS | 77 | 7700 | INR
2000 | Central Zone, Bhubaneswar | 2300 | EHT (O&M) Circle, Chainpal | 2302 | EHT (O&M) Division, Chainpal | C425 | 132/33 kV T/L S/S S/D Chainpal | 3000000427 | PA ROD ACSR PANTHER IN SET | COND.ACCES.B002 | ZSPR_ACT | ZSPR | NOS | 38 | 7600 | INR
2000 | Central Zone, Bhubaneswar | 2300 | EHT (O&M) Circle, Chainpal | 2302 | EHT (O&M) Division, Chainpal | C427 | 220 kV Line S/D (DMK) Chainpal | 3000000428 | PA ROD ACSR ZEBRA IN SET | COND.ACCES.B003 | ZSPR_ACT | ZSPR | NOS | 68 | 59997.76 | INR
2000 | Central Zone, Bhubaneswar | 2300 | EHT (O&M) Circle, Chainpal | 2302 | EHT (O&M) Division, Chainpal | CL22 | 220/33 kV T/L S/S S/D Rengali_Line | 3000000428 | PA ROD ACSR ZEBRA IN SET | COND.ACCES.B003 | ZSPR_ACT | ZSPR | NOS | 9 | 7940.88 | INR
2000 | Central Zone, Bhubaneswar | 2300 | EHT (O&M) Circle, Chainpal | 2302 | EHT (O&M) Division, Chainpal | C425 | 132/33 kV T/L S/S S/D Chainpal | 3000000428 | PA ROD ACSR ZEBRA IN SET | COND.ACCES.B003 | ZSPR_ACT | ZSPR | NOS | 3 | 2646.96 | INR
2000 | Central Zone, Bhubaneswar | 2300 | EHT (O&M) Circle, Chainpal | 2302 | EHT (O&M) Division, Chainpal | C423 | 132 kV Line S/D (DMK) Chainpal | 3000000437 | MS JOINT FOR ACSR PANTHER CONDUCTOR | COND.ACCES.C002 | ZSPR_ACT | ZSPR | NOS | 5 | 4778.11 | INR
2000 | Central Zone, Bhubaneswar | 2300 | EHT (O&M) Circle, Chainpal | 2302 | EHT (O&M) Division, Chainpal | C427 | 220 kV Line S/D (DMK) Chainpal | 3000000437 | MS JOINT FOR ACSR PANTHER CONDUCTOR | COND.ACCES.C002 | ZSPR_ACT | ZSPR | NOS | 17 | 16245.56 | INR
2000 | Central Zone, Bhubaneswar | 2300 | EHT (O&M) Circle, Chainpal | 2302 | EHT (O&M) Division, Chainpal | C426 | 132/33 kV T/L S/S S/D Angul | 3000000437 | MS JOINT FOR ACSR PANTHER CONDUCTOR | COND.ACCES.C002 | ZSPR_ACT | ZSPR | NOS | 2 | 1911.24 | INR
2000 | Central Zone, Bhubaneswar | 2300 | EHT (O&M) Circle, Chainpal | 2302 | EHT (O&M) Division, Chainpal | C425 | 132/33 kV T/L S/S S/D Chainpal | 3000000437 | MS JOINT FOR ACSR PANTHER CONDUCTOR | COND.ACCES.C002 | ZSPR_ACT | ZSPR | NOS | 16 | 15289.94 | INR
2000 | Central Zone, Bhubaneswar | 2300 | EHT (O&M) Circle, Chainpal | 2302 | EHT (O&M) Division, Chainpal | C422 | 220/33 kV T/L S/S S/D Rengali | 3000000438 | MS JOINT FOR ACSR ZEBRA CONDUCTOR | COND.ACCES.C003 | ZSPR_ACT | ZSPR | NOS | 10 | 10470.12 | INR
2000 | Central Zone, Bhubaneswar | 2300 | EHT (O&M) Circle, Chainpal | 2302 | EHT (O&M) Division, Chainpal | CL22 | 220/33 kV T/L S/S S/D Rengali_Line | 3000000438 | MS JOINT FOR ACSR ZEBRA CONDUCTOR | COND.ACCES.C003 | ZSPR_ACT | ZSPR | NOS | 3 | 3141.04 | INR
2000 | Central Zone, Bhubaneswar | 2300 | EHT (O&M) Circle, Chainpal | 2302 | EHT (O&M) Division, Chainpal | C423 | 132 kV Line S/D (DMK) Chainpal | 3000000438 | MS JOINT FOR ACSR ZEBRA CONDUCTOR | COND.ACCES.C003 | ZSPR_ACT | ZSPR | NOS | 19 | 19893.22 | INR
2000 | Central Zone, Bhubaneswar | 2300 | EHT (O&M) Circle, Chainpal | 2302 | EHT (O&M) Division, Chainpal | C425 | 132/33 kV T/L S/S S/D Chainpal | 3000000442 | MS JOINT AAAC PANTHER EQUIVALENT | COND.ACCES.C007 | ZSPR_ACT | ZSPR | NOS | 7 | 2775.85 | INR
2000 | Central Zone, Bhubaneswar | 2300 | EHT (O&M) Circle, Chainpal | 2302 | EHT (O&M) Division, Chainpal | C427 | 220 kV Line S/D (DMK) Chainpal | 3000000455 | VD OFACSR PANTHER CONDUCTOR | COND.ACCES.E002 | ZSPR_ACT | ZSPR | NOS | 1 | 425.81 | INR
2000 | Central Zone, Bhubaneswar | 2300 | EHT (O&M) Circle, Chainpal | 2302 | EHT (O&M) Division, Chainpal | C426 | 132/33 kV T/L S/S S/D Angul | 3000000455 | VD OFACSR PANTHER CONDUCTOR | COND.ACCES.E002 | ZSPR_ACT | ZSPR | NOS | 7 | 2980.66 | INR
2000 | Central Zone, Bhubaneswar | 2300 | EHT (O&M) Circle, Chainpal | 2302 | EHT (O&M) Division, Chainpal | C422 | 220/33 kV T/L S/S S/D Rengali | 3000000456 | VD OF ACSR ZEBRA CONDUCTOR | COND.ACCES.E003 | ZSPR_ACT | ZSPR | NOS | 35 | 26858.85 | INR
2000 | Central Zone, Bhubaneswar | 2300 | EHT (O&M) Circle, Chainpal | 2302 | EHT (O&M) Division, Chainpal | CL22 | 220/33 kV T/L S/S S/D Rengali_Line | 3000000456 | VD OF ACSR ZEBRA CONDUCTOR | COND.ACCES.E003 | ZSPR_ACT | ZSPR | NOS | 30 | 23021.87 | INR
2000 | Central Zone, Bhubaneswar | 2300 | EHT (O&M) Circle, Chainpal | 2302 | EHT (O&M) Division, Chainpal | C422 | 220/33 kV T/L S/S S/D Rengali | 3000000456 | VD OF ACSR ZEBRA CONDUCTOR | COND.ACCES.E003 | ZSPR_SCRAP | ZSPR | NOS | 31 | 155 | INR
2000 | Central Zone, Bhubaneswar | 2300 | EHT (O&M) Circle, Chainpal | 2302 | EHT (O&M) Division, Chainpal | C423 | 132 kV Line S/D (DMK) Chainpal | 3000000464 | REPAIR SLEEVE FOR ACSR HORSE CONDUCTOR | COND.ACCES.F001 | ZSPR_ACT | ZSPR | NOS | 20 | 4000 | INR
2000 | Central Zone, Bhubaneswar | 2300 | EHT (O&M) Circle, Chainpal | 2302 | EHT (O&M) Division, Chainpal | C427 | 220 kV Line S/D (DMK) Chainpal | 3000000465 | REPAIR SLEEVE FOR ACSR PANTHER CONDUCTOR | COND.ACCES.F002 | ZSPR_ACT | ZSPR | NOS | 10 | 4553.24 | INR
2000 | Central Zone, Bhubaneswar | 2300 | EHT (O&M) Circle, Chainpal | 2302 | EHT (O&M) Division, Chainpal | C426 | 132/33 kV T/L S/S S/D Angul | 3000000465 | REPAIR SLEEVE FOR ACSR PANTHER CONDUCTOR | COND.ACCES.F002 | ZSPR_ACT | ZSPR | NOS | 3 | 1365.98 | INR
2000 | Central Zone, Bhubaneswar | 2300 | EHT (O&M) Circle, Chainpal | 2302 | EHT (O&M) Division, Chainpal | C423 | 132 kV Line S/D (DMK) Chainpal | 3000000465 | REPAIR SLEEVE FOR ACSR PANTHER CONDUCTOR | COND.ACCES.F002 | ZSPR_ACT | ZSPR | NOS | 3 | 1365.98 | INR
2000 | Central Zone, Bhubaneswar | 2300 | EHT (O&M) Circle, Chainpal | 2302 | EHT (O&M) Division, Chainpal | C425 | 132/33 kV T/L S/S S/D Chainpal | 3000000465 | REPAIR SLEEVE FOR ACSR PANTHER CONDUCTOR | COND.ACCES.F002 | ZSPR_ACT | ZSPR | NOS | 4 | 1821.3 | INR
2000 | Central Zone, Bhubaneswar | 2300 | EHT (O&M) Circle, Chainpal | 2302 | EHT (O&M) Division, Chainpal | C422 | 220/33 kV T/L S/S S/D Rengali | 3000000466 | REPAIR SLEEVE FOR ACSR ZEBRA CONDUCTOR | COND.ACCES.F003 | ZSPR_ACT | ZSPR | NOS | 10 | 2070.89 | INR
2000 | Central Zone, Bhubaneswar | 2300 | EHT (O&M) Circle, Chainpal | 2302 | EHT (O&M) Division, Chainpal | C425 | 132/33 kV T/L S/S S/D Chainpal | 3000000466 | REPAIR SLEEVE FOR ACSR ZEBRA CONDUCTOR | COND.ACCES.F003 | ZSPR_ACT | ZSPR | NOS | 4 | 828.35 | INR
2000 | Central Zone, Bhubaneswar | 2300 | EHT (O&M) Circle, Chainpal | 2302 | EHT (O&M) Division, Chainpal | C425 | 132/33 kV T/L S/S S/D Chainpal | 3000000469 | REPAIR SLEEVE AAAC PANTHER EQUIVALENT | COND.ACCES.F007 | ZSPR_ACT | ZSPR | NOS | 5 | 768.95 | INR
2000 | Central Zone, Bhubaneswar | 2300 | EHT (O&M) Circle, Chainpal | 2302 | EHT (O&M) Division, Chainpal | C426 | 132/33 kV T/L S/S S/D Angul | 3000000480 | SMALL CUTPIECE CONDUCTOR | COND.CUTPIECE.A001 | ZSPR_ACT | ZSPR | MT | 0.18 | 24383.81 | INR
2000 | Central Zone, Bhubaneswar | 2300 | EHT (O&M) Circle, Chainpal | 2302 | EHT (O&M) Division, Chainpal | C426 | 132/33 kV T/L S/S S/D Angul | 3000000480 | SMALL CUTPIECE CONDUCTOR | COND.CUTPIECE.A001 | ZSPR_SUP | ZSPR | MT | 1 | 16381.25 | INR
2000 | Central Zone, Bhubaneswar | 2300 | EHT (O&M) Circle, Chainpal | 2302 | EHT (O&M) Division, Chainpal | C427 | 220 kV Line S/D (DMK) Chainpal | 3000000480 | SMALL CUTPIECE CONDUCTOR | COND.CUTPIECE.A001 | ZSPR_SUP | ZSPR | MT | 7.27 | 119091.67 | INR
2000 | Central Zone, Bhubaneswar | 2300 | EHT (O&M) Circle, Chainpal | 2302 | EHT (O&M) Division, Chainpal | C425 | 132/33 kV T/L S/S S/D Chainpal | 3000000485 | 36KV POLYCRETE CT400-200-100/1-1-1A | CT1.36POL400.C003 | ZSPR_SUP | ZSPR | NOS | 3 | 3 | INR
2000 | Central Zone, Bhubaneswar | 2300 | EHT (O&M) Circle, Chainpal | 2302 | EHT (O&M) Division, Chainpal | C423 | 132 kV Line S/D (DMK) Chainpal | 3000000509 | FORGED BULL DOG CLAMP 5/8" | ERS.TNP.A013 | ZSPR_ACT | ZSPR | NOS | 28 | 2800 | INR
2000 | Central Zone, Bhubaneswar | 2300 | EHT (O&M) Circle, Chainpal | 2302 | EHT (O&M) Division, Chainpal | C425 | 132/33 kV T/L S/S S/D Chainpal | 3000000574 | EARTHING DEVICE | ERTH.DEVICE.A001 | ZSPR_ACT | ZSPR | NOS | 3 | 3109.08 | INR
2000 | Central Zone, Bhubaneswar | 2300 | EHT (O&M) Circle, Chainpal | 2302 | EHT (O&M) Division, Chainpal | C423 | 132 kV Line S/D (DMK) Chainpal | 3000000581 | 50 X 5 MM GI EARTH FLAT | ERTH.FLAT.GI.A004 | ZSPR_ACT | ZSPR | KG | 23.4 | 1727.36 | INR
2000 | Central Zone, Bhubaneswar | 2300 | EHT (O&M) Circle, Chainpal | 2302 | EHT (O&M) Division, Chainpal | C426 | 132/33 kV T/L S/S S/D Angul | 3000000582 | EARTHING:50X6mm GI Flat | ERTH.FLAT.GI.A005 | ZSPR_ACT | ZSPR | KG | 108.8 | 8031.62 | INR
2000 | Central Zone, Bhubaneswar | 2300 | EHT (O&M) Circle, Chainpal | 2302 | EHT (O&M) Division, Chainpal | C424 | 132/33 kV T/L S/S S/D Boinda | 3000000582 | EARTHING:50X6mm GI Flat | ERTH.FLAT.GI.A005 | ZSPR_ACT | ZSPR | KG | 458 | 33809.56 | INR
2000 | Central Zone, Bhubaneswar | 2300 | EHT (O&M) Circle, Chainpal | 2302 | EHT (O&M) Division, Chainpal | C425 | 132/33 kV T/L S/S S/D Chainpal | 3000000602 | 50 MM GI PLAIN EARTHING ROD | ERTH.ROD.GI.A005 | ZSPR_ACT | ZSPR | NOS | 15 | 34500 | INR
2000 | Central Zone, Bhubaneswar | 2300 | EHT (O&M) Circle, Chainpal | 2302 | EHT (O&M) Division, Chainpal | C425 | 132/33 kV T/L S/S S/D Chainpal | 3000000603 | 40x3000 MM MS ROD FOR EARTHING | ERTH.ROD.MS.A001 | ZSPR_ACT | ZSPR | NOS | 13 | 39975 | INR
2000 | Central Zone, Bhubaneswar | 2300 | EHT (O&M) Circle, Chainpal | 2302 | EHT (O&M) Division, Chainpal | C422 | 220/33 kV T/L S/S S/D Rengali | 3000000613 | MID SPAN JOINT FOR 7/3.15MM EARTH WIRE | EW.ACCES.A002 | ZSPR_ACT | ZSPR | NOS | 5 | 233.15 | INR
2000 | Central Zone, Bhubaneswar | 2300 | EHT (O&M) Circle, Chainpal | 2302 | EHT (O&M) Division, Chainpal | C425 | 132/33 kV T/L S/S S/D Chainpal | 3000000616 | VD FOR 7/3.15MM GI EARTHWIRE | EW.ACCES.B002 | ZSPR_ACT | ZSPR | NOS | 14 | 4919.41 | INR
2000 | Central Zone, Bhubaneswar | 2300 | EHT (O&M) Circle, Chainpal | 2302 | EHT (O&M) Division, Chainpal | C422 | 220/33 kV T/L S/S S/D Rengali | 3000000616 | VD FOR 7/3.15MM GI EARTHWIRE | EW.ACCES.B002 | ZSPR_SCRAP | ZSPR | NOS | 10 | 2965.4 | INR
2000 | Central Zone, Bhubaneswar | 2300 | EHT (O&M) Circle, Chainpal | 2302 | EHT (O&M) Division, Chainpal | CL22 | 220/33 kV T/L S/S S/D Rengali_Line | 3000000740 | DS HARDWARE FITTING ACSR ZEBRA | HWF.DS.A003 | ZSPR_ACT | ZSPR | NOS | 3 | 9129.87 | INR
2000 | Central Zone, Bhubaneswar | 2300 | EHT (O&M) Circle, Chainpal | 2302 | EHT (O&M) Division, Chainpal | C427 | 220 kV Line S/D (DMK) Chainpal | 3000000742 | DS HWF (AGS)FOR ACSR PANTHER | HWF.DS.A007 | ZSPR_ACT | ZSPR | NOS | 5 | 6955 | INR
2000 | Central Zone, Bhubaneswar | 2300 | EHT (O&M) Circle, Chainpal | 2302 | EHT (O&M) Division, Chainpal | C423 | 132 kV Line S/D (DMK) Chainpal | 3000000743 | DS HWF FOR AAAC PANTHER CONDUCTOR | HWF.DS.A009 | ZSPR_ACT | ZSPR | NOS | 12 | 41338.32 | INR
2000 | Central Zone, Bhubaneswar | 2300 | EHT (O&M) Circle, Chainpal | 2302 | EHT (O&M) Division, Chainpal | C422 | 220/33 kV T/L S/S S/D Rengali | 3000000800 | DT HARDWARE FITTING ACSR ZEBRA | HWF.DT.A003 | ZSPR_ACT | ZSPR | NOS | 4 | 22330.86 | INR
2000 | Central Zone, Bhubaneswar | 2300 | EHT (O&M) Circle, Chainpal | 2302 | EHT (O&M) Division, Chainpal | C427 | 220 kV Line S/D (DMK) Chainpal | 3000000800 | DT HARDWARE FITTING ACSR ZEBRA | HWF.DT.A003 | ZSPR_ACT | ZSPR | NOS | 13 | 72575.29 | INR
2000 | Central Zone, Bhubaneswar | 2300 | EHT (O&M) Circle, Chainpal | 2302 | EHT (O&M) Division, Chainpal | CL25 | 132/33 kV T/L S/S S/D Chainpal_Line | 3000000800 | DT HARDWARE FITTING ACSR ZEBRA | HWF.DT.A003 | ZSPR_ACT | ZSPR | NOS | 6 | 33496.29 | INR
2000 | Central Zone, Bhubaneswar | 2300 | EHT (O&M) Circle, Chainpal | 2302 | EHT (O&M) Division, Chainpal | CL22 | 220/33 kV T/L S/S S/D Rengali_Line | 3000000800 | DT HARDWARE FITTING ACSR ZEBRA | HWF.DT.A003 | ZSPR_ACT | ZSPR | NOS | 13 | 72575.3 | INR
2000 | Central Zone, Bhubaneswar | 2300 | EHT (O&M) Circle, Chainpal | 2302 | EHT (O&M) Division, Chainpal | C424 | 132/33 kV T/L S/S S/D Boinda | 3000000801 | DT HARDWARE FITTING ACSR MOOSE | HWF.DT.A004 | ZSPR_ACT | ZSPR | NOS | 29 | 63800 | INR
2000 | Central Zone, Bhubaneswar | 2300 | EHT (O&M) Circle, Chainpal | 2302 | EHT (O&M) Division, Chainpal | C423 | 132 kV Line S/D (DMK) Chainpal | 3000000803 | DT HARDWARE FITTING FOR ACSR PANTHER | HWF.DT.A006 | ZSPR_ACT | ZSPR | NOS | 1 | 3278 | INR
2000 | Central Zone, Bhubaneswar | 2300 | EHT (O&M) Circle, Chainpal | 2302 | EHT (O&M) Division, Chainpal | C425 | 132/33 kV T/L S/S S/D Chainpal | 3000000804 | DT HARDWARE FITTING AAAC PANTHER | HWF.DT.A009 | ZSPR_ACT | ZSPR | NOS | 8 | 24824.96 | INR
2000 | Central Zone, Bhubaneswar | 2300 | EHT (O&M) Circle, Chainpal | 2302 | EHT (O&M) Division, Chainpal | C427 | 220 kV Line S/D (DMK) Chainpal | 3000000808 | DT HWF W/O AL PART-ACSR PANTHER | HWF.DT.B002 | ZSPR_ACT | ZSPR | NOS | 3 | 9834 | INR
2000 | Central Zone, Bhubaneswar | 2300 | EHT (O&M) Circle, Chainpal | 2302 | EHT (O&M) Division, Chainpal | C425 | 132/33 kV T/L S/S S/D Chainpal | 3000000824 | SUSPENSION CLAMP FOR 7/3.15MM EARTHWIRE | HWF.SC.EW.A002 | ZSPR_ACT | ZSPR | NOS | 2 | 513.08 | INR
2000 | Central Zone, Bhubaneswar | 2300 | EHT (O&M) Circle, Chainpal | 2302 | EHT (O&M) Division, Chainpal | C425 | 132/33 kV T/L S/S S/D Chainpal | 3000000846 | SS HARDWARE FITTING ACSR PANTHER | HWF.SS.A002 | ZSPR_ACT | ZSPR | NOS | 1 | 1787 | INR
2000 | Central Zone, Bhubaneswar | 2300 | EHT (O&M) Circle, Chainpal | 2302 | EHT (O&M) Division, Chainpal | C423 | 132 kV Line S/D (DMK) Chainpal | 3000000847 | SS HARDWARE FITTING ACSR ZEBRA | HWF.SS.A003 | ZSPR_ACT | ZSPR | NOS | 5 | 16450.45 | INR
2000 | Central Zone, Bhubaneswar | 2300 | EHT (O&M) Circle, Chainpal | 2302 | EHT (O&M) Division, Chainpal | CL22 | 220/33 kV T/L S/S S/D Rengali_Line | 3000000847 | SS HARDWARE FITTING ACSR ZEBRA | HWF.SS.A003 | ZSPR_ACT | ZSPR | NOS | 2 | 6580.18 | INR
2000 | Central Zone, Bhubaneswar | 2300 | EHT (O&M) Circle, Chainpal | 2302 | EHT (O&M) Division, Chainpal | C425 | 132/33 kV T/L S/S S/D Chainpal | 3000000851 | SS HWFFOR AAAC PANTHER CONDUCTOR | HWF.SS.A009 | ZSPR_ACT | ZSPR | NOS | 7 | 12264 | INR
2000 | Central Zone, Bhubaneswar | 2300 | EHT (O&M) Circle, Chainpal | 2302 | EHT (O&M) Division, Chainpal | C427 | 220 kV Line S/D (DMK) Chainpal | 3000000857 | SS HWF AGS type for 90 KN insulator | HWF.SS.A016 | ZSPR_ACT | ZSPR | NOS | 96 | 144942.8 | INR
2000 | Central Zone, Bhubaneswar | 2300 | EHT (O&M) Circle, Chainpal | 2302 | EHT (O&M) Division, Chainpal | CL25 | 132/33 kV T/L S/S S/D Chainpal_Line | 3000000857 | SS HWF AGS type for 90 KN insulator | HWF.SS.A016 | ZSPR_ACT | ZSPR | NOS | 6 | 9058.92 | INR
2000 | Central Zone, Bhubaneswar | 2300 | EHT (O&M) Circle, Chainpal | 2302 | EHT (O&M) Division, Chainpal | C423 | 132 kV Line S/D (DMK) Chainpal | 3000000857 | SS HWF AGS type for 90 KN insulator | HWF.SS.A016 | ZSPR_ACT | ZSPR | NOS | 2 | 3019.64 | INR
2000 | Central Zone, Bhubaneswar | 2300 | EHT (O&M) Circle, Chainpal | 2302 | EHT (O&M) Division, Chainpal | C426 | 132/33 kV T/L S/S S/D Angul | 3000000858 | SS HWF AGS TYPE FOR ACSR ZEBRA | HWF.SS.A017 | ZSPR_ACT | ZSPR | SET | 3 | 7557.33 | INR
2000 | Central Zone, Bhubaneswar | 2300 | EHT (O&M) Circle, Chainpal | 2302 | EHT (O&M) Division, Chainpal | C423 | 132 kV Line S/D (DMK) Chainpal | 3000000865 | SS HWF CLAMP FOR ACSR PANTHER CONDUCTOR | HWF.SS.C002 | ZSPR_ACT | ZSPR | NOS | 6 | 1695 | INR
2000 | Central Zone, Bhubaneswar | 2300 | EHT (O&M) Circle, Chainpal | 2302 | EHT (O&M) Division, Chainpal | CL22 | 220/33 kV T/L S/S S/D Rengali_Line | 3000000872 | ARCING HORN OF SS HWF FOR ACSR ZEBRA | HWF.SS.D003 | ZSPR_ACT | ZSPR | NOS | 0 | 0 | INR
2000 | Central Zone, Bhubaneswar | 2300 | EHT (O&M) Circle, Chainpal | 2302 | EHT (O&M) Division, Chainpal | C427 | 220 kV Line S/D (DMK) Chainpal | 3000000872 | ARCING HORN OF SS HWF FOR ACSR ZEBRA | HWF.SS.D003 | ZSPR_ACT | ZSPR | NOS | 42 | 1596 | INR
2000 | Central Zone, Bhubaneswar | 2300 | EHT (O&M) Circle, Chainpal | 2302 | EHT (O&M) Division, Chainpal | C427 | 220 kV Line S/D (DMK) Chainpal | 3000000877 | ST Hard wares fittings 120KN insulator | HWF.ST.A002 | ZSPR_ACT | ZSPR | NOS | 1 | 1214.69 | INR
2000 | Central Zone, Bhubaneswar | 2300 | EHT (O&M) Circle, Chainpal | 2302 | EHT (O&M) Division, Chainpal | C426 | 132/33 kV T/L S/S S/D Angul | 3000000878 | ST HWF FOR ACSR ZEBRA | HWF.ST.A003 | ZSPR_ACT | ZSPR | NOS | 5 | 8915.35 | INR
2000 | Central Zone, Bhubaneswar | 2300 | EHT (O&M) Circle, Chainpal | 2302 | EHT (O&M) Division, Chainpal | C425 | 132/33 kV T/L S/S S/D Chainpal | 3000000878 | ST HWF FOR ACSR ZEBRA | HWF.ST.A003 | ZSPR_ACT | ZSPR | NOS | 3 | 5349.21 | INR
2000 | Central Zone, Bhubaneswar | 2300 | EHT (O&M) Circle, Chainpal | 2302 | EHT (O&M) Division, Chainpal | C425 | 132/33 kV T/L S/S S/D Chainpal | 3000000887 | ST HWF FOR 90KN INSULATOR | HWF.ST.A015 | ZSPR_ACT | ZSPR | NOS | 23 | 27937.87 | INR
2000 | Central Zone, Bhubaneswar | 2300 | EHT (O&M) Circle, Chainpal | 2302 | EHT (O&M) Division, Chainpal | C425 | 132/33 kV T/L S/S S/D Chainpal | 3000000906 | TENSION CLAMP FOR EARTHWIRE | HWF.TC.EW.A002 | ZSPR_ACT | ZSPR | NOS | 2 | 791.28 | INR
2000 | Central Zone, Bhubaneswar | 2300 | EHT (O&M) Circle, Chainpal | 2302 | EHT (O&M) Division, Chainpal | C423 | 132 kV Line S/D (DMK) Chainpal | 3000000906 | TENSION CLAMP FOR EARTHWIRE | HWF.TC.EW.A002 | ZSPR_ACT | ZSPR | NOS | 5 | 1978.21 | INR
2000 | Central Zone, Bhubaneswar | 2300 | EHT (O&M) Circle, Chainpal | 2302 | EHT (O&M) Division, Chainpal | C422 | 220/33 kV T/L S/S S/D Rengali | 3000000906 | TENSION CLAMP FOR EARTHWIRE | HWF.TC.EW.A002 | ZSPR_ACT | ZSPR | NOS | 0 | 0 | INR
2000 | Central Zone, Bhubaneswar | 2300 | EHT (O&M) Circle, Chainpal | 2302 | EHT (O&M) Division, Chainpal | CL22 | 220/33 kV T/L S/S S/D Rengali_Line | 3000000907 | TENSION CLAMP FOR 7/3.66 MM EARTH WIRE | HWF.TC.EW.A003 | ZSPR_US | ZSPR | NOS | 1 | 473.14 | INR
2000 | Central Zone, Bhubaneswar | 2300 | EHT (O&M) Circle, Chainpal | 2302 | EHT (O&M) Division, Chainpal | CL22 | 220/33 kV T/L S/S S/D Rengali_Line | 3000000909 | U CLAMP | HWF.UC.EW.A002 | ZSPR_ACT | ZSPR | NOS | 9 | 315 | INR
2000 | Central Zone, Bhubaneswar | 2300 | EHT (O&M) Circle, Chainpal | 2302 | EHT (O&M) Division, Chainpal | C424 | 132/33 kV T/L S/S S/D Boinda | 3000000931 | 90KN ANTIFOG DISC INSULATOR | INS.AF.DISC.B002 | ZSPR_ACT | ZSPR | NOS | 33 | 25105.08 | INR
2000 | Central Zone, Bhubaneswar | 2300 | EHT (O&M) Circle, Chainpal | 2302 | EHT (O&M) Division, Chainpal | C426 | 132/33 kV T/L S/S S/D Angul | 3000000932 | 120KN ANTIFOG DISC INSULATOR | INS.AF.DISC.B003 | ZSPR_ACT | ZSPR | NOS | 39 | 28144.74 | INR
2000 | Central Zone, Bhubaneswar | 2300 | EHT (O&M) Circle, Chainpal | 2302 | EHT (O&M) Division, Chainpal | CL22 | 220/33 kV T/L S/S S/D Rengali_Line | 3000000941 | 90KN POLYMER LONG ROD INSULATOR | INS.PLYMR.A002 | ZSPR_ACT | ZSPR | NOS | 6 | 600 | INR
2000 | Central Zone, Bhubaneswar | 2300 | EHT (O&M) Circle, Chainpal | 2302 | EHT (O&M) Division, Chainpal | C426 | 132/33 kV T/L S/S S/D Angul | 3000000943 | 33 KV Bus Post Insulator | INS.POR.BPI.C001 | ZSPR_ACT | ZSPR | NOS | 2 | 785.01 | INR
2000 | Central Zone, Bhubaneswar | 2300 | EHT (O&M) Circle, Chainpal | 2302 | EHT (O&M) Division, Chainpal | C422 | 220/33 kV T/L S/S S/D Rengali | 3000000943 | 33 KV Bus Post Insulator | INS.POR.BPI.C001 | ZSPR_ACT | ZSPR | NOS | 20 | 7850.05 | INR
2000 | Central Zone, Bhubaneswar | 2300 | EHT (O&M) Circle, Chainpal | 2302 | EHT (O&M) Division, Chainpal | C425 | 132/33 kV T/L S/S S/D Chainpal | 3000000944 | 132 KV BUS POST INSULATORS | INS.POR.BPI.D001 | ZSPR_SUP | ZSPR | NOS | 44 | 46040 | INR
2000 | Central Zone, Bhubaneswar | 2300 | EHT (O&M) Circle, Chainpal | 2302 | EHT (O&M) Division, Chainpal | C425 | 132/33 kV T/L S/S S/D Chainpal | 3000000944 | 132 KV BUS POST INSULATORS | INS.POR.BPI.D001 | ZSPR_ACT | ZSPR | NOS | 49 | 67657.24 | INR
2000 | Central Zone, Bhubaneswar | 2300 | EHT (O&M) Circle, Chainpal | 2302 | EHT (O&M) Division, Chainpal | C425 | 132/33 kV T/L S/S S/D Chainpal | 3000000946 | 70KN PORCELAIN DISC INSULATOR | INS.POR.DISC.B001 | ZSPR_ACT | ZSPR | NOS | 158 | 63816.2 | INR
2000 | Central Zone, Bhubaneswar | 2300 | EHT (O&M) Circle, Chainpal | 2302 | EHT (O&M) Division, Chainpal | C422 | 220/33 kV T/L S/S S/D Rengali | 3000000947 | 90KN PORCELAIN DISC INSULATOR | INS.POR.DISC.B002 | ZSPR_SCRAP | ZSPR | NOS | 127 | 635 | INR
2000 | Central Zone, Bhubaneswar | 2300 | EHT (O&M) Circle, Chainpal | 2302 | EHT (O&M) Division, Chainpal | C425 | 132/33 kV T/L S/S S/D Chainpal | 3000000947 | 90KN PORCELAIN DISC INSULATOR | INS.POR.DISC.B002 | ZSPR_SUP | ZSPR | NOS | 400 | 400 | INR
2000 | Central Zone, Bhubaneswar | 2300 | EHT (O&M) Circle, Chainpal | 2302 | EHT (O&M) Division, Chainpal | C425 | 132/33 kV T/L S/S S/D Chainpal | 3000000948 | 120KN PORCELAIN DISC INSULATOR | INS.POR.DISC.B003 | ZSPR_ACT | ZSPR | NOS | 25 | 10955.75 | INR
2000 | Central Zone, Bhubaneswar | 2300 | EHT (O&M) Circle, Chainpal | 2302 | EHT (O&M) Division, Chainpal | C425 | 132/33 kV T/L S/S S/D Chainpal | 3000000948 | 120KN PORCELAIN DISC INSULATOR | INS.POR.DISC.B003 | ZSPR_SUP | ZSPR | NOS | 250 | 250 | INR
2000 | Central Zone, Bhubaneswar | 2300 | EHT (O&M) Circle, Chainpal | 2302 | EHT (O&M) Division, Chainpal | CL22 | 220/33 kV T/L S/S S/D Rengali_Line | 3000000948 | 120KN PORCELAIN DISC INSULATOR | INS.POR.DISC.B003 | ZSPR_US | ZSPR | NOS | 84 | 840 | INR
2000 | Central Zone, Bhubaneswar | 2300 | EHT (O&M) Circle, Chainpal | 2302 | EHT (O&M) Division, Chainpal | CL22 | 220/33 kV T/L S/S S/D Rengali_Line | 3000000949 | 160KN PORCELAIN DISC INSULATOR | INS.POR.DISC.B004 | ZSPR_US | ZSPR | NOS | 706 | 7060 | INR
2000 | Central Zone, Bhubaneswar | 2300 | EHT (O&M) Circle, Chainpal | 2302 | EHT (O&M) Division, Chainpal | C422 | 220/33 kV T/L S/S S/D Rengali | 3000000949 | 160KN PORCELAIN DISC INSULATOR | INS.POR.DISC.B004 | ZSPR_SCRAP | ZSPR | NOS | 1056 | 10560 | INR
2000 | Central Zone, Bhubaneswar | 2300 | EHT (O&M) Circle, Chainpal | 2302 | EHT (O&M) Division, Chainpal | CL22 | 220/33 kV T/L S/S S/D Rengali_Line | 3000000950 | 160KN 220 KV PORCELAIN LONG ROD INSULATO | INS.POR.LR.B004 | ZSPR_ACT | ZSPR | NOS | 9 | 900 | INR
2000 | Central Zone, Bhubaneswar | 2300 | EHT (O&M) Circle, Chainpal | 2302 | EHT (O&M) Division, Chainpal | C422 | 220/33 kV T/L S/S S/D Rengali | 3000000953 | 90KN 220KV PORCELAIN LONG ROD | INS.POR.LR.B001 | ZSPR_ACT | ZSPR | NOS | 18 | 235085.05 | INR
2000 | Central Zone, Bhubaneswar | 2300 | EHT (O&M) Circle, Chainpal | 2302 | EHT (O&M) Division, Chainpal | C425 | 132/33 kV T/L S/S S/D Chainpal | 3000000954 | 132KV LR 90KN PORCELAIN INSULATOR | INS.POR.LR.D002 | ZSPR_ACT | ZSPR | NOS | 32 | 210393.92 | INR
2000 | Central Zone, Bhubaneswar | 2300 | EHT (O&M) Circle, Chainpal | 2302 | EHT (O&M) Division, Chainpal | C424 | 132/33 kV T/L S/S S/D Boinda | 3000000955 | 120KN 132 KV PORCELAIN LONG ROD | INS.POR.LR.D003 | ZSPR_ACT | ZSPR | NOS | 9 | 82493.99 | INR
2000 | Central Zone, Bhubaneswar | 2300 | EHT (O&M) Circle, Chainpal | 2302 | EHT (O&M) Division, Chainpal | C425 | 132/33 kV T/L S/S S/D Chainpal | 3000000955 | 120KN 132 KV PORCELAIN LONG ROD | INS.POR.LR.D003 | ZSPR_ACT | ZSPR | NOS | 6 | 54996 | INR
2000 | Central Zone, Bhubaneswar | 2300 | EHT (O&M) Circle, Chainpal | 2302 | EHT (O&M) Division, Chainpal | C422 | 220/33 kV T/L S/S S/D Rengali | 3000000957 | 160KN 132 KV PORCELAIN LONG ROD | INS.POR.LR.E004 | ZSPR_ACT | ZSPR | NOS | 348 | 5965895.52 | INR
2000 | Central Zone, Bhubaneswar | 2300 | EHT (O&M) Circle, Chainpal | 2302 | EHT (O&M) Division, Chainpal | C426 | 132/33 kV T/L S/S S/D Angul | 3000000996 | CT CONSOLE BOX | MISC.CT.CONSOLE.A001 | ZSPR_ACT | ZSPR | NOS | 3 | 22567.3 | INR
2000 | Central Zone, Bhubaneswar | 2300 | EHT (O&M) Circle, Chainpal | 2302 | EHT (O&M) Division, Chainpal | C422 | 220/33 kV T/L S/S S/D Rengali | 3000000996 | CT CONSOLE BOX | MISC.CT.CONSOLE.A001 | ZSPR_ACT | ZSPR | NOS | 1 | 7522.44 | INR
2000 | Central Zone, Bhubaneswar | 2300 | EHT (O&M) Circle, Chainpal | 2302 | EHT (O&M) Division, Chainpal | C424 | 132/33 kV T/L S/S S/D Boinda | 3000001002 | EMPTY Tfr OIL BARREL | MISC.EMPTYBRL.A001 | ZSPR_ACT | ZSPR | NOS | 4 | 995.56 | INR
2000 | Central Zone, Bhubaneswar | 2300 | EHT (O&M) Circle, Chainpal | 2302 | EHT (O&M) Division, Chainpal | C425 | 132/33 kV T/L S/S S/D Chainpal | 3000001002 | EMPTY Tfr OIL BARREL | MISC.EMPTYBRL.A001 | ZSPR_ACT | ZSPR | NOS | 194 | 48284.66 | INR
2000 | Central Zone, Bhubaneswar | 2300 | EHT (O&M) Circle, Chainpal | 2302 | EHT (O&M) Division, Chainpal | C425 | 132/33 kV T/L S/S S/D Chainpal | 3000001032 | MS Rod Different Size | MISC.MS ROD.A008 | ZSPR_ACT | ZSPR | KG | 70 | 7000 | INR
2000 | Central Zone, Bhubaneswar | 2300 | EHT (O&M) Circle, Chainpal | 2302 | EHT (O&M) Division, Chainpal | C425 | 132/33 kV T/L S/S S/D Chainpal | 3000001035 | MS FLAT | MISC.MS.FLAT.A001 | ZSPR_ACT | ZSPR | KG | 45 | 1649.7 | INR
2000 | Central Zone, Bhubaneswar | 2300 | EHT (O&M) Circle, Chainpal | 2302 | EHT (O&M) Division, Chainpal | C424 | 132/33 kV T/L S/S S/D Boinda | 3000001051 | 12 MM POLYPROPELENE ROPE | MISC.ROPE.B001 | ZSPR_ACT | ZSPR | KG | 30 | 7235.4 | INR
2000 | Central Zone, Bhubaneswar | 2300 | EHT (O&M) Circle, Chainpal | 2302 | EHT (O&M) Division, Chainpal | C423 | 132 kV Line S/D (DMK) Chainpal | 3000001053 | 18 MM POLYPROPELENE ROPE | MISC.ROPE.B003 | ZSPR_ACT | ZSPR | KG | 44.181 | 9000 | INR
2000 | Central Zone, Bhubaneswar | 2300 | EHT (O&M) Circle, Chainpal | 2302 | EHT (O&M) Division, Chainpal | C423 | 132 kV Line S/D (DMK) Chainpal | 3000001053 | 18 MM POLYPROPELENE ROPE | MISC.ROPE.B003 | ZSPR_SCRAP | ZSPR | KG | 44.181 | 0.01 | INR
2000 | Central Zone, Bhubaneswar | 2300 | EHT (O&M) Circle, Chainpal | 2302 | EHT (O&M) Division, Chainpal | C427 | 220 kV Line S/D (DMK) Chainpal | 3000001054 | 20 /22 MM POLYPROPELENE ROPE | MISC.ROPE.B004 | ZSPR_ACT | ZSPR | KG | 40 | 3428.4 | INR
2000 | Central Zone, Bhubaneswar | 2300 | EHT (O&M) Circle, Chainpal | 2302 | EHT (O&M) Division, Chainpal | C424 | 132/33 kV T/L S/S S/D Boinda | 3000001059 | STEEL ROPE 10 MM | MISC.ROPE.C001 | ZSPR_ACT | ZSPR | KM | 0.05 | 6945.5 | INR
2000 | Central Zone, Bhubaneswar | 2300 | EHT (O&M) Circle, Chainpal | 2302 | EHT (O&M) Division, Chainpal | C425 | 132/33 kV T/L S/S S/D Chainpal | 3000001059 | STEEL ROPE 10 MM | MISC.ROPE.C001 | ZSPR_ACT | ZSPR | KM | 0.421 | 58481.11 | INR
2000 | Central Zone, Bhubaneswar | 2300 | EHT (O&M) Circle, Chainpal | 2302 | EHT (O&M) Division, Chainpal | C426 | 132/33 kV T/L S/S S/D Angul | 3000001059 | STEEL ROPE 10 MM | MISC.ROPE.C001 | ZSPR_ACT | ZSPR | KM | 0.3 | 41673 | INR
2000 | Central Zone, Bhubaneswar | 2300 | EHT (O&M) Circle, Chainpal | 2302 | EHT (O&M) Division, Chainpal | C423 | 132 kV Line S/D (DMK) Chainpal | 3000001060 | STEEL ROPE 12 MM | MISC.ROPE.C002 | ZSPR_ACT | ZSPR | KM | 0.019 | 3800 | INR
2000 | Central Zone, Bhubaneswar | 2300 | EHT (O&M) Circle, Chainpal | 2302 | EHT (O&M) Division, Chainpal | C427 | 220 kV Line S/D (DMK) Chainpal | 3000001064 | 18MM GI WIRE ROPE | MISC.ROPE.E003 | ZSPR_ACT | ZSPR | KM | 0.2 | 2000 | INR
2000 | Central Zone, Bhubaneswar | 2300 | EHT (O&M) Circle, Chainpal | 2302 | EHT (O&M) Division, Chainpal | C426 | 132/33 kV T/L S/S S/D Angul | 3000001067 | 50 Kg SF6 gas Cylinder | MISC.SF6CYLNDR.A002 | ZSPR_ACT | ZSPR | NOS | 1 | 2566.35 | INR
2000 | Central Zone, Bhubaneswar | 2300 | EHT (O&M) Circle, Chainpal | 2302 | EHT (O&M) Division, Chainpal | C424 | 132/33 kV T/L S/S S/D Boinda | 3000001067 | 50 Kg SF6 gas Cylinder | MISC.SF6CYLNDR.A002 | ZSPR_ACT | ZSPR | NOS | 1 | 2566.36 | INR
2000 | Central Zone, Bhubaneswar | 2300 | EHT (O&M) Circle, Chainpal | 2302 | EHT (O&M) Division, Chainpal | C422 | 220/33 kV T/L S/S S/D Rengali | 3000001067 | 50 Kg SF6 gas Cylinder | MISC.SF6CYLNDR.A002 | ZSPR_ACT | ZSPR | NOS | 1 | 2566.35 | INR
2000 | Central Zone, Bhubaneswar | 2300 | EHT (O&M) Circle, Chainpal | 2302 | EHT (O&M) Division, Chainpal | C426 | 132/33 kV T/L S/S S/D Angul | 3000001071 | 50KG SF6 EMPTY GAS CYLINDER | MISC.SF6CYLNDR.B002 | ZSPR_ACT | ZSPR | NOS | 1 | 3075.5 | INR
2000 | Central Zone, Bhubaneswar | 2300 | EHT (O&M) Circle, Chainpal | 2302 | EHT (O&M) Division, Chainpal | C422 | 220/33 kV T/L S/S S/D Rengali | 3000001078 | SILICAGEL USEFUL FOR Tfr | MISC.SILICAGEL.A001 | ZSPR_ACT | ZSPR | KG | 10 | 200 | INR
2000 | Central Zone, Bhubaneswar | 2300 | EHT (O&M) Circle, Chainpal | 2302 | EHT (O&M) Division, Chainpal | C425 | 132/33 kV T/L S/S S/D Chainpal | 3000001086 | 3-Phase 4Wire TEST TERMINAL BLOCK / TTB | MISC.TBLOCK.A001 | ZSPR_ACT | ZSPR | NOS | 2 | 115.74 | INR
2000 | Central Zone, Bhubaneswar | 2300 | EHT (O&M) Circle, Chainpal | 2302 | EHT (O&M) Division, Chainpal | C426 | 132/33 kV T/L S/S S/D Angul | 3000001088 | Disconnected type Terminal block | MISC.TBLOCK.A003 | ZSPR_ACT | ZSPR | NOS | 29 | 2138.75 | INR
2000 | Central Zone, Bhubaneswar | 2300 | EHT (O&M) Circle, Chainpal | 2302 | EHT (O&M) Division, Chainpal | C425 | 132/33 kV T/L S/S S/D Chainpal | 3000001094 | NEW EHV GRADE Napthelin based Tfr OIL | MISC.TFROIL.A001 | ZSPR_ACT | ZSPR | L | 627 | 77348.04 | INR
2000 | Central Zone, Bhubaneswar | 2300 | EHT (O&M) Circle, Chainpal | 2302 | EHT (O&M) Division, Chainpal | C426 | 132/33 kV T/L S/S S/D Angul | 3000001094 | NEW EHV GRADE Napthelin based Tfr OIL | MISC.TFROIL.A001 | ZSPR_ACT | ZSPR | L | 12 | 1480.35 | INR
2000 | Central Zone, Bhubaneswar | 2300 | EHT (O&M) Circle, Chainpal | 2302 | EHT (O&M) Division, Chainpal | C422 | 220/33 kV T/L S/S S/D Rengali | 3000001120 | APEX METERING PANEL | MTR.APEXPNL.A001 | ZSPR_ACT | ZSPR | NOS | 1 | 95392.38 | INR
2000 | Central Zone, Bhubaneswar | 2300 | EHT (O&M) Circle, Chainpal | 2302 | EHT (O&M) Division, Chainpal | C422 | 220/33 kV T/L S/S S/D Rengali | 3000001135 | THREE PHASE ANALOG MEGA WATT METER | MTR.MWMETER.A.A003 | ZSPR_ACT | ZSPR | NOS | 1 | 1500 | INR
2000 | Central Zone, Bhubaneswar | 2300 | EHT (O&M) Circle, Chainpal | 2302 | EHT (O&M) Division, Chainpal | C425 | 132/33 kV T/L S/S S/D Chainpal | 3000001154 | NUTS AND BOLTS | NBW.ASRT.GINB.A001 | ZSPR_ACT | ZSPR | KG | 39.06 | 3901.38 | INR
2000 | Central Zone, Bhubaneswar | 2300 | EHT (O&M) Circle, Chainpal | 2302 | EHT (O&M) Division, Chainpal | CL22 | 220/33 kV T/L S/S S/D Rengali_Line | 3000001154 | NUTS AND BOLTS | NBW.ASRT.GINB.A001 | ZSPR_ACT | ZSPR | KG | 0 | 0 | INR
2000 | Central Zone, Bhubaneswar | 2300 | EHT (O&M) Circle, Chainpal | 2302 | EHT (O&M) Division, Chainpal | C423 | 132 kV Line S/D (DMK) Chainpal | 3000001154 | NUTS AND BOLTS | NBW.ASRT.GINB.A001 | ZSPR_ACT | ZSPR | KG | 560.288 | 55962.6 | INR
2000 | Central Zone, Bhubaneswar | 2300 | EHT (O&M) Circle, Chainpal | 2302 | EHT (O&M) Division, Chainpal | C425 | 132/33 kV T/L S/S S/D Chainpal | 3000001160 | 20 X 600 BOTHEND THREAD FNB | NBW.FDN.NB.A014 | ZSPR_ACT | ZSPR | NOS | 40 | 6707.6 | INR
2000 | Central Zone, Bhubaneswar | 2300 | EHT (O&M) Circle, Chainpal | 2302 | EHT (O&M) Division, Chainpal | C423 | 132 kV Line S/D (DMK) Chainpal | 3000001182 | 16 X 35 MM GI HALF THREAD NUT & BOLT | NBW.GINB.A006 | ZSPR_ACT | ZSPR | KG | 30 | 2673.9 | INR
2000 | Central Zone, Bhubaneswar | 2300 | EHT (O&M) Circle, Chainpal | 2302 | EHT (O&M) Division, Chainpal | C423 | 132 kV Line S/D (DMK) Chainpal | 3000001183 | 16 X 40 MM GI HALF THREAD NUT & BOLT | NBW.GINB.A007 | ZSPR_ACT | ZSPR | KG | 25 | 2040.37 | INR
2000 | Central Zone, Bhubaneswar | 2300 | EHT (O&M) Circle, Chainpal | 2302 | EHT (O&M) Division, Chainpal | C425 | 132/33 kV T/L S/S S/D Chainpal | 3000001185 | 16X50MM GI HALF THREAD NUT & BOLT | NBW.GINB.A009 | ZSPR_ACT | ZSPR | KG | 36 | 2887.2 | INR
2000 | Central Zone, Bhubaneswar | 2300 | EHT (O&M) Circle, Chainpal | 2302 | EHT (O&M) Division, Chainpal | C425 | 132/33 kV T/L S/S S/D Chainpal | 3000001187 | 16X60MM GI HALF THREAD NUT & BOLT | NBW.GINB.A011 | ZSPR_ACT | ZSPR | KG | 7.5 | 601.5 | INR
2000 | Central Zone, Bhubaneswar | 2300 | EHT (O&M) Circle, Chainpal | 2302 | EHT (O&M) Division, Chainpal | CL22 | 220/33 kV T/L S/S S/D Rengali_Line | 3000001225 | 16 X 75 MM GI FULL THREAD NUT & BOLT | NBW.GINB.B029 | ZSPR_ACT | ZSPR | KG | 0 | 0 | INR
2000 | Central Zone, Bhubaneswar | 2300 | EHT (O&M) Circle, Chainpal | 2302 | EHT (O&M) Division, Chainpal | CL22 | 220/33 kV T/L S/S S/D Rengali_Line | 3000001230 | 12 X 75 MM GI NUT & BOLT | NBW.GINB.B038 | ZSPR_ACT | ZSPR | KG | 0 | 0 | INR
2000 | Central Zone, Bhubaneswar | 2300 | EHT (O&M) Circle, Chainpal | 2302 | EHT (O&M) Division, Chainpal | C423 | 132 kV Line S/D (DMK) Chainpal | 3000001246 | 16 X 6MM THICK PACK / FLAT GI WASHER | NBW.GIWSR.A016 | ZSPR_ACT | ZSPR | KG | 0.27 | 23.63 | INR
2000 | Central Zone, Bhubaneswar | 2300 | EHT (O&M) Circle, Chainpal | 2302 | EHT (O&M) Division, Chainpal | C423 | 132 kV Line S/D (DMK) Chainpal | 3000001248 | 16 X 10MM THICK PACK / FLAT GI WASHER | NBW.GIWSR.A018 | ZSPR_ACT | ZSPR | KG | 0.7 | 59.51 | INR
2000 | Central Zone, Bhubaneswar | 2300 | EHT (O&M) Circle, Chainpal | 2302 | EHT (O&M) Division, Chainpal | C423 | 132 kV Line S/D (DMK) Chainpal | 3000001249 | 16 X 12MM THICK PACK / FLAT GI WASHER | NBW.GIWSR.A019 | ZSPR_ACT | ZSPR | KG | 2.3 | 205.32 | INR
2000 | Central Zone, Bhubaneswar | 2300 | EHT (O&M) Circle, Chainpal | 2302 | EHT (O&M) Division, Chainpal | C425 | 132/33 kV T/L S/S S/D Chainpal | 3000001263 | Different size HDG Nut bolt | NBW.HTNB.A002 | ZSPR_ACT | ZSPR | KG | 182.504 | 22673.21 | INR
2000 | Central Zone, Bhubaneswar | 2300 | EHT (O&M) Circle, Chainpal | 2302 | EHT (O&M) Division, Chainpal | C425 | 132/33 kV T/L S/S S/D Chainpal | 3000001275 | 132KV DUPLEX FEEDER C&R PANEL | PNL.132.D.A001 | ZSPR_ACT | ZSPR | NOS | 1 | 700000 | INR
2000 | Central Zone, Bhubaneswar | 2300 | EHT (O&M) Circle, Chainpal | 2302 | EHT (O&M) Division, Chainpal | C425 | 132/33 kV T/L S/S S/D Chainpal | 3000001324 | Air Break Power contactor Relay | RLAY.AIR.PCR.A001 | ZSPR_ACT | ZSPR | NOS | 24 | 57600 | INR
2000 | Central Zone, Bhubaneswar | 2300 | EHT (O&M) Circle, Chainpal | 2302 | EHT (O&M) Division, Chainpal | C422 | 220/33 kV T/L S/S S/D Rengali | 3000001326 | 24 WINDOW FACIA ANNUNCIATOR RELAY | RLAY.ANCITOR.A002 | ZSPR_ACT | ZSPR | NOS | 8 | 8000 | INR
2000 | Central Zone, Bhubaneswar | 2300 | EHT (O&M) Circle, Chainpal | 2302 | EHT (O&M) Division, Chainpal | C422 | 220/33 kV T/L S/S S/D Rengali | 3000001327 | 12/16 WINDOW FACIA ANNUNCIATOR RELAY | RLAY.ANCITOR.A003 | ZSPR_ACT | ZSPR | NOS | 3 | 1500 | INR
2000 | Central Zone, Bhubaneswar | 2300 | EHT (O&M) Circle, Chainpal | 2302 | EHT (O&M) Division, Chainpal | C425 | 132/33 kV T/L S/S S/D Chainpal | 3000001329 | ELECTROMAGNETIC AUXILLARY RELAY | RLAY.AUX.A001 | ZSPR_US | ZSPR | NOS | 4 | 14473.12 | INR
2000 | Central Zone, Bhubaneswar | 2300 | EHT (O&M) Circle, Chainpal | 2302 | EHT (O&M) Division, Chainpal | C422 | 220/33 kV T/L S/S S/D Rengali | 3000001343 | CIRCULATING CURRENT PROTECTION RELAY | RLAY.CC.PTN.A001 | ZSPR_ACT | ZSPR | NOS | 2 | 90000 | INR
2000 | Central Zone, Bhubaneswar | 2300 | EHT (O&M) Circle, Chainpal | 2302 | EHT (O&M) Division, Chainpal | C425 | 132/33 kV T/L S/S S/D Chainpal | 3000001347 | NUMERIC DIFFERENTIAL RELAY | RLAY.DIFFTIAL.C001 | ZSPR_US | ZSPR | NOS | 3 | 3 | INR
2000 | Central Zone, Bhubaneswar | 2300 | EHT (O&M) Circle, Chainpal | 2302 | EHT (O&M) Division, Chainpal | C422 | 220/33 kV T/L S/S S/D Rengali | 3000001347 | NUMERIC DIFFERENTIAL RELAY | RLAY.DIFFTIAL.C001 | ZSPR_ACT | ZSPR | NOS | 1 | 45000 | INR
2000 | Central Zone, Bhubaneswar | 2300 | EHT (O&M) Circle, Chainpal | 2302 | EHT (O&M) Division, Chainpal | C426 | 132/33 kV T/L S/S S/D Angul | 3000001350 | Distance Protection Relay | RLAY.DP.B003 | ZSPR_US | ZSPR | NOS | 2 | 1.34 | INR
2000 | Central Zone, Bhubaneswar | 2300 | EHT (O&M) Circle, Chainpal | 2302 | EHT (O&M) Division, Chainpal | C425 | 132/33 kV T/L S/S S/D Chainpal | 3000001350 | Distance Protection Relay | RLAY.DP.B003 | ZSPR_US | ZSPR | NOS | 4 | 2.68 | INR
2000 | Central Zone, Bhubaneswar | 2300 | EHT (O&M) Circle, Chainpal | 2302 | EHT (O&M) Division, Chainpal | C422 | 220/33 kV T/L S/S S/D Rengali | 3000001352 | Distance Protection Relay(Cat-A) | RLAY.DP.C003 | ZSPR_ACT | ZSPR | NOS | 2 | 90000 | INR
2000 | Central Zone, Bhubaneswar | 2300 | EHT (O&M) Circle, Chainpal | 2302 | EHT (O&M) Division, Chainpal | C422 | 220/33 kV T/L S/S S/D Rengali | 3000001355 | OC EF NON-DIR BACK-UP RELAY | RLAY.EMBACKUP.A002 | ZSPR_ACT | ZSPR | NOS | 1 | 24000 | INR
2000 | Central Zone, Bhubaneswar | 2300 | EHT (O&M) Circle, Chainpal | 2302 | EHT (O&M) Division, Chainpal | C426 | 132/33 kV T/L S/S S/D Angul | 3000001358 | OC NON-DIRECTIONAL BACK UP RELAY | RLAY.EMBACKUP.C003 | ZSPR_US | ZSPR | NOS | 7 | 0.07 | INR
2000 | Central Zone, Bhubaneswar | 2300 | EHT (O&M) Circle, Chainpal | 2302 | EHT (O&M) Division, Chainpal | C422 | 220/33 kV T/L S/S S/D Rengali | 3000001361 | OC DIRECTIONAL BACK UP RELAY | RLAY.EMBACKUP.D003 | ZSPR_ACT | ZSPR | NOS | 2 | 54000 | INR
2000 | Central Zone, Bhubaneswar | 2300 | EHT (O&M) Circle, Chainpal | 2302 | EHT (O&M) Division, Chainpal | C426 | 132/33 kV T/L S/S S/D Angul | 3000001362 | 2 TJM 12 OC DIRECTIONAL BACK UP RELAY | RLAY.EMBACKUP.D004 | ZSPR_ACT | ZSPR | NOS | 3 | 56148 | INR
2000 | Central Zone, Bhubaneswar | 2300 | EHT (O&M) Circle, Chainpal | 2302 | EHT (O&M) Division, Chainpal | C426 | 132/33 kV T/L S/S S/D Angul | 3000001365 | OC DIR BACK-UP RELAY | RLAY.EMBACKUP.D008 | ZSPR_ACT | ZSPR | NOS | 1 | 16440 | INR
2000 | Central Zone, Bhubaneswar | 2300 | EHT (O&M) Circle, Chainpal | 2302 | EHT (O&M) Division, Chainpal | C422 | 220/33 kV T/L S/S S/D Rengali | 3000001385 | ELECTROMAGNETIC MASTER TRIP RELAY | RLAY.MTRIP.A001 | ZSPR_ACT | ZSPR | NOS | 4 | 4000 | INR
2000 | Central Zone, Bhubaneswar | 2300 | EHT (O&M) Circle, Chainpal | 2302 | EHT (O&M) Division, Chainpal | C426 | 132/33 kV T/L S/S S/D Angul | 3000001388 | VAJ 31 MASTER TRIP RELAY | RLAY.MTRIP.A005 | ZSPR_ACT | ZSPR | NOS | 1 | 1969.61 | INR
2000 | Central Zone, Bhubaneswar | 2300 | EHT (O&M) Circle, Chainpal | 2302 | EHT (O&M) Division, Chainpal | C425 | 132/33 kV T/L S/S S/D Chainpal | 3000001388 | VAJ 31 MASTER TRIP RELAY | RLAY.MTRIP.A005 | ZSPR_ACT | ZSPR | NOS | 12 | 23635.27 | INR
2000 | Central Zone, Bhubaneswar | 2300 | EHT (O&M) Circle, Chainpal | 2302 | EHT (O&M) Division, Chainpal | C422 | 220/33 kV T/L S/S S/D Rengali | 3000001392 | ELECTROMAGNETIC MASTER TRIP RELAY | RLAY.MTRIP.A011 | ZSPR_ACT | ZSPR | NOS | 5 | 15832 | INR
2000 | Central Zone, Bhubaneswar | 2300 | EHT (O&M) Circle, Chainpal | 2302 | EHT (O&M) Division, Chainpal | C425 | 132/33 kV T/L S/S S/D Chainpal | 3000001403 | OC E/F DIR NUMERIC BACKUP RELAY | RLAY.NUMBACKUP.B001 | ZSPR_US | ZSPR | NOS | 2 | 2 | INR
2000 | Central Zone, Bhubaneswar | 2300 | EHT (O&M) Circle, Chainpal | 2302 | EHT (O&M) Division, Chainpal | C422 | 220/33 kV T/L S/S S/D Rengali | 3000001414 | 4PILOT WIRE PROTECTION RELAY | RLAY.PW.PTN.A002 | ZSPR_ACT | ZSPR | NOS | 1 | 45000 | INR
2000 | Central Zone, Bhubaneswar | 2300 | EHT (O&M) Circle, Chainpal | 2302 | EHT (O&M) Division, Chainpal | C426 | 132/33 kV T/L S/S S/D Angul | 3000001417 | HV REF Relay (Auto Tfr) | RLAY.REF.A002 | ZSPR_ACT | ZSPR | NOS | 3 | 0.03 | INR
2000 | Central Zone, Bhubaneswar | 2300 | EHT (O&M) Circle, Chainpal | 2302 | EHT (O&M) Division, Chainpal | C425 | 132/33 kV T/L S/S S/D Chainpal | 3000001418 | RESTRICTED EARTH FAULT RELAY | RLAY.REF.A005 | ZSPR_US | ZSPR | NOS | 6 | 6 | INR
2000 | Central Zone, Bhubaneswar | 2300 | EHT (O&M) Circle, Chainpal | 2302 | EHT (O&M) Division, Chainpal | C426 | 132/33 kV T/L S/S S/D Angul | 3000001419 | NUM RESTRICTED EARTH FAULT RELAY | RLAY.REF.C002 | ZSPR_ACT | ZSPR | NOS | 1 | 15000 | INR
2000 | Central Zone, Bhubaneswar | 2300 | EHT (O&M) Circle, Chainpal | 2302 | EHT (O&M) Division, Chainpal | C424 | 132/33 kV T/L S/S S/D Boinda | 3000001422 | THERMAL OVERLOAD RELAY | RLAY.THOVERLOAD.A001 | ZSPR_ACT | ZSPR | NOS | 1 | 417.5 | INR
2000 | Central Zone, Bhubaneswar | 2300 | EHT (O&M) Circle, Chainpal | 2302 | EHT (O&M) Division, Chainpal | C425 | 132/33 kV T/L S/S S/D Chainpal | 3000001503 | CLOSING COIL of 145kV SF6 CB | SPR.BKR132.C001 | ZSPR_SUP | ZSPR | NOS | 6 | 7140 | INR
2000 | Central Zone, Bhubaneswar | 2300 | EHT (O&M) Circle, Chainpal | 2302 | EHT (O&M) Division, Chainpal | C426 | 132/33 kV T/L S/S S/D Angul | 3000001517 | AIR PRESSURE SWITCH 132KV ABB SF6 CB | SPR.BKR132ABB.D011 | ZSPR_ACT | ZSPR | NOS | 6 | 92250 | INR
2000 | Central Zone, Bhubaneswar | 2300 | EHT (O&M) Circle, Chainpal | 2302 | EHT (O&M) Division, Chainpal | C426 | 132/33 kV T/L S/S S/D Angul | 3000001521 | GAS PIPELINE FOR 132KV ABB MAKE SF6 CB | SPR.BKR132ABB.D016 | ZSPR_ACT | ZSPR | NOS | 1 | 15775 | INR
2000 | Central Zone, Bhubaneswar | 2300 | EHT (O&M) Circle, Chainpal | 2302 | EHT (O&M) Division, Chainpal | C426 | 132/33 kV T/L S/S S/D Angul | 3000001522 | SPRING CHARGING MOTOR 132KV ABB SF6 CB | SPR.BKR132ABB.D019 | ZSPR_ACT | ZSPR | NOS | 1 | 5000 | INR
2000 | Central Zone, Bhubaneswar | 2300 | EHT (O&M) Circle, Chainpal | 2302 | EHT (O&M) Division, Chainpal | C426 | 132/33 kV T/L S/S S/D Angul | 3000001524 | ST Coupling FOR 132KV ABB MAKE SF6 CB | SPR.BKR132ABB.D023 | ZSPR_ACT | ZSPR | NOS | 2 | 1000 | INR
2000 | Central Zone, Bhubaneswar | 2300 | EHT (O&M) Circle, Chainpal | 2302 | EHT (O&M) Division, Chainpal | C425 | 132/33 kV T/L S/S S/D Chainpal | 3000001531 | BALL BEARING FOR 132 KV BHEL MOCB | SPR.BKR132BHEL.C001 | ZSPR_SUP | ZSPR | NOS | 7 | 2450 | INR
2000 | Central Zone, Bhubaneswar | 2300 | EHT (O&M) Circle, Chainpal | 2302 | EHT (O&M) Division, Chainpal | C425 | 132/33 kV T/L S/S S/D Chainpal | 3000001533 | PLUG CONTACTTIPS FOR 132 KV BHEL MOCB | SPR.BKR132BHEL.C031 | ZSPR_SUP | ZSPR | NOS | 23 | 1840 | INR
2000 | Central Zone, Bhubaneswar | 2300 | EHT (O&M) Circle, Chainpal | 2302 | EHT (O&M) Division, Chainpal | C425 | 132/33 kV T/L S/S S/D Chainpal | 3000001535 | HOLDER FOR 132 KV BHEL MOCB | SPR.BKR132BHEL.C036 | ZSPR_SUP | ZSPR | NOS | 7 | 3780 | INR
2000 | Central Zone, Bhubaneswar | 2300 | EHT (O&M) Circle, Chainpal | 2302 | EHT (O&M) Division, Chainpal | C425 | 132/33 kV T/L S/S S/D Chainpal | 3000001536 | TRIPPING COIL FOR 132 KV BHEL MOCB | SPR.BKR132BHEL.C038 | ZSPR_ACT | ZSPR | NOS | 5 | 1500 | INR
2000 | Central Zone, Bhubaneswar | 2300 | EHT (O&M) Circle, Chainpal | 2302 | EHT (O&M) Division, Chainpal | C425 | 132/33 kV T/L S/S S/D Chainpal | 3000001536 | TRIPPING COIL FOR 132 KV BHEL MOCB | SPR.BKR132BHEL.C038 | ZSPR_SUP | ZSPR | NOS | 11 | 8040 | INR
2000 | Central Zone, Bhubaneswar | 2300 | EHT (O&M) Circle, Chainpal | 2302 | EHT (O&M) Division, Chainpal | C424 | 132/33 kV T/L S/S S/D Boinda | 3000001568 | TRIPPING/CLOSING COIL 132KV CGL SF6 CB | SPR.BKR132CGL.D006 | ZSPR_ACT | ZSPR | NOS | 2 | 4400 | INR
2000 | Central Zone, Bhubaneswar | 2300 | EHT (O&M) Circle, Chainpal | 2302 | EHT (O&M) Division, Chainpal | C424 | 132/33 kV T/L S/S S/D Boinda | 3000001572 | ONE POLE ASSEMBLE 132KV CGL MAKE SF6 CB | SPR.BKR132CGL.D010 | ZSPR_ACT | ZSPR | NOS | 1 | 1200 | INR
2000 | Central Zone, Bhubaneswar | 2300 | EHT (O&M) Circle, Chainpal | 2302 | EHT (O&M) Division, Chainpal | C424 | 132/33 kV T/L S/S S/D Boinda | 3000001593 | CLOSE COIL ASSEMBLY 132KV CGL SF6 | SPR.BKR132CGL.D034 | ZSPR_ACT | ZSPR | NOS | 1 | 22500 | INR
2000 | Central Zone, Bhubaneswar | 2300 | EHT (O&M) Circle, Chainpal | 2302 | EHT (O&M) Division, Chainpal | C424 | 132/33 kV T/L S/S S/D Boinda | 3000001596 | DOWTY SEAL FOR 132KV CGL MAKE SF6 CB | SPR.BKR132CGL.D038 | ZSPR_ACT | ZSPR | NOS | 1 | 4600 | INR
2000 | Central Zone, Bhubaneswar | 2300 | EHT (O&M) Circle, Chainpal | 2302 | EHT (O&M) Division, Chainpal | C424 | 132/33 kV T/L S/S S/D Boinda | 3000001597 | CHECK VALVE FOR 132KV CGL MAKE SF6 CB | SPR.BKR132CGL.D039 | ZSPR_ACT | ZSPR | NOS | 1 | 2680 | INR
2000 | Central Zone, Bhubaneswar | 2300 | EHT (O&M) Circle, Chainpal | 2302 | EHT (O&M) Division, Chainpal | C424 | 132/33 kV T/L S/S S/D Boinda | 3000001600 | TRIP COIL ASSEMBLY 132KV SF6 CGL | SPR.BKR132CGL.D043 | ZSPR_ACT | ZSPR | NOS | 1 | 22500 | INR
2000 | Central Zone, Bhubaneswar | 2300 | EHT (O&M) Circle, Chainpal | 2302 | EHT (O&M) Division, Chainpal | C424 | 132/33 kV T/L S/S S/D Boinda | 3000001603 | TERMINAL CONNECTOR 132KV CGL SF6 | SPR.BKR132CGL.D046 | ZSPR_ACT | ZSPR | NOS | 4 | 2044 | INR
2000 | Central Zone, Bhubaneswar | 2300 | EHT (O&M) Circle, Chainpal | 2302 | EHT (O&M) Division, Chainpal | C424 | 132/33 kV T/L S/S S/D Boinda | 3000001605 | CONTROL VALVE ASSEMBLY 132KV SF6 CGL | SPR.BKR132CGL.D048 | ZSPR_ACT | ZSPR | NOS | 1 | 2500 | INR
2000 | Central Zone, Bhubaneswar | 2300 | EHT (O&M) Circle, Chainpal | 2302 | EHT (O&M) Division, Chainpal | C424 | 132/33 kV T/L S/S S/D Boinda | 3000001622 | MOTOR OF 132KV CGL SF6 BKR | SPR.BKR132CGL.D083 | ZSPR_ACT | ZSPR | NOS | 1 | 1000 | INR
2000 | Central Zone, Bhubaneswar | 2300 | EHT (O&M) Circle, Chainpal | 2302 | EHT (O&M) Division, Chainpal | C424 | 132/33 kV T/L S/S S/D Boinda | 3000001639 | CU CONNECTOR PIPE LINE 132KV CGL SF6 CB | SPR.BKR132CGL.D107 | ZSPR_ACT | ZSPR | NOS | 2 | 200 | INR
2000 | Central Zone, Bhubaneswar | 2300 | EHT (O&M) Circle, Chainpal | 2302 | EHT (O&M) Division, Chainpal | C424 | 132/33 kV T/L S/S S/D Boinda | 3000001641 | LIMIT&AUXILARY SWITCH 132KV CGL SF6 CB | SPR.BKR132CGL.D109 | ZSPR_ACT | ZSPR | NOS | 2 | 200 | INR
2000 | Central Zone, Bhubaneswar | 2300 | EHT (O&M) Circle, Chainpal | 2302 | EHT (O&M) Division, Chainpal | C422 | 220/33 kV T/L S/S S/D Rengali | 3000001648 | CU PIPE 132KV ROMANIA MOCB MAKE BREAKER | SPR.BKR132RMNA.C019 | ZSPR_ACT | ZSPR | NOS | 8 | 2140 | INR
2000 | Central Zone, Bhubaneswar | 2300 | EHT (O&M) Circle, Chainpal | 2302 | EHT (O&M) Division, Chainpal | C426 | 132/33 kV T/L S/S S/D Angul | 3000001651 | Trip/Close coil 132KV SF6 Seimens Brker | SPR.BKR132SMNS.B008 | ZSPR_ACT | ZSPR | NOS | 5 | 1068.5 | INR
2000 | Central Zone, Bhubaneswar | 2300 | EHT (O&M) Circle, Chainpal | 2302 | EHT (O&M) Division, Chainpal | C425 | 132/33 kV T/L S/S S/D Chainpal | 3000001651 | Trip/Close coil 132KV SF6 Seimens Brker | SPR.BKR132SMNS.B008 | ZSPR_ACT | ZSPR | NOS | 3 | 641.1 | INR
2000 | Central Zone, Bhubaneswar | 2300 | EHT (O&M) Circle, Chainpal | 2302 | EHT (O&M) Division, Chainpal | C425 | 132/33 kV T/L S/S S/D Chainpal | 3000001673 | LIMB FOR 132KV SIEMENS MAKE SF6 CB | SPR.BKR132SMNS.D027 | ZSPR_SUP | ZSPR | NOS | 6 | 6 | INR
2000 | Central Zone, Bhubaneswar | 2300 | EHT (O&M) Circle, Chainpal | 2302 | EHT (O&M) Division, Chainpal | C425 | 132/33 kV T/L S/S S/D Chainpal | 3000001867 | STATIONARY CONTACT33KV BHEL BOCB | SPR.BKR33BHEL.A01 | ZSPR_SUP | ZSPR | NOS | 24 | 3000 | INR
2000 | Central Zone, Bhubaneswar | 2300 | EHT (O&M) Circle, Chainpal | 2302 | EHT (O&M) Division, Chainpal | C425 | 132/33 kV T/L S/S S/D Chainpal | 3000001868 | MOVING CONTACTSPARE 33 KV BHEL BOCB | SPR.BKR33BHEL.A02 | ZSPR_SUP | ZSPR | NOS | 12 | 4800 | INR
2000 | Central Zone, Bhubaneswar | 2300 | EHT (O&M) Circle, Chainpal | 2302 | EHT (O&M) Division, Chainpal | C426 | 132/33 kV T/L S/S S/D Angul | 3000001902 | SPRING CHARGING MOTOR 36KV ALLIND VCB | SPR.BKR36ALND.E011 | ZSPR_ACT | ZSPR | NOS | 5 | 10000 | INR
2000 | Central Zone, Bhubaneswar | 2300 | EHT (O&M) Circle, Chainpal | 2302 | EHT (O&M) Division, Chainpal | C425 | 132/33 kV T/L S/S S/D Chainpal | 3000001912 | EXTINGUISHING CHAMBER 36 KV BHEL MOCB | SPR.BKR36BHEL.C016 | ZSPR_SUP | ZSPR | NOS | 20 | 176000 | INR
2000 | Central Zone, Bhubaneswar | 2300 | EHT (O&M) Circle, Chainpal | 2302 | EHT (O&M) Division, Chainpal | C425 | 132/33 kV T/L S/S S/D Chainpal | 3000001922 | TRIPPING/CLOSING COIL OF 36KV BHEL VCB | SPR.BKR36BHEL.E009 | ZSPR_ACT | ZSPR | NOS | 2 | 1511.24 | INR
2000 | Central Zone, Bhubaneswar | 2300 | EHT (O&M) Circle, Chainpal | 2302 | EHT (O&M) Division, Chainpal | C426 | 132/33 kV T/L S/S S/D Angul | 3000001922 | TRIPPING/CLOSING COIL OF 36KV BHEL VCB | SPR.BKR36BHEL.E009 | ZSPR_ACT | ZSPR | NOS | 5 | 3778.1 | INR
2000 | Central Zone, Bhubaneswar | 2300 | EHT (O&M) Circle, Chainpal | 2302 | EHT (O&M) Division, Chainpal | C425 | 132/33 kV T/L S/S S/D Chainpal | 3000001929 | TRIPPING / CLOSING COIL 36KV CGL VCB | SPR.BKR36CGL.E001 | ZSPR_ACT | ZSPR | NOS | 2 | 2 | INR
2000 | Central Zone, Bhubaneswar | 2300 | EHT (O&M) Circle, Chainpal | 2302 | EHT (O&M) Division, Chainpal | C422 | 220/33 kV T/L S/S S/D Rengali | 3000001930 | ONE POLE OF CIRCUIT 36KV CGL VCB | SPR.BKR36CGL.E002 | ZSPR_ACT | ZSPR | NOS | 1 | 1000 | INR
2000 | Central Zone, Bhubaneswar | 2300 | EHT (O&M) Circle, Chainpal | 2302 | EHT (O&M) Division, Chainpal | C425 | 132/33 kV T/L S/S S/D Chainpal | 3000001956 | Tripping coil for 36KV VCB SEIL | SPR.BKR36SEIL.E002 | ZSPR_ACT | ZSPR | NOS | 1 | 1200 | INR
2000 | Central Zone, Bhubaneswar | 2300 | EHT (O&M) Circle, Chainpal | 2302 | EHT (O&M) Division, Chainpal | C425 | 132/33 kV T/L S/S S/D Chainpal | 3000001957 | Closing coil for 36KV VCB SEIL | SPR.BKR36SEIL.E003 | ZSPR_ACT | ZSPR | NOS | 3 | 3600 | INR
2000 | Central Zone, Bhubaneswar | 2300 | EHT (O&M) Circle, Chainpal | 2302 | EHT (O&M) Division, Chainpal | C424 | 132/33 kV T/L S/S S/D Boinda | 3000002278 | One Pole of Isolator with E/S & OM | SPR.ISO.132SS.A001 | ZSPR_ACT | ZSPR | NOS | 1 | 25000 | INR
2000 | Central Zone, Bhubaneswar | 2300 | EHT (O&M) Circle, Chainpal | 2302 | EHT (O&M) Division, Chainpal | C424 | 132/33 kV T/L S/S S/D Boinda | 3000002280 | Copper Contactor Fingure | SPR.ISO.33SS.A005 | ZSPR_ACT | ZSPR | NOS | 8 | 1600 | INR
2000 | Central Zone, Bhubaneswar | 2300 | EHT (O&M) Circle, Chainpal | 2302 | EHT (O&M) Division, Chainpal | C424 | 132/33 kV T/L S/S S/D Boinda | 3000002281 | Terminal Pad | SPR.ISO.33SS.A006 | ZSPR_ACT | ZSPR | NOS | 12 | 6132 | INR
2000 | Central Zone, Bhubaneswar | 2300 | EHT (O&M) Circle, Chainpal | 2302 | EHT (O&M) Division, Chainpal | C424 | 132/33 kV T/L S/S S/D Boinda | 3000002282 | Earthing Rod & Blade Contactor | SPR.ISO.33SS.A007 | ZSPR_ACT | ZSPR | NOS | 3 | 15995.25 | INR
2000 | Central Zone, Bhubaneswar | 2300 | EHT (O&M) Circle, Chainpal | 2302 | EHT (O&M) Division, Chainpal | C424 | 132/33 kV T/L S/S S/D Boinda | 3000002283 | Interlocking Coil's Timer | SPR.ISO.33SS.A009 | ZSPR_ACT | ZSPR | NOS | 1 | 1500 | INR
2000 | Central Zone, Bhubaneswar | 2300 | EHT (O&M) Circle, Chainpal | 2302 | EHT (O&M) Division, Chainpal | C424 | 132/33 kV T/L S/S S/D Boinda | 3000002284 | Auxillary Switch Assy | SPR.ISO.33SS.A010 | ZSPR_ACT | ZSPR | NOS | 2 | 2000 | INR
2000 | Central Zone, Bhubaneswar | 2300 | EHT (O&M) Circle, Chainpal | 2302 | EHT (O&M) Division, Chainpal | C425 | 132/33 kV T/L S/S S/D Chainpal | 3000002293 | 132KV Isolator Motor type Mechanism box | SPR.ISO.MISC.A008 | ZSPR_ACT | ZSPR | NOS | 6 | 178012.36 | INR
2000 | Central Zone, Bhubaneswar | 2300 | EHT (O&M) Circle, Chainpal | 2302 | EHT (O&M) Division, Chainpal | C425 | 132/33 kV T/L S/S S/D Chainpal | 3000002339 | FIXED CONTACTFOR 132KV HVLM ISOLATOR | SPR.ISO132HVLM.A007 | ZSPR_ACT | ZSPR | NOS | 9 | 40095 | INR
2000 | Central Zone, Bhubaneswar | 2300 | EHT (O&M) Circle, Chainpal | 2302 | EHT (O&M) Division, Chainpal | C426 | 132/33 kV T/L S/S S/D Angul | 3000002354 | FEMALE CONTACT(FXD) 132KV SS ISOLATOR | SPR.ISO132SS.A001 | ZSPR_ACT | ZSPR | NOS | 5 | 15550 | INR
2000 | Central Zone, Bhubaneswar | 2300 | EHT (O&M) Circle, Chainpal | 2302 | EHT (O&M) Division, Chainpal | C425 | 132/33 kV T/L S/S S/D Chainpal | 3000002371 | MALE CONTACTFOR 132 KV SS MAKE ISOLATOR | SPR.ISO132SS.A019 | ZSPR_ACT | ZSPR | NOS | 10 | 20000 | INR
2000 | Central Zone, Bhubaneswar | 2300 | EHT (O&M) Circle, Chainpal | 2302 | EHT (O&M) Division, Chainpal | C425 | 132/33 kV T/L S/S S/D Chainpal | 3000002373 | PC,RELAY,MCB,SWITCH,FUSE FOR 132KVSS ISO | SPR.ISO132SS.A021 | ZSPR_ACT | ZSPR | NOS | 9 | 74223.63 | INR
2000 | Central Zone, Bhubaneswar | 2300 | EHT (O&M) Circle, Chainpal | 2302 | EHT (O&M) Division, Chainpal | C424 | 132/33 kV T/L S/S S/D Boinda | 3000002377 | EARTHING ROD & BLADE 132KV ISOLATOR | SPR.ISO132SS.A027 | ZSPR_ACT | ZSPR | NOS | 1 | 6000 | INR
2000 | Central Zone, Bhubaneswar | 2300 | EHT (O&M) Circle, Chainpal | 2302 | EHT (O&M) Division, Chainpal | C425 | 132/33 kV T/L S/S S/D Chainpal | 3000002411 | MALE CONTACTOF 220KV BIMCO ISOLATOR | SPR.ISO220BMCO.A01 | ZSPR_ACT | ZSPR | NOS | 3 | 26695.2 | INR
2000 | Central Zone, Bhubaneswar | 2300 | EHT (O&M) Circle, Chainpal | 2302 | EHT (O&M) Division, Chainpal | C425 | 132/33 kV T/L S/S S/D Chainpal | 3000002412 | FEMALE CONTACTOF 220KV BIMCO ISOLATOR | SPR.ISO220BMCO.A02 | ZSPR_ACT | ZSPR | NOS | 3 | 25275 | INR
2000 | Central Zone, Bhubaneswar | 2300 | EHT (O&M) Circle, Chainpal | 2302 | EHT (O&M) Division, Chainpal | C425 | 132/33 kV T/L S/S S/D Chainpal | 3000002428 | FEMALE CONTACTOF 220KV HIVELM ISOLATOR | SPR.ISO220HVLM.B01 | ZSPR_ACT | ZSPR | NOS | 3 | 25275 | INR
2000 | Central Zone, Bhubaneswar | 2300 | EHT (O&M) Circle, Chainpal | 2302 | EHT (O&M) Division, Chainpal | C425 | 132/33 kV T/L S/S S/D Chainpal | 3000002434 | MALE & FEMALE CONTACTFOR 220KV ISOLATOR | SPR.ISO220SS.A009 | ZSPR_ACT | ZSPR | NOS | 17 | 220085.06 | INR
2000 | Central Zone, Bhubaneswar | 2300 | EHT (O&M) Circle, Chainpal | 2302 | EHT (O&M) Division, Chainpal | C425 | 132/33 kV T/L S/S S/D Chainpal | 3000002446 | FEMALE CONTACTOF 220KV W/H ISOLATOR | SPR.ISO220WH.C01 | ZSPR_ACT | ZSPR | NOS | 2 | 16850 | INR
2000 | Central Zone, Bhubaneswar | 2300 | EHT (O&M) Circle, Chainpal | 2302 | EHT (O&M) Division, Chainpal | C425 | 132/33 kV T/L S/S S/D Chainpal | 3000002447 | MALE CONTACTOF 220kV ISOLATOR | SPR.ISO220WH.C02 | ZSPR_ACT | ZSPR | NOS | 9 | 47025 | INR
2000 | Central Zone, Bhubaneswar | 2300 | EHT (O&M) Circle, Chainpal | 2302 | EHT (O&M) Division, Chainpal | C426 | 132/33 kV T/L S/S S/D Angul | 3000002480 | FEMALE CONTACTFOR 33KV SS MAKE ISOLATOR | SPR.ISO33SS.A002 | ZSPR_ACT | ZSPR | NOS | 11 | 36280.42 | INR
2000 | Central Zone, Bhubaneswar | 2300 | EHT (O&M) Circle, Chainpal | 2302 | EHT (O&M) Division, Chainpal | C425 | 132/33 kV T/L S/S S/D Chainpal | 3000002481 | MALE CONTACTBLADES 33KV SS ISOLATOR | SPR.ISO33SS.A003 | ZSPR_SUP | ZSPR | NOS | 2 | 9980 | INR
2000 | Central Zone, Bhubaneswar | 2300 | EHT (O&M) Circle, Chainpal | 2302 | EHT (O&M) Division, Chainpal | C425 | 132/33 kV T/L S/S S/D Chainpal | 3000002482 | MECHANISM BOX FOR 33KV ISOLATOR | SPR.ISO33SS.A004 | ZSPR_SUP | ZSPR | NOS | 30 | 30 | INR
2000 | Central Zone, Bhubaneswar | 2300 | EHT (O&M) Circle, Chainpal | 2302 | EHT (O&M) Division, Chainpal | C425 | 132/33 kV T/L S/S S/D Chainpal | 3000002482 | MECHANISM BOX FOR 33KV ISOLATOR | SPR.ISO33SS.A004 | ZSPR_ACT | ZSPR | NOS | 5 | 42500 | INR
2000 | Central Zone, Bhubaneswar | 2300 | EHT (O&M) Circle, Chainpal | 2302 | EHT (O&M) Division, Chainpal | C422 | 220/33 kV T/L S/S S/D Rengali | 3000002554 | MISCELLANEOUS SPARE ITEMS | SPR.MISC.A001 | ZSPR_US | ZSPR | NOS | 1 | 8775435.32 | INR
2000 | Central Zone, Bhubaneswar | 2300 | EHT (O&M) Circle, Chainpal | 2302 | EHT (O&M) Division, Chainpal | C425 | 132/33 kV T/L S/S S/D Chainpal | 3000002554 | MISCELLANEOUS SPARE ITEMS | SPR.MISC.A001 | ZSPR_THEFT | ZSPR | NOS | 1 | 2283836.38 | INR
2000 | Central Zone, Bhubaneswar | 2300 | EHT (O&M) Circle, Chainpal | 2302 | EHT (O&M) Division, Chainpal | C425 | 132/33 kV T/L S/S S/D Chainpal | 3000002558 | SELECTOR SWITCH | SPR.MISC.A011 | ZSPR_US | ZSPR | NOS | 2 | 2 | INR
2000 | Central Zone, Bhubaneswar | 2300 | EHT (O&M) Circle, Chainpal | 2302 | EHT (O&M) Division, Chainpal | CL22 | 220/33 kV T/L S/S S/D Rengali_Line | 3000002575 | MEDIUM COATED WELDING ELECTRODES | SPR.MISC.A045 | ZSPR_ACT | ZSPR | NOS | 10 | 2550 | INR
2000 | Central Zone, Bhubaneswar | 2300 | EHT (O&M) Circle, Chainpal | 2302 | EHT (O&M) Division, Chainpal | C426 | 132/33 kV T/L S/S S/D Angul | 3000002617 | SPARE FOR 33KV EARTH SWITCH | SPR.MISC.A152 | ZSPR_ACT | ZSPR | NOS | 2 | 7428.58 | INR
2000 | Central Zone, Bhubaneswar | 2300 | EHT (O&M) Circle, Chainpal | 2302 | EHT (O&M) Division, Chainpal | C424 | 132/33 kV T/L S/S S/D Boinda | 3000002684 | ONE POLE STACK OF 33KV ISOLATOR | SPR.MISC.A278 | ZSPR_ACT | ZSPR | NOS | 1 | 15000 | INR
2000 | Central Zone, Bhubaneswar | 2300 | EHT (O&M) Circle, Chainpal | 2302 | EHT (O&M) Division, Chainpal | C425 | 132/33 kV T/L S/S S/D Chainpal | 3000002729 | Electronic Hooter | SPR.MISC.A367 | ZSPR_ACT | ZSPR | NOS | 1 | 1770 | INR
2000 | Central Zone, Bhubaneswar | 2300 | EHT (O&M) Circle, Chainpal | 2302 | EHT (O&M) Division, Chainpal | C426 | 132/33 kV T/L S/S S/D Angul | 3000002759 | 33 KV Pad Clamp for ACSR zebra conductor | SPR.MISC.A482 | ZSPR_ACT | ZSPR | NOS | 25 | 24100 | INR
2000 | Central Zone, Bhubaneswar | 2300 | EHT (O&M) Circle, Chainpal | 2302 | EHT (O&M) Division, Chainpal | C424 | 132/33 kV T/L S/S S/D Boinda | 3000002766 | All Pad Connector | SPR.MISC.A505 | ZSPR_ACT | ZSPR | NOS | 4 | 8176 | INR
2000 | Central Zone, Bhubaneswar | 2300 | EHT (O&M) Circle, Chainpal | 2302 | EHT (O&M) Division, Chainpal | C426 | 132/33 kV T/L S/S S/D Angul | 3000002837 | CURRENT Tfr FOR ACDC | SPR.PNL400MKTL.A014 | ZSPR_ACT | ZSPR | NOS | 3 | 16725 | INR
2000 | Central Zone, Bhubaneswar | 2300 | EHT (O&M) Circle, Chainpal | 2302 | EHT (O&M) Division, Chainpal | C424 | 132/33 kV T/L S/S S/D Boinda | 3000002892 | TPI(REMOTE) 12.5MVA 132/33KV APEX Tfr | SPR.TFR12.5APEX.EB01 | ZSPR_ACT | ZSPR | NOS | 1 | 2500 | INR
2000 | Central Zone, Bhubaneswar | 2300 | EHT (O&M) Circle, Chainpal | 2302 | EHT (O&M) Division, Chainpal | C426 | 132/33 kV T/L S/S S/D Angul | 3000003062 | PRD of 20MVA 132/33KV IMP Tfr | SPR.TFR20IMP.BC03 | ZSPR_ACT | ZSPR | NOS | 1 | 10000 | INR
2000 | Central Zone, Bhubaneswar | 2300 | EHT (O&M) Circle, Chainpal | 2302 | EHT (O&M) Division, Chainpal | C426 | 132/33 kV T/L S/S S/D Angul | 3000003063 | MOLG for 20MVA 132/33KV IMP Tfr | SPR.TFR20IMP.BC04 | ZSPR_ACT | ZSPR | NOS | 1 | 8000 | INR
2000 | Central Zone, Bhubaneswar | 2300 | EHT (O&M) Circle, Chainpal | 2302 | EHT (O&M) Division, Chainpal | C426 | 132/33 kV T/L S/S S/D Angul | 3000003064 | CF with motor 20MVA 132/33KV IMP Tfr | SPR.TFR20IMP.BC05 | ZSPR_ACT | ZSPR | NOS | 1 | 8000 | INR
2000 | Central Zone, Bhubaneswar | 2300 | EHT (O&M) Circle, Chainpal | 2302 | EHT (O&M) Division, Chainpal | C426 | 132/33 kV T/L S/S S/D Angul | 3000003065 | Buchholz relay 20MVA 132/33KV IMP Tfr | SPR.TFR20IMP.BC06 | ZSPR_ACT | ZSPR | NOS | 1 | 5000 | INR
2000 | Central Zone, Bhubaneswar | 2300 | EHT (O&M) Circle, Chainpal | 2302 | EHT (O&M) Division, Chainpal | C426 | 132/33 kV T/L S/S S/D Angul | 3000003066 | Starter&Relay for 20MVA 132/33KV IMP Tfr | SPR.TFR20IMP.BC07 | ZSPR_ACT | ZSPR | NOS | 1 | 20000 | INR
2000 | Central Zone, Bhubaneswar | 2300 | EHT (O&M) Circle, Chainpal | 2302 | EHT (O&M) Division, Chainpal | C426 | 132/33 kV T/L S/S S/D Angul | 3000003067 | TPI (L & R) 20MVA 132/33KV IMP Tfr | SPR.TFR20IMP.BC08 | ZSPR_ACT | ZSPR | NOS | 1 | 5000 | INR
2000 | Central Zone, Bhubaneswar | 2300 | EHT (O&M) Circle, Chainpal | 2302 | EHT (O&M) Division, Chainpal | C426 | 132/33 kV T/L S/S S/D Angul | 3000003069 | Lamps for20MVA 132/33KV IMP Tfr | SPR.TFR20IMP.BC10 | ZSPR_ACT | ZSPR | NOS | 1 | 3000 | INR
2000 | Central Zone, Bhubaneswar | 2300 | EHT (O&M) Circle, Chainpal | 2302 | EHT (O&M) Division, Chainpal | C425 | 132/33 kV T/L S/S S/D Chainpal | 3000003152 | CF & MOTOR 40MVA 132/33KV AREVA Tfr | SPR.TFR40ARVA.EA01 | ZSPR_ACT | ZSPR | NOS | 1 | 8607.5 | INR
2000 | Central Zone, Bhubaneswar | 2300 | EHT (O&M) Circle, Chainpal | 2302 | EHT (O&M) Division, Chainpal | C426 | 132/33 kV T/L S/S S/D Angul | 3000003152 | CF & MOTOR 40MVA 132/33KV AREVA Tfr | SPR.TFR40ARVA.EA01 | ZSPR_US | ZSPR | NOS | 1 | 8811.5 | INR
2000 | Central Zone, Bhubaneswar | 2300 | EHT (O&M) Circle, Chainpal | 2302 | EHT (O&M) Division, Chainpal | C425 | 132/33 kV T/L S/S S/D Chainpal | 3000003153 | TPI FOR 40MVA 132/33KV AREVA Tfr | SPR.TFR40ARVA.EB01 | ZSPR_ACT | ZSPR | NOS | 1 | 11476 | INR
2000 | Central Zone, Bhubaneswar | 2300 | EHT (O&M) Circle, Chainpal | 2302 | EHT (O&M) Division, Chainpal | C426 | 132/33 kV T/L S/S S/D Angul | 3000003153 | TPI FOR 40MVA 132/33KV AREVA Tfr | SPR.TFR40ARVA.EB01 | ZSPR_ACT | ZSPR | NOS | 1 | 11476 | INR
2000 | Central Zone, Bhubaneswar | 2300 | EHT (O&M) Circle, Chainpal | 2302 | EHT (O&M) Division, Chainpal | C426 | 132/33 kV T/L S/S S/D Angul | 3000003154 | BUCHHOLZ RELAY 40MVA 132/33KV AREVA Tfr | SPR.TFR40ARVA.EC01 | ZSPR_ACT | ZSPR | NOS | 1 | 11476 | INR
2000 | Central Zone, Bhubaneswar | 2300 | EHT (O&M) Circle, Chainpal | 2302 | EHT (O&M) Division, Chainpal | C425 | 132/33 kV T/L S/S S/D Chainpal | 3000003155 | CRS of 40MVA 132/33KV AREVA Tfr | SPR.TFR40ARVA.EC02 | ZSPR_ACT | ZSPR | NOS | 1 | 45903 | INR
2000 | Central Zone, Bhubaneswar | 2300 | EHT (O&M) Circle, Chainpal | 2302 | EHT (O&M) Division, Chainpal | C425 | 132/33 kV T/L S/S S/D Chainpal | 3000003158 | OTI&CONTACTOF 40MVA 132/33KV AREVA Tfr | SPR.TFR40ARVA.EC05 | ZSPR_ACT | ZSPR | NOS | 1 | 28690 | INR
2000 | Central Zone, Bhubaneswar | 2300 | EHT (O&M) Circle, Chainpal | 2302 | EHT (O&M) Division, Chainpal | C426 | 132/33 kV T/L S/S S/D Angul | 3000003159 | PRD 40MVA 132/33KV AREVA Tfr | SPR.TFR40ARVA.EC06 | ZSPR_ACT | ZSPR | NOS | 1 | 11476 | INR
2000 | Central Zone, Bhubaneswar | 2300 | EHT (O&M) Circle, Chainpal | 2302 | EHT (O&M) Division, Chainpal | C425 | 132/33 kV T/L S/S S/D Chainpal | 3000003159 | PRD 40MVA 132/33KV AREVA Tfr | SPR.TFR40ARVA.EC06 | ZSPR_ACT | ZSPR | NOS | 1 | 11476 | INR
2000 | Central Zone, Bhubaneswar | 2300 | EHT (O&M) Circle, Chainpal | 2302 | EHT (O&M) Division, Chainpal | C425 | 132/33 kV T/L S/S S/D Chainpal | 3000003161 | WTI with Contact-40MVA Tfr | SPR.TFR40ARVA.EC08 | ZSPR_ACT | ZSPR | NOS | 1 | 28690 | INR
2000 | Central Zone, Bhubaneswar | 2300 | EHT (O&M) Circle, Chainpal | 2302 | EHT (O&M) Division, Chainpal | C426 | 132/33 kV T/L S/S S/D Angul | 3000003161 | WTI with Contact-40MVA Tfr | SPR.TFR40ARVA.EC08 | ZSPR_ACT | ZSPR | NOS | 1 | 28690 | INR
2000 | Central Zone, Bhubaneswar | 2300 | EHT (O&M) Circle, Chainpal | 2302 | EHT (O&M) Division, Chainpal | C425 | 132/33 kV T/L S/S S/D Chainpal | 3000003163 | BUCHHOLZ RELAY 40MVA 132/33KV AREVA Tfr | SPR.TFR40ARVA.EC10 | ZSPR_ACT | ZSPR | NOS | 1 | 11476 | INR
2000 | Central Zone, Bhubaneswar | 2300 | EHT (O&M) Circle, Chainpal | 2302 | EHT (O&M) Division, Chainpal | C426 | 132/33 kV T/L S/S S/D Angul | 3000003166 | S SWITCH OF 40MVA 132/33KV AREVA Tfr | SPR.TFR40ARVA.EC13 | ZSPR_ACT | ZSPR | NOS | 3 | 4050 | INR
2000 | Central Zone, Bhubaneswar | 2300 | EHT (O&M) Circle, Chainpal | 2302 | EHT (O&M) Division, Chainpal | C426 | 132/33 kV T/L S/S S/D Angul | 3000003167 | AUX CONTACTOR of40MVA 132/33KV AREVA Tfr | SPR.TFR40ARVA.EC14 | ZSPR_ACT | ZSPR | NOS | 1 | 1350 | INR
2000 | Central Zone, Bhubaneswar | 2300 | EHT (O&M) Circle, Chainpal | 2302 | EHT (O&M) Division, Chainpal | C426 | 132/33 kV T/L S/S S/D Angul | 3000003169 | LIMIT SWITCH of 40MVA 132/33KV AREVA Tfr | SPR.TFR40ARVA.EC16 | ZSPR_ACT | ZSPR | NOS | 1 | 1350 | INR
2000 | Central Zone, Bhubaneswar | 2300 | EHT (O&M) Circle, Chainpal | 2302 | EHT (O&M) Division, Chainpal | C426 | 132/33 kV T/L S/S S/D Angul | 3000003175 | TOL RELAY of 40MVA 132/33KV AREVA Tfr | SPR.TFR40ARVA.EC23 | ZSPR_ACT | ZSPR | NOS | 1 | 1350 | INR
2000 | Central Zone, Bhubaneswar | 2300 | EHT (O&M) Circle, Chainpal | 2302 | EHT (O&M) Division, Chainpal | C426 | 132/33 kV T/L S/S S/D Angul | 3000003176 | RFC switch of 40MVA 132/33KV AREVA Tfr | SPR.TFR40ARVA.EC25 | ZSPR_ACT | ZSPR | NOS | 1 | 1350 | INR
2000 | Central Zone, Bhubaneswar | 2300 | EHT (O&M) Circle, Chainpal | 2302 | EHT (O&M) Division, Chainpal | C426 | 132/33 kV T/L S/S S/D Angul | 3000003177 | Aux Cont of 40MVA 132/33KV AREVA Tfr | SPR.TFR40ARVA.EC28 | ZSPR_ACT | ZSPR | NOS | 1 | 1350 | INR
2000 | Central Zone, Bhubaneswar | 2300 | EHT (O&M) Circle, Chainpal | 2302 | EHT (O&M) Division, Chainpal | C426 | 132/33 kV T/L S/S S/D Angul | 3000003179 | MCB 10A TPN FOR 40MVA 132/33KV AREVA Tfr | SPR.TFR40ARVA.EC30 | ZSPR_ACT | ZSPR | NOS | 3 | 5064 | INR
2000 | Central Zone, Bhubaneswar | 2300 | EHT (O&M) Circle, Chainpal | 2302 | EHT (O&M) Division, Chainpal | C426 | 132/33 kV T/L S/S S/D Angul | 3000003180 | MCB 2ATP FOR 40MVA 132/33KV AREVA Tfr | SPR.TFR40ARVA.EC31 | ZSPR_ACT | ZSPR | NOS | 8 | 13504 | INR
2000 | Central Zone, Bhubaneswar | 2300 | EHT (O&M) Circle, Chainpal | 2302 | EHT (O&M) Division, Chainpal | C426 | 132/33 kV T/L S/S S/D Angul | 3000003181 | MCB of 40MVA 132/33KV AREVA Tfr | SPR.TFR40ARVA.EC32 | ZSPR_ACT | ZSPR | NOS | 1 | 1688 | INR
2000 | Central Zone, Bhubaneswar | 2300 | EHT (O&M) Circle, Chainpal | 2302 | EHT (O&M) Division, Chainpal | C426 | 132/33 kV T/L S/S S/D Angul | 3000003182 | MCB FOR 40MVA 132/33KV AREVA Tfr | SPR.TFR40ARVA.EC35 | ZSPR_ACT | ZSPR | NOS | 2 | 3376 | INR
2000 | Central Zone, Bhubaneswar | 2300 | EHT (O&M) Circle, Chainpal | 2302 | EHT (O&M) Division, Chainpal | C426 | 132/33 kV T/L S/S S/D Angul | 3000003183 | RS SWITCH-40MVA 132/33KV AREVATfr | SPR.TFR40ARVA.EC37 | ZSPR_ACT | ZSPR | NOS | 3 | 4050 | INR
2000 | Central Zone, Bhubaneswar | 2300 | EHT (O&M) Circle, Chainpal | 2302 | EHT (O&M) Division, Chainpal | C425 | 132/33 kV T/L S/S S/D Chainpal | 3000003184 | LAMP of 40MVA 132/33KV AREVA Tfr | SPR.TFR40ARVA.EC38 | ZSPR_ACT | ZSPR | NOS | 1 | 14664 | INR
2000 | Central Zone, Bhubaneswar | 2300 | EHT (O&M) Circle, Chainpal | 2302 | EHT (O&M) Division, Chainpal | C425 | 132/33 kV T/L S/S S/D Chainpal | 3000003185 | COMPLETE SET OF MCB-40MVA AREVA Tfr | SPR.TFR40ARVA.EC39 | ZSPR_ACT | ZSPR | NOS | 1 | 28690 | INR
2000 | Central Zone, Bhubaneswar | 2300 | EHT (O&M) Circle, Chainpal | 2302 | EHT (O&M) Division, Chainpal | C426 | 132/33 kV T/L S/S S/D Angul | 3000003187 | MOLG FOR 40MVA 132/33KV AREVA Tfr | SPR.TFR40ARVA.EC41 | ZSPR_ACT | ZSPR | NOS | 1 | 11476 | INR
2000 | Central Zone, Bhubaneswar | 2300 | EHT (O&M) Circle, Chainpal | 2302 | EHT (O&M) Division, Chainpal | C426 | 132/33 kV T/L S/S S/D Angul | 3000003189 | CB 6NO+5NC-40MVA 132/33KV AREVA Tfr | SPR.TFR40ARVA.EC44 | ZSPR_ACT | ZSPR | NOS | 11 | 14850 | INR
2000 | Central Zone, Bhubaneswar | 2300 | EHT (O&M) Circle, Chainpal | 2302 | EHT (O&M) Division, Chainpal | C425 | 132/33 kV T/L S/S S/D Chainpal | 3000003216 | C. FAN & MOTOR-40MVA 220/33KV BHEL Tfr | SPR.TFR40BHEL.DA01 | ZSPR_US | ZSPR | NOS | 1 | 1 | INR
2000 | Central Zone, Bhubaneswar | 2300 | EHT (O&M) Circle, Chainpal | 2302 | EHT (O&M) Division, Chainpal | C425 | 132/33 kV T/L S/S S/D Chainpal | 3000003216 | C. FAN & MOTOR-40MVA 220/33KV BHEL Tfr | SPR.TFR40BHEL.DA01 | ZSPR_ACT | ZSPR | NOS | 1 | 1 | INR
2000 | Central Zone, Bhubaneswar | 2300 | EHT (O&M) Circle, Chainpal | 2302 | EHT (O&M) Division, Chainpal | C425 | 132/33 kV T/L S/S S/D Chainpal | 3000003217 | PRD of 40MVA 220/33KV BHEL Tfr | SPR.TFR40BHEL.DC01 | ZSPR_ACT | ZSPR | NOS | 2 | 2 | INR
2000 | Central Zone, Bhubaneswar | 2300 | EHT (O&M) Circle, Chainpal | 2302 | EHT (O&M) Division, Chainpal | C425 | 132/33 kV T/L S/S S/D Chainpal | 3000003218 | WTI of 40MVA 220/33KV BHEL Tfr | SPR.TFR40BHEL.DC02 | ZSPR_ACT | ZSPR | SET | 2 | 2 | INR
2000 | Central Zone, Bhubaneswar | 2300 | EHT (O&M) Circle, Chainpal | 2302 | EHT (O&M) Division, Chainpal | C425 | 132/33 kV T/L S/S S/D Chainpal | 3000003219 | BUCHHOLZ RELAY 40MVA 220/33KV BHEL Tfr | SPR.TFR40BHEL.DC04 | ZSPR_ACT | ZSPR | NOS | 1 | 1 | INR
2000 | Central Zone, Bhubaneswar | 2300 | EHT (O&M) Circle, Chainpal | 2302 | EHT (O&M) Division, Chainpal | C425 | 132/33 kV T/L S/S S/D Chainpal | 3000003220 | MOLG of 40MVA 220/33KV BHEL Tfr | SPR.TFR40BHEL.DC05 | ZSPR_ACT | ZSPR | NOS | 2 | 2 | INR
2000 | Central Zone, Bhubaneswar | 2300 | EHT (O&M) Circle, Chainpal | 2302 | EHT (O&M) Division, Chainpal | C425 | 132/33 kV T/L S/S S/D Chainpal | 3000003221 | TPI FOR 220/33KV 40MVA BHEL Tfr | SPR.TFR40BHEL.DC06 | ZSPR_ACT | ZSPR | NOS | 2 | 2 | INR
2000 | Central Zone, Bhubaneswar | 2300 | EHT (O&M) Circle, Chainpal | 2302 | EHT (O&M) Division, Chainpal | C425 | 132/33 kV T/L S/S S/D Chainpal | 3000003222 | HV BUSHING FOR 40MVA 220/33KV BHEL Tfr | SPR.TFR40BHEL.DF01 | ZSPR_ACT | ZSPR | NOS | 2 | 2 | INR
2000 | Central Zone, Bhubaneswar | 2300 | EHT (O&M) Circle, Chainpal | 2302 | EHT (O&M) Division, Chainpal | C425 | 132/33 kV T/L S/S S/D Chainpal | 3000003223 | LV BUSHING FOR 40MVA 220/33KV BHEL Tfr | SPR.TFR40BHEL.DF02 | ZSPR_ACT | ZSPR | NOS | 2 | 2 | INR
2000 | Central Zone, Bhubaneswar | 2300 | EHT (O&M) Circle, Chainpal | 2302 | EHT (O&M) Division, Chainpal | C425 | 132/33 kV T/L S/S S/D Chainpal | 3000003224 | HV N BUSHING FOR 40MVA 220/33KV BHEL Tfr | SPR.TFR40BHEL.DF03 | ZSPR_ACT | ZSPR | NOS | 2 | 2 | INR
2000 | Central Zone, Bhubaneswar | 2300 | EHT (O&M) Circle, Chainpal | 2302 | EHT (O&M) Division, Chainpal | C425 | 132/33 kV T/L S/S S/D Chainpal | 3000003225 | lV N BUSHING FOR 40MVA 220/33KV BHEL Tfr | SPR.TFR40BHEL.DF04 | ZSPR_ACT | ZSPR | NOS | 2 | 2 | INR
2000 | Central Zone, Bhubaneswar | 2300 | EHT (O&M) Circle, Chainpal | 2302 | EHT (O&M) Division, Chainpal | C425 | 132/33 kV T/L S/S S/D Chainpal | 3000003226 | STARTER FOR 40MVA 220/33KV Tfr BHEL | SPR.TFR40BHEL.DF05 | ZSPR_ACT | ZSPR | SET | 2 | 2 | INR
2000 | Central Zone, Bhubaneswar | 2300 | EHT (O&M) Circle, Chainpal | 2302 | EHT (O&M) Division, Chainpal | C425 | 132/33 kV T/L S/S S/D Chainpal | 3000003227 | FUSES FOR 40 MVA 220/33KV POWER Tfr BHEL | SPR.TFR40BHEL.DF06 | ZSPR_ACT | ZSPR | SET | 2 | 2 | INR
2000 | Central Zone, Bhubaneswar | 2300 | EHT (O&M) Circle, Chainpal | 2302 | EHT (O&M) Division, Chainpal | C425 | 132/33 kV T/L S/S S/D Chainpal | 3000003228 | LAMPS FOR 40 MVA 220/33KV Tfr BHEL | SPR.TFR40BHEL.DF07 | ZSPR_ACT | ZSPR | SET | 2 | 2 | INR
2000 | Central Zone, Bhubaneswar | 2300 | EHT (O&M) Circle, Chainpal | 2302 | EHT (O&M) Division, Chainpal | C425 | 132/33 kV T/L S/S S/D Chainpal | 3000003392 | G2 132 KV BEAM STRUCTURE | STRS.132BEAM.A003 | ZSPR_ACT | ZSPR | MT | 1.8 | 116265.63 | INR
2000 | Central Zone, Bhubaneswar | 2300 | EHT (O&M) Circle, Chainpal | 2302 | EHT (O&M) Division, Chainpal | C425 | 132/33 kV T/L S/S S/D Chainpal | 3000003394 | T1S 132 KV COLUMN STRUCTURE | STRS.132COLMN.A001 | ZSPR_ACT | ZSPR | MT | 0.051 | 5035.24 | INR
2000 | Central Zone, Bhubaneswar | 2300 | EHT (O&M) Circle, Chainpal | 2302 | EHT (O&M) Division, Chainpal | C425 | 132/33 kV T/L S/S S/D Chainpal | 3000003395 | T4S 132 KV COLUMN STRUCTURE | STRS.132COLMN.A002 | ZSPR_ACT | ZSPR | MT | 0.5 | 49000 | INR
2000 | Central Zone, Bhubaneswar | 2300 | EHT (O&M) Circle, Chainpal | 2302 | EHT (O&M) Division, Chainpal | C426 | 132/33 kV T/L S/S S/D Angul | 3000003397 | Equipment structure of CTfor 132KV | STRS.132EQPT.A013 | ZSPR_US | ZSPR | MT | 0.22 | 5000 | INR
2000 | Central Zone, Bhubaneswar | 2300 | EHT (O&M) Circle, Chainpal | 2302 | EHT (O&M) Division, Chainpal | C426 | 132/33 kV T/L S/S S/D Angul | 3000003440 | Equipment structure of PI for 33KV | STRS.33EQPT.A017 | ZSPR_ACT | ZSPR | MT | 0.13 | 8509.77 | INR
2000 | Central Zone, Bhubaneswar | 2300 | EHT (O&M) Circle, Chainpal | 2302 | EHT (O&M) Division, Chainpal | C425 | 132/33 kV T/L S/S S/D Chainpal | 3000003493 | 132 KV PC TYPE TEMPLATE | TWR.132PC.TMPL.A001 | ZSPR_ACT | ZSPR | MT | 0.876 | 83220 | INR
2000 | Central Zone, Bhubaneswar | 2300 | EHT (O&M) Circle, Chainpal | 2302 | EHT (O&M) Division, Chainpal | CL22 | 220/33 kV T/L S/S S/D Rengali_Line | 3000003515 | 220 KV OA TYPE STUB | TWR.220OA.STUB.A001 | ZSPR_ACT | ZSPR | MT | 0.229 | 11450 | INR
2000 | Central Zone, Bhubaneswar | 2300 | EHT (O&M) Circle, Chainpal | 2302 | EHT (O&M) Division, Chainpal | C423 | 132 kV Line S/D (DMK) Chainpal | 3000003518 | 6mtr extension to 220 KV OA type Tower | TWR.220OA+6.L.A001 | ZSPR_ACT | ZSPR | MT | 4.491 | 255636.66 | INR
2000 | Central Zone, Bhubaneswar | 2300 | EHT (O&M) Circle, Chainpal | 2302 | EHT (O&M) Division, Chainpal | C425 | 132/33 kV T/L S/S S/D Chainpal | 3000003526 | 220 KV OC TYPE TEMPLATE | TWR.220OC.TMPL.A001 | ZSPR_ACT | ZSPR | MT | 2.27 | 192933 | INR
2000 | Central Zone, Bhubaneswar | 2300 | EHT (O&M) Circle, Chainpal | 2302 | EHT (O&M) Division, Chainpal | CL22 | 220/33 kV T/L S/S S/D Rengali_Line | 3000003555 | ANTICLIMBING DEVICE | TWR.ACD.A001 | ZSPR_ACT | ZSPR | SET | 12 | 74544 | INR
2000 | Central Zone, Bhubaneswar | 2300 | EHT (O&M) Circle, Chainpal | 2302 | EHT (O&M) Division, Chainpal | CL22 | 220/33 kV T/L S/S S/D Rengali_Line | 3000003558 | TOWER CIRCUIT PLATE | TWR.CKT.PLT.A001 | ZSPR_ACT | ZSPR | NOS | 26 | 3666 | INR
2000 | Central Zone, Bhubaneswar | 2300 | EHT (O&M) Circle, Chainpal | 2302 | EHT (O&M) Division, Chainpal | C425 | 132/33 kV T/L S/S S/D Chainpal | 3000003560 | DISMANTLED TOWER MEMBERS | TWR.DISMENTAL.A001 | ZSPR_SUP | ZSPR | MT | 34.93 | 34.93 | INR
2000 | Central Zone, Bhubaneswar | 2300 | EHT (O&M) Circle, Chainpal | 2302 | EHT (O&M) Division, Chainpal | C425 | 132/33 kV T/L S/S S/D Chainpal | 3000003560 | DISMANTLED TOWER MEMBERS | TWR.DISMENTAL.A001 | ZSPR_THEFT | ZSPR | MT | 5.297 | 425299 | INR
2000 | Central Zone, Bhubaneswar | 2300 | EHT (O&M) Circle, Chainpal | 2302 | EHT (O&M) Division, Chainpal | CL22 | 220/33 kV T/L S/S S/D Rengali_Line | 3000003561 | DANGER BOARD | TWR.DNGRBRD.A001 | ZSPR_ACT | ZSPR | NOS | 13 | 4290 | INR
2000 | Central Zone, Bhubaneswar | 2300 | EHT (O&M) Circle, Chainpal | 2302 | EHT (O&M) Division, Chainpal | C427 | 220 kV Line S/D (DMK) Chainpal | 3000003562 | ASSORTED GI TOWER ANGLE | TWR.GI.ANGLE.A001 | ZSPR_ACT | ZSPR | MT | 49.46 | 819911.69 | INR
2000 | Central Zone, Bhubaneswar | 2300 | EHT (O&M) Circle, Chainpal | 2302 | EHT (O&M) Division, Chainpal | CL22 | 220/33 kV T/L S/S S/D Rengali_Line | 3000003578 | TOWER NUMBER PLATE | TWR.NO.PLT.A001 | ZSPR_ACT | ZSPR | NOS | 17 | 3043 | INR
2000 | Central Zone, Bhubaneswar | 2300 | EHT (O&M) Circle, Chainpal | 2302 | EHT (O&M) Division, Chainpal | CL22 | 220/33 kV T/L S/S S/D Rengali_Line | 3000003579 | TOWER PHASE PLATE | TWR.PH.PLT.A001 | ZSPR_ACT | ZSPR | NOS | 78 | 10998 | INR
2000 | Central Zone, Bhubaneswar | 2300 | EHT (O&M) Circle, Chainpal | 2302 | EHT (O&M) Division, Chainpal | C423 | 132 kV Line S/D (DMK) Chainpal | 3000003581 | 16X175 MM TOWER STEP BOLT | TWR.STP.BLT.A001 | ZSPR_ACT | ZSPR | KG | 18 | 1635.66 | INR
2000 | Central Zone, Bhubaneswar | 2300 | EHT (O&M) Circle, Chainpal | 2302 | EHT (O&M) Division, Chainpal | C425 | 132/33 kV T/L S/S S/D Chainpal | 3000003587 | 132 KV WAVE TRAP 1200/1.0mH | WT.132.F007 | ZSPR_ACT | ZSPR | NOS | 2 | 1107754.72 | INR
2000 | Central Zone, Bhubaneswar | 2300 | EHT (O&M) Circle, Chainpal | 2302 | EHT (O&M) Division, Chainpal | C422 | 220/33 kV T/L S/S S/D Rengali | 3000003622 | HV BUSHING W/O ROD 20MVA CGL Tfr | BUSH.220CGL.AB04 | ZSPR_ACT | ZSPR | NOS | 1 | 5000 | INR
2000 | Central Zone, Bhubaneswar | 2300 | EHT (O&M) Circle, Chainpal | 2302 | EHT (O&M) Division, Chainpal | C423 | 132 kV Line S/D (DMK) Chainpal | 3000003793 | T CLAMP FOR HORSE TO HORSE | CLMP.T.AL.A013 | ZSPR_ACT | ZSPR | NOS | 15 | 12540 | INR
2000 | Central Zone, Bhubaneswar | 2300 | EHT (O&M) Circle, Chainpal | 2302 | EHT (O&M) Division, Chainpal | C422 | 220/33 kV T/L S/S S/D Rengali | 3000003850 | 500SQMMX1C SP CABLE AL HV | CBLE.SPL.AL.HV.D001 | ZSPR_ACT | ZSPR | KM | 0.248 | 59998.64 | INR
2000 | Central Zone, Bhubaneswar | 2300 | EHT (O&M) Circle, Chainpal | 2302 | EHT (O&M) Division, Chainpal | C422 | 220/33 kV T/L S/S S/D Rengali | 4000000037 | STEEL CUTTER | TNP.CUTTER.A001 | ZTNP_ACT | ZTNP | NOS | 1 | 1000 | INR
2000 | Central Zone, Bhubaneswar | 2300 | EHT (O&M) Circle, Chainpal | 2302 | EHT (O&M) Division, Chainpal | C422 | 220/33 kV T/L S/S S/D Rengali | 4000000040 | Digital insulating resistance Tester | TNP.DIRT.A001 | ZTNP_ACT | ZTNP | NOS | 1 | 32000 | INR
2000 | Central Zone, Bhubaneswar | 2300 | EHT (O&M) Circle, Chainpal | 2302 | EHT (O&M) Division, Chainpal | C422 | 220/33 kV T/L S/S S/D Rengali | 4000000056 | Distilled Water plant | TNP.DW.PLANT.A001 | ZTNP_ACT | ZTNP | NOS | 1 | 9500 | INR
2000 | Central Zone, Bhubaneswar | 2300 | EHT (O&M) Circle, Chainpal | 2302 | EHT (O&M) Division, Chainpal | C426 | 132/33 kV T/L S/S S/D Angul | 4000000113 | 5KV Automatic Insulator Tester | TNP.I.TESTER.A003 | ZTNP_FREE | ZTNP | NOS | 1 | 0 | INR
2000 | Central Zone, Bhubaneswar | 2300 | EHT (O&M) Circle, Chainpal | 2302 | EHT (O&M) Division, Chainpal | C422 | 220/33 kV T/L S/S S/D Rengali | 4000000120 | ALLUMINIUM EXTENSION LADDER | TNP.LADDER.B006 | ZTNP_ACT | ZTNP | NOS | 1 | 23300 | INR
2000 | Central Zone, Bhubaneswar | 2300 | EHT (O&M) Circle, Chainpal | 2302 | EHT (O&M) Division, Chainpal | C422 | 220/33 kV T/L S/S S/D Rengali | 4000000128 | MRI (ANALOGER) | TNP.MRI.A001 | ZTNP_ACT | ZTNP | NOS | 1 | 10000 | INR
2000 | Central Zone, Bhubaneswar | 2300 | EHT (O&M) Circle, Chainpal | 2302 | EHT (O&M) Division, Chainpal | C427 | 220 kV Line S/D (DMK) Chainpal | 4000000171 | TURN BUCKLE | TNP.TURNBUCKLE.A001 | ZTNP_ACT | ZTNP | NOS | 3 | 150 | INR
2000 | Central Zone, Bhubaneswar | 2300 | EHT (O&M) Circle, Chainpal | 2302 | EHT (O&M) Division, Chainpal | CL22 | 220/33 kV T/L S/S S/D Rengali_Line | 5000000003 | SCRAP ACSR CONDUCTOR OF DIFFERENT TYPE | SCRP.COND.ACSR.A001 | ZSRP_SCRAP | ZSRP | KM | 3.685 | 4934.84 | INR
2000 | Central Zone, Bhubaneswar | 2300 | EHT (O&M) Circle, Chainpal | 2302 | EHT (O&M) Division, Chainpal | C422 | 220/33 kV T/L S/S S/D Rengali | 5000000003 | SCRAP ACSR CONDUCTOR OF DIFFERENT TYPE | SCRP.COND.ACSR.A001 | ZSRP_SCRAP | ZSRP | KM | 10.22 | 13686.31 | INR
2000 | Central Zone, Bhubaneswar | 2300 | EHT (O&M) Circle, Chainpal | 2302 | EHT (O&M) Division, Chainpal | C424 | 132/33 kV T/L S/S S/D Boinda | 5000000006 | SCRAP 132KV CT DIFFERENT RATIO | SCRP.CT1.132OIL.A001 | ZSRP_SCRAP | ZSRP | NOS | 5 | 14709.41 | INR
2000 | Central Zone, Bhubaneswar | 2300 | EHT (O&M) Circle, Chainpal | 2302 | EHT (O&M) Division, Chainpal | C425 | 132/33 kV T/L S/S S/D Chainpal | 5000000006 | SCRAP 132KV CT DIFFERENT RATIO | SCRP.CT1.132OIL.A001 | ZSRP_SCRAP | ZSRP | NOS | 12 | 35302.59 | INR
2000 | Central Zone, Bhubaneswar | 2300 | EHT (O&M) Circle, Chainpal | 2302 | EHT (O&M) Division, Chainpal | C422 | 220/33 kV T/L S/S S/D Rengali | 5000000008 | SCRAP 36KV CT HAVING DIFFERENT RATIO | SCRP.CT1.36OIL.C001 | ZSRP_SCRAP | ZSRP | NOS | 3 | 181.2 | INR
2000 | Central Zone, Bhubaneswar | 2300 | EHT (O&M) Circle, Chainpal | 2302 | EHT (O&M) Division, Chainpal | C425 | 132/33 kV T/L S/S S/D Chainpal | 5000000008 | SCRAP 36KV CT HAVING DIFFERENT RATIO | SCRP.CT1.36OIL.C001 | ZSRP_SCRAP | ZSRP | NOS | 2 | 120.8 | INR
2000 | Central Zone, Bhubaneswar | 2300 | EHT (O&M) Circle, Chainpal | 2302 | EHT (O&M) Division, Chainpal | C424 | 132/33 kV T/L S/S S/D Boinda | 5000000010 | SCRAP 132KV OIL SP CVT DIFFERENT TYPE | SCRP.CVT.132OIL.A001 | ZSRP_SCRAP | ZSRP | NOS | 1 | 6000 | INR
2000 | Central Zone, Bhubaneswar | 2300 | EHT (O&M) Circle, Chainpal | 2302 | EHT (O&M) Division, Chainpal | C422 | 220/33 kV T/L S/S S/D Rengali | 5000000024 | SCRAP SS HWF FOR DIFFERENT TYPES | SCRP.HWF.SS.A001 | ZSRP_SCRAP | ZSRP | NOS | 20 | 20 | INR
2000 | Central Zone, Bhubaneswar | 2300 | EHT (O&M) Circle, Chainpal | 2302 | EHT (O&M) Division, Chainpal | C425 | 132/33 kV T/L S/S S/D Chainpal | 5000000031 | SCRAP 132KV ISOLATOR OF DIFFERENT TYPE | SCRP.ISO.132SI.A001 | ZSRP_SCRAP | ZSRP | NOS | 7 | 11201.4 | INR
2000 | Central Zone, Bhubaneswar | 2300 | EHT (O&M) Circle, Chainpal | 2302 | EHT (O&M) Division, Chainpal | C425 | 132/33 kV T/L S/S S/D Chainpal | 5000000059 | SCRAP AC/DC DISTRIBUTION BOARD | SCRP.MISC.A071 | ZSRP_SCRAP | ZSRP | NOS | 20 | 20 | INR
2000 | Central Zone, Bhubaneswar | 2300 | EHT (O&M) Circle, Chainpal | 2302 | EHT (O&M) Division, Chainpal | C424 | 132/33 kV T/L S/S S/D Boinda | 5000000060 | Scrap 132KV SF6 Circuit Breaker | SCRP.MISC.A074 | ZSRP_SCRAP | ZSRP | NOS | 1 | 8000 | INR
2000 | Central Zone, Bhubaneswar | 2300 | EHT (O&M) Circle, Chainpal | 2302 | EHT (O&M) Division, Chainpal | C422 | 220/33 kV T/L S/S S/D Rengali | 5000000073 | SCRAP EMPTY DRUM | SCRP.MISC.A158 | ZSRP_SCRAP | ZSRP | NOS | 5 | 5000 | INR
2000 | Central Zone, Bhubaneswar | 2300 | EHT (O&M) Circle, Chainpal | 2302 | EHT (O&M) Division, Chainpal | C422 | 220/33 kV T/L S/S S/D Rengali | 5000000094 | SCRAP CLAMPS | SCRP.MISC.A244 | ZSRP_SCRAP | ZSRP | NOS | 25 | 25 | INR
2000 | Central Zone, Bhubaneswar | 2300 | EHT (O&M) Circle, Chainpal | 2302 | EHT (O&M) Division, Chainpal | C425 | 132/33 kV T/L S/S S/D Chainpal | 5000000101 | SCRAP 132KV BUSHING OR BUSHING PIN | SCRP.MISC.A315 | ZSRP_SCRAP | ZSRP | NOS | 3 | 3 | INR
2000 | Central Zone, Bhubaneswar | 2300 | EHT (O&M) Circle, Chainpal | 2302 | EHT (O&M) Division, Chainpal | C425 | 132/33 kV T/L S/S S/D Chainpal | 5000000115 | Damaged/scrap Mechanism box | SCRP.MISC.A354 | ZSRP_SCRAP | ZSRP | NOS | 33 | 33 | INR
2000 | Central Zone, Bhubaneswar | 2300 | EHT (O&M) Circle, Chainpal | 2302 | EHT (O&M) Division, Chainpal | C422 | 220/33 kV T/L S/S S/D Rengali | 5000000122 | Scrap XLPE or different type Cable | SCRP.MISC.A381 | ZSRP_SCRAP | ZSRP | M | 180 | 1249.2 | INR
2000 | Central Zone, Bhubaneswar | 2300 | EHT (O&M) Circle, Chainpal | 2302 | EHT (O&M) Division, Chainpal | C425 | 132/33 kV T/L S/S S/D Chainpal | 5000000150 | SCRAP APEX METERING PANEL | SCRP.MTR.APEXPNL.A001 | ZSRP_SCRAP | ZSRP | NOS | 2 | 2 | INR
2000 | Central Zone, Bhubaneswar | 2300 | EHT (O&M) Circle, Chainpal | 2302 | EHT (O&M) Division, Chainpal | C425 | 132/33 kV T/L S/S S/D Chainpal | 5000000161 | SCRAP SURGE ARRESTER | SCRP.SA.132MO.A002 | ZSRP_SCRAP | ZSRP | NOS | 3 | 36 | INR
2000 | Central Zone, Bhubaneswar | 2300 | EHT (O&M) Circle, Chainpal | 2302 | EHT (O&M) Division, Chainpal | C422 | 220/33 kV T/L S/S S/D Rengali | 5000000161 | SCRAP SURGE ARRESTER | SCRP.SA.132MO.A002 | ZSRP_SCRAP | ZSRP | NOS | 1 | 12 | INR
2000 | Central Zone, Bhubaneswar | 2300 | EHT (O&M) Circle, Chainpal | 2302 | EHT (O&M) Division, Chainpal | C422 | 220/33 kV T/L S/S S/D Rengali | 5000000172 | SCRAP GI MATERIAL | SCRP.STRS.GI.A001 | ZSRP_SCRAP | ZSRP | MT | 69.195 | 69195 | INR
2000 | Central Zone, Bhubaneswar | 2300 | EHT (O&M) Circle, Chainpal | 2302 | EHT (O&M) Division, Chainpal | CL22 | 220/33 kV T/L S/S S/D Rengali_Line | 5000000172 | SCRAP GI MATERIAL | SCRP.STRS.GI.A001 | ZSRP_SCRAP | ZSRP | MT | 18 | 18000 | INR
2000 | Central Zone, Bhubaneswar | 2300 | EHT (O&M) Circle, Chainpal | 2302 | EHT (O&M) Division, Chainpal | C427 | 220 kV Line S/D (DMK) Chainpal | 5000000173 | scrap tower material | SCRP.TWR.A001 | ZSRP_SCRAP | ZSRP | MT | 29.94 | 29.94 | INR
2000 | Central Zone, Bhubaneswar | 2300 | EHT (O&M) Circle, Chainpal | 2303 | EHT (O&M) Division, Dhenkanal | C432 | 132 kV S/S S/D Kharagprasad | 1000000000 | 132KV SF6 CB with Strcture | BKR.145SF6.G.P.AI08 | ZCAP_SUP | ZCAP | NOS | 1 | 1 | INR
2000 | Central Zone, Bhubaneswar | 2300 | EHT (O&M) Circle, Chainpal | 2303 | EHT (O&M) Division, Dhenkanal | CL36 | 132/33 kV S/S S/D Khajurikote_Line | 1000000016 | ACSR PANTHER CONDUCTOR | COND.ACSR.A002 | ZCAP_ACT | ZCAP | KM | 1.05 | 211385.5 | INR
2000 | Central Zone, Bhubaneswar | 2300 | EHT (O&M) Circle, Chainpal | 2303 | EHT (O&M) Division, Dhenkanal | C434 | 132/33 kV T/L S/S S/D Kamakhyanagar | 1000000016 | ACSR PANTHER CONDUCTOR | COND.ACSR.A002 | ZCAP_ACT | ZCAP | KM | 3.6 | 724750.28 | INR
2000 | Central Zone, Bhubaneswar | 2300 | EHT (O&M) Circle, Chainpal | 2303 | EHT (O&M) Division, Dhenkanal | C438 | 220/132/33 kV S/S S/D Goda | 1000000016 | ACSR PANTHER CONDUCTOR | COND.ACSR.A002 | ZCAP_ACT | ZCAP | KM | 0.3 | 60395.86 | INR
2000 | Central Zone, Bhubaneswar | 2300 | EHT (O&M) Circle, Chainpal | 2303 | EHT (O&M) Division, Dhenkanal | CL33 | 132/33 kV T/L S/S S/D Dhenkanal_Line | 1000000016 | ACSR PANTHER CONDUCTOR | COND.ACSR.A002 | ZCAP_ACT | ZCAP | KM | 0.6 | 120791.71 | INR
2000 | Central Zone, Bhubaneswar | 2300 | EHT (O&M) Circle, Chainpal | 2303 | EHT (O&M) Division, Dhenkanal | CL37 | 132kV TL Gondia Line | 1000000016 | ACSR PANTHER CONDUCTOR | COND.ACSR.A002 | ZCAP_ACT | ZCAP | KM | 0.11 | 22145.15 | INR
2000 | Central Zone, Bhubaneswar | 2300 | EHT (O&M) Circle, Chainpal | 2303 | EHT (O&M) Division, Dhenkanal | CL37 | 132kV TL Gondia Line | 1000000016 | ACSR PANTHER CONDUCTOR | COND.ACSR.A002 | ZCAP_ACT | ZCAP | KM | 0.09 | 18118.76 | INR
2000 | Central Zone, Bhubaneswar | 2300 | EHT (O&M) Circle, Chainpal | 2303 | EHT (O&M) Division, Dhenkanal | C433 | 132/33 kV T/L S/S S/D Dhenkanal | 1000000016 | ACSR PANTHER CONDUCTOR | COND.ACSR.A002 | ZCAP_ACT | ZCAP | KM | 20.396 | 4106112.96 | INR
2000 | Central Zone, Bhubaneswar | 2300 | EHT (O&M) Circle, Chainpal | 2303 | EHT (O&M) Division, Dhenkanal | C435 | 132/33 kV T/L S/S S/D Kalarangi | 1000000016 | ACSR PANTHER CONDUCTOR | COND.ACSR.A002 | ZCAP_US | ZCAP | KM | 0.2 | 24808.59 | INR
2000 | Central Zone, Bhubaneswar | 2300 | EHT (O&M) Circle, Chainpal | 2303 | EHT (O&M) Division, Dhenkanal | CL37 | 132kV TL Gondia Line | 1000000016 | ACSR PANTHER CONDUCTOR | COND.ACSR.A002 | ZCAP_ACT | ZCAP | KM | 0.12 | 24158.34 | INR
2000 | Central Zone, Bhubaneswar | 2300 | EHT (O&M) Circle, Chainpal | 2303 | EHT (O&M) Division, Dhenkanal | CL37 | 132kV TL Gondia Line | 1000000016 | ACSR PANTHER CONDUCTOR | COND.ACSR.A002 | ZCAP_ACT | ZCAP | KM | 0.08 | 16105.56 | INR
2000 | Central Zone, Bhubaneswar | 2300 | EHT (O&M) Circle, Chainpal | 2303 | EHT (O&M) Division, Dhenkanal | C433 | 132/33 kV T/L S/S S/D Dhenkanal | 1000000017 | ACSR ZEBRA CONDUCTOR | COND.ACSR.A003 | ZCAP_ACT | ZCAP | KM | 0.169 | 37066.14 | INR
2000 | Central Zone, Bhubaneswar | 2300 | EHT (O&M) Circle, Chainpal | 2303 | EHT (O&M) Division, Dhenkanal | C438 | 220/132/33 kV S/S S/D Goda | 1000000017 | ACSR ZEBRA CONDUCTOR | COND.ACSR.A003 | ZCAP_ACT | ZCAP | KM | 0.42 | 92117.02 | INR
2000 | Central Zone, Bhubaneswar | 2300 | EHT (O&M) Circle, Chainpal | 2303 | EHT (O&M) Division, Dhenkanal | C435 | 132/33 kV T/L S/S S/D Kalarangi | 1000000017 | ACSR ZEBRA CONDUCTOR | COND.ACSR.A003 | ZCAP_ACT | ZCAP | KM | 1.505 | 330086 | INR
2000 | Central Zone, Bhubaneswar | 2300 | EHT (O&M) Circle, Chainpal | 2303 | EHT (O&M) Division, Dhenkanal | C434 | 132/33 kV T/L S/S S/D Kamakhyanagar | 1000000017 | ACSR ZEBRA CONDUCTOR | COND.ACSR.A003 | ZCAP_ACT | ZCAP | KM | 3.35 | 734742.93 | INR
2000 | Central Zone, Bhubaneswar | 2300 | EHT (O&M) Circle, Chainpal | 2303 | EHT (O&M) Division, Dhenkanal | C432 | 132 kV S/S S/D Kharagprasad | 1000000017 | ACSR ZEBRA CONDUCTOR | COND.ACSR.A003 | ZCAP_ACT | ZCAP | KM | 0.815 | 178750.89 | INR
2000 | Central Zone, Bhubaneswar | 2300 | EHT (O&M) Circle, Chainpal | 2303 | EHT (O&M) Division, Dhenkanal | C438 | 220/132/33 kV S/S S/D Goda | 1000000018 | ACSR MOOSE CONDUCTOR | COND.ACSR.A004 | ZCAP_ACT | ZCAP | KM | 0.17 | 70866.33 | INR
2000 | Central Zone, Bhubaneswar | 2300 | EHT (O&M) Circle, Chainpal | 2303 | EHT (O&M) Division, Dhenkanal | C436 | 132/33 kV S/S S/D Khajurikote | 1000000018 | ACSR MOOSE CONDUCTOR | COND.ACSR.A004 | ZCAP_ACT | ZCAP | KM | 0.1 | 41686.08 | INR
2000 | Central Zone, Bhubaneswar | 2300 | EHT (O&M) Circle, Chainpal | 2303 | EHT (O&M) Division, Dhenkanal | C436 | 132/33 kV S/S S/D Khajurikote | 1000000018 | ACSR MOOSE CONDUCTOR | COND.ACSR.A004 | ZCAP_ACT | ZCAP | KM | 0.095 | 39601.77 | INR
2000 | Central Zone, Bhubaneswar | 2300 | EHT (O&M) Circle, Chainpal | 2303 | EHT (O&M) Division, Dhenkanal | C433 | 132/33 kV T/L S/S S/D Dhenkanal | 1000000025 | 132KV 1 CORE NCTOF PRIMARY CURRENT 800A | CT.132NCT800.C001 | ZCAP_ACT | ZCAP | NOS | 1 | 417232 | INR
2000 | Central Zone, Bhubaneswar | 2300 | EHT (O&M) Circle, Chainpal | 2303 | EHT (O&M) Division, Dhenkanal | C432 | 132 kV S/S S/D Kharagprasad | 1000000027 | 36KV 1CORE NCTOF PRIMARY CURRENT 100A | CT.36NCT100.A001 | ZCAP_ACT | ZCAP | NOS | 2 | 19880.5 | INR
2000 | Central Zone, Bhubaneswar | 2300 | EHT (O&M) Circle, Chainpal | 2303 | EHT (O&M) Division, Dhenkanal | C435 | 132/33 kV T/L S/S S/D Kalarangi | 1000000027 | 36KV 1CORE NCTOF PRIMARY CURRENT 100A | CT.36NCT100.A001 | ZCAP_ACT | ZCAP | NOS | 1 | 9940.25 | INR
2000 | Central Zone, Bhubaneswar | 2300 | EHT (O&M) Circle, Chainpal | 2303 | EHT (O&M) Division, Dhenkanal | C436 | 132/33 kV S/S S/D Khajurikote | 1000000027 | 36KV 1CORE NCTOF PRIMARY CURRENT 100A | CT.36NCT100.A001 | ZCAP_ACT | ZCAP | NOS | 1 | 9940.25 | INR
2000 | Central Zone, Bhubaneswar | 2300 | EHT (O&M) Circle, Chainpal | 2303 | EHT (O&M) Division, Dhenkanal | C434 | 132/33 kV T/L S/S S/D Kamakhyanagar | 1000000030 | 36KV 1CORE NCTOF PRIMARY CURRENT 400A | CT.36NCT400.A001 | ZCAP_ACT | ZCAP | NOS | 3 | 3 | INR
2000 | Central Zone, Bhubaneswar | 2300 | EHT (O&M) Circle, Chainpal | 2303 | EHT (O&M) Division, Dhenkanal | C436 | 132/33 kV S/S S/D Khajurikote | 1000000030 | 36KV 1CORE NCTOF PRIMARY CURRENT 400A | CT.36NCT400.A001 | ZCAP_ACT | ZCAP | NOS | 2 | 2 | INR
2000 | Central Zone, Bhubaneswar | 2300 | EHT (O&M) Circle, Chainpal | 2303 | EHT (O&M) Division, Dhenkanal | C434 | 132/33 kV T/L S/S S/D Kamakhyanagar | 1000000033 | 36KV 1CORE NCTOF PRIMARY CURRENT 800A | CT.36NCT800.A001 | ZCAP_ACT | ZCAP | NOS | 1 | 52000 | INR
2000 | Central Zone, Bhubaneswar | 2300 | EHT (O&M) Circle, Chainpal | 2303 | EHT (O&M) Division, Dhenkanal | C435 | 132/33 kV T/L S/S S/D Kalarangi | 1000000033 | 36KV 1CORE NCTOF PRIMARY CURRENT 800A | CT.36NCT800.A001 | ZCAP_ACT | ZCAP | NOS | 2 | 104000 | INR
2000 | Central Zone, Bhubaneswar | 2300 | EHT (O&M) Circle, Chainpal | 2303 | EHT (O&M) Division, Dhenkanal | C438 | 220/132/33 kV S/S S/D Goda | 1000000034 | 36KV 2C NCTOF RATIO 800-400-200/1-1A | CT.36NCT800.A002 | ZCAP_ACT | ZCAP | NOS | 4 | 185409.36 | INR
2000 | Central Zone, Bhubaneswar | 2300 | EHT (O&M) Circle, Chainpal | 2303 | EHT (O&M) Division, Dhenkanal | C435 | 132/33 kV T/L S/S S/D Kalarangi | 1000000045 | 132KV CT OF RATIO 400-200-100/1-1-1-1A | CT1.132OIL400.C004 | ZCAP_ACT | ZCAP | NOS | 1 | 225496.84 | INR
2000 | Central Zone, Bhubaneswar | 2300 | EHT (O&M) Circle, Chainpal | 2303 | EHT (O&M) Division, Dhenkanal | C433 | 132/33 kV T/L S/S S/D Dhenkanal | 1000000045 | 132KV CT OF RATIO 400-200-100/1-1-1-1A | CT1.132OIL400.C004 | ZCAP_ACT | ZCAP | NOS | 1 | 225496.84 | INR
2000 | Central Zone, Bhubaneswar | 2300 | EHT (O&M) Circle, Chainpal | 2303 | EHT (O&M) Division, Dhenkanal | C432 | 132 kV S/S S/D Kharagprasad | 1000000045 | 132KV CT OF RATIO 400-200-100/1-1-1-1A | CT1.132OIL400.C004 | ZCAP_ACT | ZCAP | NOS | 1 | 225496.84 | INR
2000 | Central Zone, Bhubaneswar | 2300 | EHT (O&M) Circle, Chainpal | 2303 | EHT (O&M) Division, Dhenkanal | C434 | 132/33 kV T/L S/S S/D Kamakhyanagar | 1000000045 | 132KV CT OF RATIO 400-200-100/1-1-1-1A | CT1.132OIL400.C004 | ZCAP_SH | ZCAP | NOS | 1 | 137887.52 | INR
2000 | Central Zone, Bhubaneswar | 2300 | EHT (O&M) Circle, Chainpal | 2303 | EHT (O&M) Division, Dhenkanal | C435 | 132/33 kV T/L S/S S/D Kalarangi | 1000000047 | 132KV CT OF RATIO 600-300-150/1-1-1A | CT1.132OIL600.C003 | ZCAP_ACT | ZCAP | NOS | 1 | 175938 | INR
2000 | Central Zone, Bhubaneswar | 2300 | EHT (O&M) Circle, Chainpal | 2303 | EHT (O&M) Division, Dhenkanal | C433 | 132/33 kV T/L S/S S/D Dhenkanal | 1000000047 | 132KV CT OF RATIO 600-300-150/1-1-1A | CT1.132OIL600.C003 | ZCAP_ACT | ZCAP | NOS | 4 | 703752 | INR
2000 | Central Zone, Bhubaneswar | 2300 | EHT (O&M) Circle, Chainpal | 2303 | EHT (O&M) Division, Dhenkanal | C434 | 132/33 kV T/L S/S S/D Kamakhyanagar | 1000000049 | 132KV CT OF RATIO 800-400-200/1-1-1A | CT1.132OIL800.C003 | ZCAP_SH | ZCAP | NOS | 3 | 413662.56 | INR
2000 | Central Zone, Bhubaneswar | 2300 | EHT (O&M) Circle, Chainpal | 2303 | EHT (O&M) Division, Dhenkanal | C438 | 220/132/33 kV S/S S/D Goda | 1000000050 | 132KV CT 800-400-200/1-1-1-1A 0-2s | CT1.132OIL800.C004 | ZCAP_ACT | ZCAP | NOS | 2 | 347642.52 | INR
2000 | Central Zone, Bhubaneswar | 2300 | EHT (O&M) Circle, Chainpal | 2303 | EHT (O&M) Division, Dhenkanal | C438 | 220/132/33 kV S/S S/D Goda | 1000000054 | 220KV CT 1200-600-300/1-1-1-1-1A w/o TC | CT1.220OIL1200.B005 | ZCAP_ACT | ZCAP | NOS | 2 | 709770.16 | INR
2000 | Central Zone, Bhubaneswar | 2300 | EHT (O&M) Circle, Chainpal | 2303 | EHT (O&M) Division, Dhenkanal | C433 | 132/33 kV T/L S/S S/D Dhenkanal | 1000000062 | 36KV CT OF RATIO 400-200-100/1-1-1A | CT1.36OIL400.C003 | ZCAP_ACT | ZCAP | NOS | 1 | 1 | INR
2000 | Central Zone, Bhubaneswar | 2300 | EHT (O&M) Circle, Chainpal | 2303 | EHT (O&M) Division, Dhenkanal | C438 | 220/132/33 kV S/S S/D Goda | 1000000064 | 36KV CT 800-400-200/1-1-1A 0.2s | CT1.36OIL800.B003 | ZCAP_ACT | ZCAP | NOS | 4 | 221645.97 | INR
2000 | Central Zone, Bhubaneswar | 2300 | EHT (O&M) Circle, Chainpal | 2303 | EHT (O&M) Division, Dhenkanal | C436 | 132/33 kV S/S S/D Khajurikote | 1000000066 | 33kV CT (800-400-200/1-1-1) | CT1.36OIL800.C003 | ZCAP_SUP | ZCAP | NOS | 3 | 220039.08 | INR
2000 | Central Zone, Bhubaneswar | 2300 | EHT (O&M) Circle, Chainpal | 2303 | EHT (O&M) Division, Dhenkanal | C433 | 132/33 kV T/L S/S S/D Dhenkanal | 1000000066 | 33kV CT (800-400-200/1-1-1) | CT1.36OIL800.C003 | ZCAP_ACT | ZCAP | NOS | 3 | 219209.68 | INR
2000 | Central Zone, Bhubaneswar | 2300 | EHT (O&M) Circle, Chainpal | 2303 | EHT (O&M) Division, Dhenkanal | C435 | 132/33 kV T/L S/S S/D Kalarangi | 1000000066 | 33kV CT (800-400-200/1-1-1) | CT1.36OIL800.C003 | ZCAP_ACT | ZCAP | NOS | 1 | 73069.9 | INR
2000 | Central Zone, Bhubaneswar | 2300 | EHT (O&M) Circle, Chainpal | 2303 | EHT (O&M) Division, Dhenkanal | C438 | 220/132/33 kV S/S S/D Goda | 1000000069 | 132KV CVT | CVT.132OIL.S.C003 | ZCAP_ACT | ZCAP | NOS | 1 | 173821.26 | INR
2000 | Central Zone, Bhubaneswar | 2300 | EHT (O&M) Circle, Chainpal | 2303 | EHT (O&M) Division, Dhenkanal | C438 | 220/132/33 kV S/S S/D Goda | 1000000070 | 220 KV CVT | CVT.220OIL.S.B002 | ZCAP_ACT | ZCAP | NOS | 1 | 333157.42 | INR
2000 | Central Zone, Bhubaneswar | 2300 | EHT (O&M) Circle, Chainpal | 2303 | EHT (O&M) Division, Dhenkanal | C434 | 132/33 kV T/L S/S S/D Kamakhyanagar | 1000000074 | 7/3.15 MM SIZE G.I. EARTH WIRE | EW.STEEL.A002 | ZCAP_ACT | ZCAP | KM | 0.37 | 7400 | INR
2000 | Central Zone, Bhubaneswar | 2300 | EHT (O&M) Circle, Chainpal | 2303 | EHT (O&M) Division, Dhenkanal | C435 | 132/33 kV T/L S/S S/D Kalarangi | 1000000088 | 132KV 2000A W/O E/S Single Isolator | ISO.132SI.DB.G002 | ZCAP_ACT | ZCAP | SET | 0 | 0 | INR
2000 | Central Zone, Bhubaneswar | 2300 | EHT (O&M) Circle, Chainpal | 2303 | EHT (O&M) Division, Dhenkanal | C434 | 132/33 kV T/L S/S S/D Kamakhyanagar | 1000000118 | 132KV OIL SP 2C IVT/PT | IVT.132OIL.S.B004 | ZCAP_SH | ZCAP | NOS | 2 | 230390.8 | INR
2000 | Central Zone, Bhubaneswar | 2300 | EHT (O&M) Circle, Chainpal | 2303 | EHT (O&M) Division, Dhenkanal | C436 | 132/33 kV S/S S/D Khajurikote | 1000000118 | 132KV OIL SP 2C IVT/PT | IVT.132OIL.S.B004 | ZCAP_ACT | ZCAP | NOS | 5 | 917072.13 | INR
2000 | Central Zone, Bhubaneswar | 2300 | EHT (O&M) Circle, Chainpal | 2303 | EHT (O&M) Division, Dhenkanal | C438 | 220/132/33 kV S/S S/D Goda | 1000000118 | 132KV OIL SP 2C IVT/PT | IVT.132OIL.S.B004 | ZCAP_ACT | ZCAP | NOS | 1 | 183414.43 | INR
2000 | Central Zone, Bhubaneswar | 2300 | EHT (O&M) Circle, Chainpal | 2303 | EHT (O&M) Division, Dhenkanal | C436 | 132/33 kV S/S S/D Khajurikote | 1000000122 | 36KV 2C SP IVT/PT | IVT.36OIL.S.B003 | ZCAP_ACT | ZCAP | NOS | 3 | 168929.89 | INR
2000 | Central Zone, Bhubaneswar | 2300 | EHT (O&M) Circle, Chainpal | 2303 | EHT (O&M) Division, Dhenkanal | C437 | 132/33 kV S/S S/D Gondia | 1000000122 | 36KV 2C SP IVT/PT | IVT.36OIL.S.B003 | ZCAP_US | ZCAP | NOS | 1 | 1 | INR
2000 | Central Zone, Bhubaneswar | 2300 | EHT (O&M) Circle, Chainpal | 2303 | EHT (O&M) Division, Dhenkanal | C438 | 220/132/33 kV S/S S/D Goda | 1000000129 | 120KV SURGE ARRESTER & SAS integration | SA.120MO.A005 | ZCAP_ACT | ZCAP | NOS | 2 | 92704.68 | INR
2000 | Central Zone, Bhubaneswar | 2300 | EHT (O&M) Circle, Chainpal | 2303 | EHT (O&M) Division, Dhenkanal | C433 | 132/33 kV T/L S/S S/D Dhenkanal | 1000000130 | 132KV SURGE ARRESTER OF 120 KV | SA.145MO.GL.A001 | ZCAP_ACT | ZCAP | NOS | 3 | 71709.26 | INR
2000 | Central Zone, Bhubaneswar | 2300 | EHT (O&M) Circle, Chainpal | 2303 | EHT (O&M) Division, Dhenkanal | C436 | 132/33 kV S/S S/D Khajurikote | 1000000130 | 132KV SURGE ARRESTER OF 120 KV | SA.145MO.GL.A001 | ZCAP_ACT | ZCAP | NOS | 4 | 95612.36 | INR
2000 | Central Zone, Bhubaneswar | 2300 | EHT (O&M) Circle, Chainpal | 2303 | EHT (O&M) Division, Dhenkanal | C434 | 132/33 kV T/L S/S S/D Kamakhyanagar | 1000000130 | 132KV SURGE ARRESTER OF 120 KV | SA.145MO.GL.A001 | ZCAP_ACT | ZCAP | NOS | 4 | 95612.35 | INR
2000 | Central Zone, Bhubaneswar | 2300 | EHT (O&M) Circle, Chainpal | 2303 | EHT (O&M) Division, Dhenkanal | C435 | 132/33 kV T/L S/S S/D Kalarangi | 1000000130 | 132KV SURGE ARRESTER OF 120 KV | SA.145MO.GL.A001 | ZCAP_ACT | ZCAP | NOS | 3 | 71709.26 | INR
2000 | Central Zone, Bhubaneswar | 2300 | EHT (O&M) Circle, Chainpal | 2303 | EHT (O&M) Division, Dhenkanal | C438 | 220/132/33 kV S/S S/D Goda | 1000000131 | 216KV SURGE ARRESTER & SAS integration | SA.216MO.A005 | ZCAP_ACT | ZCAP | NOS | 3 | 247462.56 | INR
2000 | Central Zone, Bhubaneswar | 2300 | EHT (O&M) Circle, Chainpal | 2303 | EHT (O&M) Division, Dhenkanal | C438 | 220/132/33 kV S/S S/D Goda | 1000000132 | 220KV MO WITH RING SURGE ARRESTER | SA.245MO.WR.A005 | ZCAP_ACT | ZCAP | NOS | 1 | 72425.53 | INR
2000 | Central Zone, Bhubaneswar | 2300 | EHT (O&M) Circle, Chainpal | 2303 | EHT (O&M) Division, Dhenkanal | C438 | 220/132/33 kV S/S S/D Goda | 1000000133 | 30KV MO SURGE ARRESTER | SA.30MO.A001 | ZCAP_ACT | ZCAP | NOS | 1 | 17382.13 | INR
2000 | Central Zone, Bhubaneswar | 2300 | EHT (O&M) Circle, Chainpal | 2303 | EHT (O&M) Division, Dhenkanal | C435 | 132/33 kV T/L S/S S/D Kalarangi | 1000000134 | 36KV MO W/O SURGE ARRESTER | SA.36MO.WOR.A001 | ZCAP_ACT | ZCAP | NOS | 1 | 9343.22 | INR
2000 | Central Zone, Bhubaneswar | 2300 | EHT (O&M) Circle, Chainpal | 2303 | EHT (O&M) Division, Dhenkanal | C433 | 132/33 kV T/L S/S S/D Dhenkanal | 1000000134 | 36KV MO W/O SURGE ARRESTER | SA.36MO.WOR.A001 | ZCAP_ACT | ZCAP | NOS | 7 | 65402.51 | INR
2000 | Central Zone, Bhubaneswar | 2300 | EHT (O&M) Circle, Chainpal | 2303 | EHT (O&M) Division, Dhenkanal | C432 | 132 kV S/S S/D Kharagprasad | 1000000134 | 36KV MO W/O SURGE ARRESTER | SA.36MO.WOR.A001 | ZCAP_ACT | ZCAP | NOS | 2 | 18686.43 | INR
2000 | Central Zone, Bhubaneswar | 2300 | EHT (O&M) Circle, Chainpal | 2303 | EHT (O&M) Division, Dhenkanal | C436 | 132/33 kV S/S S/D Khajurikote | 1000000134 | 36KV MO W/O SURGE ARRESTER | SA.36MO.WOR.A001 | ZCAP_ACT | ZCAP | NOS | 2 | 18686.43 | INR
2000 | Central Zone, Bhubaneswar | 2300 | EHT (O&M) Circle, Chainpal | 2303 | EHT (O&M) Division, Dhenkanal | C435 | 132/33 kV T/L S/S S/D Kalarangi | 1000000134 | 36KV MO W/O SURGE ARRESTER | SA.36MO.WOR.A001 | ZCAP_US | ZCAP | NOS | 1 | 11458.92 | INR
2000 | Central Zone, Bhubaneswar | 2300 | EHT (O&M) Circle, Chainpal | 2303 | EHT (O&M) Division, Dhenkanal | C437 | 132/33 kV S/S S/D Gondia | 1000000134 | 36KV MO W/O SURGE ARRESTER | SA.36MO.WOR.A001 | ZCAP_ACT | ZCAP | NOS | 2 | 18686.43 | INR
2000 | Central Zone, Bhubaneswar | 2300 | EHT (O&M) Circle, Chainpal | 2303 | EHT (O&M) Division, Dhenkanal | C438 | 220/132/33 kV S/S S/D Goda | 1000000280 | 36KV 2CORE NCTOF PRIMARY CURRENT 1200A | CT.36NCT1200.A001 | ZCAP_ACT | ZCAP | NOS | 2 | 98498.72 | INR
2000 | Central Zone, Bhubaneswar | 2300 | EHT (O&M) Circle, Chainpal | 2303 | EHT (O&M) Division, Dhenkanal | C438 | 220/132/33 kV S/S S/D Goda | 2000000043 | GI PIPE OF SIZE 2 INCH (50MM) | CVL.GI.PIPE.A007 | ZCON_ACT | ZCON | NOS | 1 | 1 | INR
2000 | Central Zone, Bhubaneswar | 2300 | EHT (O&M) Circle, Chainpal | 2303 | EHT (O&M) Division, Dhenkanal | C438 | 220/132/33 kV S/S S/D Goda | 2000000047 | GI PIPE OF SIZE 6 INCH (150MM) | CVL.GI.PIPE.A012 | ZCON_ACT | ZCON | NOS | 2 | 2 | INR
2000 | Central Zone, Bhubaneswar | 2300 | EHT (O&M) Circle, Chainpal | 2303 | EHT (O&M) Division, Dhenkanal | C434 | 132/33 kV T/L S/S S/D Kamakhyanagar | 2000000094 | 10A HRC Fuse Cylindrical with Carriers | ILWR.FUSE.A005 | ZCON_ACT | ZCON | NOS | 6 | 1140 | INR
2000 | Central Zone, Bhubaneswar | 2300 | EHT (O&M) Circle, Chainpal | 2303 | EHT (O&M) Division, Dhenkanal | C434 | 132/33 kV T/L S/S S/D Kamakhyanagar | 2000000095 | HRC FUSE 16 AMP | ILWR.FUSE.A006 | ZCON_ACT | ZCON | NOS | 12 | 2280 | INR
2000 | Central Zone, Bhubaneswar | 2300 | EHT (O&M) Circle, Chainpal | 2303 | EHT (O&M) Division, Dhenkanal | C435 | 132/33 kV T/L S/S S/D Kalarangi | 2000000112 | FUSE 100 AMP | ILWR.FUSE.G002 | ZCON_ACT | ZCON | NOS | 1 | 94.26 | INR
2000 | Central Zone, Bhubaneswar | 2300 | EHT (O&M) Circle, Chainpal | 2303 | EHT (O&M) Division, Dhenkanal | C435 | 132/33 kV T/L S/S S/D Kalarangi | 2000000143 | THREE PHASE MAIN SWITCH (ICTP) | ILWR.ICDP.A001 | ZCON_ACT | ZCON | NOS | 2 | 4300 | INR
2000 | Central Zone, Bhubaneswar | 2300 | EHT (O&M) Circle, Chainpal | 2303 | EHT (O&M) Division, Dhenkanal | C433 | 132/33 kV T/L S/S S/D Dhenkanal | 2000000148 | LED TYPE INDICATION LAMP (WHITE) | ILWR.INDIC.LAMP.A003 | ZCON_ACT | ZCON | NOS | 5 | 740 | INR
2000 | Central Zone, Bhubaneswar | 2300 | EHT (O&M) Circle, Chainpal | 2303 | EHT (O&M) Division, Dhenkanal | C433 | 132/33 kV T/L S/S S/D Dhenkanal | 2000000149 | LED TYPE INDICATION LAMP (AMBER/ORANGE) | ILWR.INDIC.LAMP.A004 | ZCON_ACT | ZCON | NOS | 5 | 760.76 | INR
2000 | Central Zone, Bhubaneswar | 2300 | EHT (O&M) Circle, Chainpal | 2303 | EHT (O&M) Division, Dhenkanal | C436 | 132/33 kV S/S S/D Khajurikote | 2000000157 | SS SY LIGHTING FIXTURES & LAMPS | ILWR.LED.FT.A003 | ZCON_SUP | ZCON | NOS | 2 | 12740 | INR
2000 | Central Zone, Bhubaneswar | 2300 | EHT (O&M) Circle, Chainpal | 2303 | EHT (O&M) Division, Dhenkanal | C438 | 220/132/33 kV S/S S/D Goda | 2000000211 | GASKET OF ASSORTED SIZE | MISC.GASKET.A001 | ZCON_ACT | ZCON | NOS | 2 | 65182.64 | INR
2000 | Central Zone, Bhubaneswar | 2300 | EHT (O&M) Circle, Chainpal | 2303 | EHT (O&M) Division, Dhenkanal | C435 | 132/33 kV T/L S/S S/D Kalarangi | 2000000223 | 10MM GASKET RUBBERISED | MISC.GASKET.R.A004 | ZCON_US | ZCON | NOS | 2 | 110 | INR
2000 | Central Zone, Bhubaneswar | 2300 | EHT (O&M) Circle, Chainpal | 2303 | EHT (O&M) Division, Dhenkanal | C435 | 132/33 kV T/L S/S S/D Kalarangi | 2000000224 | 12MM GASKET RUBBERISED | MISC.GASKET.R.A005 | ZCON_US | ZCON | NOS | 5 | 5 | INR
2000 | Central Zone, Bhubaneswar | 2300 | EHT (O&M) Circle, Chainpal | 2303 | EHT (O&M) Division, Dhenkanal | C432 | 132 kV S/S S/D Kharagprasad | 2000000251 | Digital Frequency meter | MTR.FMETER.D.A001 | ZCON_SUP | ZCON | NOS | 2 | 2 | INR
2000 | Central Zone, Bhubaneswar | 2300 | EHT (O&M) Circle, Chainpal | 2303 | EHT (O&M) Division, Dhenkanal | C432 | 132 kV S/S S/D Kharagprasad | 2000000252 | Analog Frequencymeter | MTR.FMETER.A.A001 | ZCON_SUP | ZCON | NOS | 2 | 2 | INR
2000 | Central Zone, Bhubaneswar | 2300 | EHT (O&M) Circle, Chainpal | 2303 | EHT (O&M) Division, Dhenkanal | C438 | 220/132/33 kV S/S S/D Goda | 3000000011 | 48V/200AH VRLA BATTERY | BAT.VRLA.A001 | ZSPR_ACT | ZSPR | SET | 1 | 7966.81 | INR
2000 | Central Zone, Bhubaneswar | 2300 | EHT (O&M) Circle, Chainpal | 2303 | EHT (O&M) Division, Dhenkanal | C432 | 132 kV S/S S/D Kharagprasad | 3000000012 | 330AH VRLA TYPE 220V BATTERY SET | BAT.VRLA.A002 | ZSPR_SCRAP | ZSPR | SET | 18 | 2700 | INR
2000 | Central Zone, Bhubaneswar | 2300 | EHT (O&M) Circle, Chainpal | 2303 | EHT (O&M) Division, Dhenkanal | C437 | 132/33 kV S/S S/D Gondia | 3000000019 | HV BUSHING WITH ROD FOR 40MVA AREVA Tfr | BUSH.132ARVA.AA06 | ZSPR_US | ZSPR | NOS | 1 | 1 | INR
2000 | Central Zone, Bhubaneswar | 2300 | EHT (O&M) Circle, Chainpal | 2303 | EHT (O&M) Division, Dhenkanal | C433 | 132/33 kV T/L S/S S/D Dhenkanal | 3000000028 | HV BUSHING WITH ROD FOR 40MVA BHEL Tfr | BUSH.132BHEL.AA06 | ZSPR_ACT | ZSPR | NOS | 3 | 75000 | INR
2000 | Central Zone, Bhubaneswar | 2300 | EHT (O&M) Circle, Chainpal | 2303 | EHT (O&M) Division, Dhenkanal | C436 | 132/33 kV S/S S/D Khajurikote | 3000000029 | Bushing w/orod-132/33KV 20MVA BHELTfr | BUSH.132BHEL.AB03 | ZSPR_ACT | ZSPR | NOS | 2 | 34350 | INR
2000 | Central Zone, Bhubaneswar | 2300 | EHT (O&M) Circle, Chainpal | 2303 | EHT (O&M) Division, Dhenkanal | C434 | 132/33 kV T/L S/S S/D Kamakhyanagar | 3000000036 | Bushing for 12.5MVA Tfr Of CGL | BUSH.132CGL.BB02 | ZSPR_US | ZSPR | NOS | 1 | 25666.67 | INR
2000 | Central Zone, Bhubaneswar | 2300 | EHT (O&M) Circle, Chainpal | 2303 | EHT (O&M) Division, Dhenkanal | C436 | 132/33 kV S/S S/D Khajurikote | 3000000073 | N.Bushing w/orod of 20MVABHELTfr | BUSH.33BHEL.BB12 | ZSPR_ACT | ZSPR | NOS | 2 | 34350 | INR
2000 | Central Zone, Bhubaneswar | 2300 | EHT (O&M) Circle, Chainpal | 2303 | EHT (O&M) Division, Dhenkanal | C433 | 132/33 kV T/L S/S S/D Dhenkanal | 3000000109 | 2.5SQMM 7C CONTROL CABLE | CBLE.CTRL.AR.C007 | ZSPR_ACT | ZSPR | KM | 1.013 | 1013 | INR
2000 | Central Zone, Bhubaneswar | 2300 | EHT (O&M) Circle, Chainpal | 2303 | EHT (O&M) Division, Dhenkanal | C437 | 132/33 kV S/S S/D Gondia | 3000000114 | 2.5 SQMM MSTRAND 2C AR CCABLE | CBLE.CTRL.AR.D002 | ZSPR_ACT | ZSPR | KM | 0.052 | 4093.34 | INR
2000 | Central Zone, Bhubaneswar | 2300 | EHT (O&M) Circle, Chainpal | 2303 | EHT (O&M) Division, Dhenkanal | C437 | 132/33 kV S/S S/D Gondia | 3000000119 | 2.5 SQMM 7C CONTROL CABLE AR | CBLE.CTRL.AR.D007 | ZSPR_ACT | ZSPR | KM | 0.02 | 3547.88 | INR
2000 | Central Zone, Bhubaneswar | 2300 | EHT (O&M) Circle, Chainpal | 2303 | EHT (O&M) Division, Dhenkanal | C437 | 132/33 kV S/S S/D Gondia | 3000000127 | 2.5 SQMM 19C CONTROL CABLE AR | CBLE.CTRL.AR.D019 | ZSPR_ACT | ZSPR | KM | 0.33 | 166980 | INR
2000 | Central Zone, Bhubaneswar | 2300 | EHT (O&M) Circle, Chainpal | 2303 | EHT (O&M) Division, Dhenkanal | C437 | 132/33 kV S/S S/D Gondia | 3000000138 | 2.5 SQMM 9C CONTROL CABLE | CBLE.CTRL.UAR.C009 | ZSPR_ACT | ZSPR | KM | 0.825 | 212361.44 | INR
2000 | Central Zone, Bhubaneswar | 2300 | EHT (O&M) Circle, Chainpal | 2303 | EHT (O&M) Division, Dhenkanal | C434 | 132/33 kV T/L S/S S/D Kamakhyanagar | 3000000140 | 2.5 SQMM 12C CONTROL CABLE | CBLE.CTRL.UAR.C012 | ZSPR_ACT | ZSPR | KM | 0.35 | 85717 | INR
2000 | Central Zone, Bhubaneswar | 2300 | EHT (O&M) Circle, Chainpal | 2303 | EHT (O&M) Division, Dhenkanal | C438 | 220/132/33 kV S/S S/D Goda | 3000000140 | 2.5 SQMM 12C CONTROL CABLE | CBLE.CTRL.UAR.C012 | ZSPR_ACT | ZSPR | KM | 0.1 | 24490.57 | INR
2000 | Central Zone, Bhubaneswar | 2300 | EHT (O&M) Circle, Chainpal | 2303 | EHT (O&M) Division, Dhenkanal | C438 | 220/132/33 kV S/S S/D Goda | 3000000140 | 2.5 SQMM 12C CONTROL CABLE | CBLE.CTRL.UAR.C012 | ZSPR_ACT | ZSPR | KM | 0.75 | 183679.27 | INR
2000 | Central Zone, Bhubaneswar | 2300 | EHT (O&M) Circle, Chainpal | 2303 | EHT (O&M) Division, Dhenkanal | C435 | 132/33 kV T/L S/S S/D Kalarangi | 3000000142 | 2.5 SQMM 19C UR CONTROL CABLE | CBLE.CTRL.UAR.C019 | ZSPR_ACT | ZSPR | KM | 1.004 | 481879.84 | INR
2000 | Central Zone, Bhubaneswar | 2300 | EHT (O&M) Circle, Chainpal | 2303 | EHT (O&M) Division, Dhenkanal | C432 | 132 kV S/S S/D Kharagprasad | 3000000145 | 2C X 2.5SQMM CONTROL UNARMOURED CABLE | CBLE.CTRL.UAR.D002 | ZSPR_ACT | ZSPR | KM | 0.346 | 20583.63 | INR
2000 | Central Zone, Bhubaneswar | 2300 | EHT (O&M) Circle, Chainpal | 2303 | EHT (O&M) Division, Dhenkanal | C434 | 132/33 kV T/L S/S S/D Kamakhyanagar | 3000000145 | 2C X 2.5SQMM CONTROL UNARMOURED CABLE | CBLE.CTRL.UAR.D002 | ZSPR_ACT | ZSPR | KM | 0.04 | 2379.61 | INR
2000 | Central Zone, Bhubaneswar | 2300 | EHT (O&M) Circle, Chainpal | 2303 | EHT (O&M) Division, Dhenkanal | C438 | 220/132/33 kV S/S S/D Goda | 3000000145 | 2C X 2.5SQMM CONTROL UNARMOURED CABLE | CBLE.CTRL.UAR.D002 | ZSPR_ACT | ZSPR | KM | 0.068 | 4045.34 | INR
2000 | Central Zone, Bhubaneswar | 2300 | EHT (O&M) Circle, Chainpal | 2303 | EHT (O&M) Division, Dhenkanal | C435 | 132/33 kV T/L S/S S/D Kalarangi | 3000000145 | 2C X 2.5SQMM CONTROL UNARMOURED CABLE | CBLE.CTRL.UAR.D002 | ZSPR_ACT | ZSPR | KM | 2.198 | 130759.62 | INR
2000 | Central Zone, Bhubaneswar | 2300 | EHT (O&M) Circle, Chainpal | 2303 | EHT (O&M) Division, Dhenkanal | C434 | 132/33 kV T/L S/S S/D Kamakhyanagar | 3000000147 | 2.5sq.mm Control cable 4 Core | CBLE.CTRL.UAR.D004 | ZSPR_ACT | ZSPR | KM | 0.01 | 937.51 | INR
2000 | Central Zone, Bhubaneswar | 2300 | EHT (O&M) Circle, Chainpal | 2303 | EHT (O&M) Division, Dhenkanal | C436 | 132/33 kV S/S S/D Khajurikote | 3000000147 | 2.5sq.mm Control cable 4 Core | CBLE.CTRL.UAR.D004 | ZSPR_ACT | ZSPR | KM | 0.276 | 25875.15 | INR
2000 | Central Zone, Bhubaneswar | 2300 | EHT (O&M) Circle, Chainpal | 2303 | EHT (O&M) Division, Dhenkanal | C438 | 220/132/33 kV S/S S/D Goda | 3000000152 | 16CX2.5SQMM CONTROL UNARMOURED CABLE | CBLE.CTRL.UAR.D016 | ZSPR_ACT | ZSPR | KM | 0.1 | 48727.41 | INR
2000 | Central Zone, Bhubaneswar | 2300 | EHT (O&M) Circle, Chainpal | 2303 | EHT (O&M) Division, Dhenkanal | C434 | 132/33 kV T/L S/S S/D Kamakhyanagar | 3000000153 | 19CX2.5SQMM CONTROL UR CABLE | CBLE.CTRL.UAR.D019 | ZSPR_ACT | ZSPR | KM | 0.4 | 123325.91 | INR
2000 | Central Zone, Bhubaneswar | 2300 | EHT (O&M) Circle, Chainpal | 2303 | EHT (O&M) Division, Dhenkanal | C438 | 220/132/33 kV S/S S/D Goda | 3000000153 | 19CX2.5SQMM CONTROL UR CABLE | CBLE.CTRL.UAR.D019 | ZSPR_ACT | ZSPR | KM | 0.29 | 89411.29 | INR
2000 | Central Zone, Bhubaneswar | 2300 | EHT (O&M) Circle, Chainpal | 2303 | EHT (O&M) Division, Dhenkanal | C438 | 220/132/33 kV S/S S/D Goda | 3000000154 | 24C X 2.5SQMM CONTROL UNARMOURED CABLE | CBLE.CTRL.UAR.D024 | ZSPR_ACT | ZSPR | KM | 0.51 | 345341.4 | INR
2000 | Central Zone, Bhubaneswar | 2300 | EHT (O&M) Circle, Chainpal | 2303 | EHT (O&M) Division, Dhenkanal | C432 | 132 kV S/S S/D Kharagprasad | 3000000192 | 3.5Cx25Sqmm AL PWR cable | CBLE.PWR.AL.AR.D003 | ZSPR_ACT | ZSPR | KM | 0.21 | 29037.45 | INR
2000 | Central Zone, Bhubaneswar | 2300 | EHT (O&M) Circle, Chainpal | 2303 | EHT (O&M) Division, Dhenkanal | C438 | 220/132/33 kV S/S S/D Goda | 3000000192 | 3.5Cx25Sqmm AL PWR cable | CBLE.PWR.AL.AR.D003 | ZSPR_ACT | ZSPR | KM | 0.14 | 19358.3 | INR
2000 | Central Zone, Bhubaneswar | 2300 | EHT (O&M) Circle, Chainpal | 2303 | EHT (O&M) Division, Dhenkanal | C434 | 132/33 kV T/L S/S S/D Kamakhyanagar | 3000000193 | 3.5Cx35 Sqmm AL PWR cable | CBLE.PWR.AL.AR.D004 | ZSPR_ACT | ZSPR | KM | 0.801 | 104931 | INR
2000 | Central Zone, Bhubaneswar | 2300 | EHT (O&M) Circle, Chainpal | 2303 | EHT (O&M) Division, Dhenkanal | C436 | 132/33 kV S/S S/D Khajurikote | 3000000193 | 3.5Cx35 Sqmm AL PWR cable | CBLE.PWR.AL.AR.D004 | ZSPR_ACT | ZSPR | KM | 0.125 | 16375 | INR
2000 | Central Zone, Bhubaneswar | 2300 | EHT (O&M) Circle, Chainpal | 2303 | EHT (O&M) Division, Dhenkanal | C436 | 132/33 kV S/S S/D Khajurikote | 3000000195 | 3.5Cx70 Sqmm AL PWR cable | CBLE.PWR.AL.AR.D006 | ZSPR_ACT | ZSPR | KM | 0.08 | 28240 | INR
2000 | Central Zone, Bhubaneswar | 2300 | EHT (O&M) Circle, Chainpal | 2303 | EHT (O&M) Division, Dhenkanal | C437 | 132/33 kV S/S S/D Gondia | 3000000195 | 3.5Cx70 Sqmm AL PWR cable | CBLE.PWR.AL.AR.D006 | ZSPR_ACT | ZSPR | KM | 0.04 | 14120 | INR
2000 | Central Zone, Bhubaneswar | 2300 | EHT (O&M) Circle, Chainpal | 2303 | EHT (O&M) Division, Dhenkanal | C438 | 220/132/33 kV S/S S/D Goda | 3000000195 | 3.5Cx70 Sqmm AL PWR cable | CBLE.PWR.AL.AR.D006 | ZSPR_US | ZSPR | KM | 0.03 | 10035.09 | INR
2000 | Central Zone, Bhubaneswar | 2300 | EHT (O&M) Circle, Chainpal | 2303 | EHT (O&M) Division, Dhenkanal | C438 | 220/132/33 kV S/S S/D Goda | 3000000195 | 3.5Cx70 Sqmm AL PWR cable | CBLE.PWR.AL.AR.D006 | ZSPR_US | ZSPR | KM | 0.03 | 10035.09 | INR
2000 | Central Zone, Bhubaneswar | 2300 | EHT (O&M) Circle, Chainpal | 2303 | EHT (O&M) Division, Dhenkanal | C436 | 132/33 kV S/S S/D Khajurikote | 3000000197 | 3.5Cx120 Sqmm AL PWR cable | CBLE.PWR.AL.AR.D008 | ZSPR_ACT | ZSPR | KM | 0.048 | 44976 | INR
2000 | Central Zone, Bhubaneswar | 2300 | EHT (O&M) Circle, Chainpal | 2303 | EHT (O&M) Division, Dhenkanal | C438 | 220/132/33 kV S/S S/D Goda | 3000000197 | 3.5Cx120 Sqmm AL PWR cable | CBLE.PWR.AL.AR.D008 | ZSPR_US | ZSPR | KM | 0.1 | 52229.5 | INR
2000 | Central Zone, Bhubaneswar | 2300 | EHT (O&M) Circle, Chainpal | 2303 | EHT (O&M) Division, Dhenkanal | C433 | 132/33 kV T/L S/S S/D Dhenkanal | 3000000199 | 3.5Cx300 Sqmm AL PWR cable | CBLE.PWR.AL.AR.D011 | ZSPR_ACT | ZSPR | KM | 0.105 | 102830.12 | INR
2000 | Central Zone, Bhubaneswar | 2300 | EHT (O&M) Circle, Chainpal | 2303 | EHT (O&M) Division, Dhenkanal | C434 | 132/33 kV T/L S/S S/D Kamakhyanagar | 3000000199 | 3.5Cx300 Sqmm AL PWR cable | CBLE.PWR.AL.AR.D011 | ZSPR_ACT | ZSPR | KM | 0.091 | 89119.44 | INR
2000 | Central Zone, Bhubaneswar | 2300 | EHT (O&M) Circle, Chainpal | 2303 | EHT (O&M) Division, Dhenkanal | C432 | 132 kV S/S S/D Kharagprasad | 3000000199 | 3.5Cx300 Sqmm AL PWR cable | CBLE.PWR.AL.AR.D011 | ZSPR_ACT | ZSPR | KM | 0.244 | 238957.63 | INR
2000 | Central Zone, Bhubaneswar | 2300 | EHT (O&M) Circle, Chainpal | 2303 | EHT (O&M) Division, Dhenkanal | C436 | 132/33 kV S/S S/D Khajurikote | 3000000200 | 4Cx16 Sqmm AL PWR cable | CBLE.PWR.AL.AR.E002 | ZSPR_ACT | ZSPR | KM | 0.23 | 24826.36 | INR
2000 | Central Zone, Bhubaneswar | 2300 | EHT (O&M) Circle, Chainpal | 2303 | EHT (O&M) Division, Dhenkanal | C433 | 132/33 kV T/L S/S S/D Dhenkanal | 3000000200 | 4Cx16 Sqmm AL PWR cable | CBLE.PWR.AL.AR.E002 | ZSPR_ACT | ZSPR | KM | 0.205 | 22127.84 | INR
2000 | Central Zone, Bhubaneswar | 2300 | EHT (O&M) Circle, Chainpal | 2303 | EHT (O&M) Division, Dhenkanal | C438 | 220/132/33 kV S/S S/D Goda | 3000000206 | 3.5Cx185 Sqmm 4C AL POWER CABLE | CBLE.PWR.AL.AR.E010 | ZSPR_ACT | ZSPR | KM | 0.2 | 123048.98 | INR
2000 | Central Zone, Bhubaneswar | 2300 | EHT (O&M) Circle, Chainpal | 2303 | EHT (O&M) Division, Dhenkanal | C437 | 132/33 kV S/S S/D Gondia | 3000000207 | 3.5Cx300 Sqmm 4C AL POWER CABLE | CBLE.PWR.AL.AR.E011 | ZSPR_ACT | ZSPR | KM | 0.049 | 61936 | INR
2000 | Central Zone, Bhubaneswar | 2300 | EHT (O&M) Circle, Chainpal | 2303 | EHT (O&M) Division, Dhenkanal | C437 | 132/33 kV S/S S/D Gondia | 3000000208 | 4Cx6 Sqmm AL POWER CABLE | CBLE.PWR.AL.AR.E018 | ZSPR_ACT | ZSPR | KM | 0.23 | 19732.08 | INR
2000 | Central Zone, Bhubaneswar | 2300 | EHT (O&M) Circle, Chainpal | 2303 | EHT (O&M) Division, Dhenkanal | C436 | 132/33 kV S/S S/D Khajurikote | 3000000208 | 4Cx6 Sqmm AL POWER CABLE | CBLE.PWR.AL.AR.E018 | ZSPR_ACT | ZSPR | KM | 0.25 | 21447.92 | INR
2000 | Central Zone, Bhubaneswar | 2300 | EHT (O&M) Circle, Chainpal | 2303 | EHT (O&M) Division, Dhenkanal | C434 | 132/33 kV T/L S/S S/D Kamakhyanagar | 3000000215 | 4Cx16SQMM POWER CABLE AL | CBLE.PWR.AL.UAR.E002 | ZSPR_ACT | ZSPR | KM | 0.25 | 18750 | INR
2000 | Central Zone, Bhubaneswar | 2300 | EHT (O&M) Circle, Chainpal | 2303 | EHT (O&M) Division, Dhenkanal | C432 | 132 kV S/S S/D Kharagprasad | 3000000248 | 200/150/100X75X2500M CABLE TRAY | CBLE.TRAY.A001 | ZSPR_ACT | ZSPR | NOS | 3 | 1802.06 | INR
2000 | Central Zone, Bhubaneswar | 2300 | EHT (O&M) Circle, Chainpal | 2303 | EHT (O&M) Division, Dhenkanal | C434 | 132/33 kV T/L S/S S/D Kamakhyanagar | 3000000248 | 200/150/100X75X2500M CABLE TRAY | CBLE.TRAY.A001 | ZSPR_ACT | ZSPR | NOS | 20 | 12013.75 | INR
2000 | Central Zone, Bhubaneswar | 2300 | EHT (O&M) Circle, Chainpal | 2303 | EHT (O&M) Division, Dhenkanal | C435 | 132/33 kV T/L S/S S/D Kalarangi | 3000000249 | 300X75X2500M CABLE TRAY | CBLE.TRAY.A002 | ZSPR_ACT | ZSPR | NOS | 3 | 3456.55 | INR
2000 | Central Zone, Bhubaneswar | 2300 | EHT (O&M) Circle, Chainpal | 2303 | EHT (O&M) Division, Dhenkanal | C434 | 132/33 kV T/L S/S S/D Kamakhyanagar | 3000000249 | 300X75X2500M CABLE TRAY | CBLE.TRAY.A002 | ZSPR_ACT | ZSPR | NOS | 4 | 4608.72 | INR
2000 | Central Zone, Bhubaneswar | 2300 | EHT (O&M) Circle, Chainpal | 2303 | EHT (O&M) Division, Dhenkanal | C432 | 132 kV S/S S/D Kharagprasad | 3000000249 | 300X75X2500M CABLE TRAY | CBLE.TRAY.A002 | ZSPR_ACT | ZSPR | NOS | 3 | 3456.55 | INR
2000 | Central Zone, Bhubaneswar | 2300 | EHT (O&M) Circle, Chainpal | 2303 | EHT (O&M) Division, Dhenkanal | C435 | 132/33 kV T/L S/S S/D Kalarangi | 3000000257 | 132kV COUPLING CAPACITOR, 5575 pF | CC.132.C001 | ZSPR_US | ZSPR | NOS | 1 | 10000 | INR
2000 | Central Zone, Bhubaneswar | 2300 | EHT (O&M) Circle, Chainpal | 2303 | EHT (O&M) Division, Dhenkanal | C438 | 220/132/33 kV S/S S/D Goda | 3000000261 | DIFFERENT TYPES OF ASSORTED CLAMPS | CLMP.ASRT.A001 | ZSPR_ACT | ZSPR | NOS | 7 | 7 | INR
2000 | Central Zone, Bhubaneswar | 2300 | EHT (O&M) Circle, Chainpal | 2303 | EHT (O&M) Division, Dhenkanal | C433 | 132/33 kV T/L S/S S/D Dhenkanal | 3000000262 | T-CLAMP OF DIFFERENT SIZE | CLMP.ASRT.A0011 | ZSPR_ACT | ZSPR | NOS | 2 | 264.12 | INR
2000 | Central Zone, Bhubaneswar | 2300 | EHT (O&M) Circle, Chainpal | 2303 | EHT (O&M) Division, Dhenkanal | C438 | 220/132/33 kV S/S S/D Goda | 3000000262 | T-CLAMP OF DIFFERENT SIZE | CLMP.ASRT.A0011 | ZSPR_ACT | ZSPR | NOS | 12 | 1584.7 | INR
2000 | Central Zone, Bhubaneswar | 2300 | EHT (O&M) Circle, Chainpal | 2303 | EHT (O&M) Division, Dhenkanal | C435 | 132/33 kV T/L S/S S/D Kalarangi | 3000000278 | BRASS CLAMP FOR 33 KV BUSHING | CLMP.BUSH.BRS.A001 | ZSPR_US | ZSPR | NOS | 1 | 600.25 | INR
2000 | Central Zone, Bhubaneswar | 2300 | EHT (O&M) Circle, Chainpal | 2303 | EHT (O&M) Division, Dhenkanal | C433 | 132/33 kV T/L S/S S/D Dhenkanal | 3000000278 | BRASS CLAMP FOR 33 KV BUSHING | CLMP.BUSH.BRS.A001 | ZSPR_ACT | ZSPR | NOS | 1 | 800 | INR
2000 | Central Zone, Bhubaneswar | 2300 | EHT (O&M) Circle, Chainpal | 2303 | EHT (O&M) Division, Dhenkanal | C438 | 220/132/33 kV S/S S/D Goda | 3000000283 | 220KV-CT Clamp Rigid 4”dia IPS tube | CLMP.CT.AL.A011 | ZSPR_ACT | ZSPR | NOS | 7 | 7 | INR
2000 | Central Zone, Bhubaneswar | 2300 | EHT (O&M) Circle, Chainpal | 2303 | EHT (O&M) Division, Dhenkanal | C432 | 132 kV S/S S/D Kharagprasad | 3000000293 | 33KV Isolator Pad Clamp for Zebra | CLMP.ISO.AL.A004 | ZSPR_ACT | ZSPR | NOS | 4 | 4 | INR
2000 | Central Zone, Bhubaneswar | 2300 | EHT (O&M) Circle, Chainpal | 2303 | EHT (O&M) Division, Dhenkanal | C432 | 132 kV S/S S/D Kharagprasad | 3000000294 | Isolator Pad Clamp for Twin Zebra | CLMP.ISO.AL.A005 | ZSPR_ACT | ZSPR | NOS | 10 | 555.29 | INR
2000 | Central Zone, Bhubaneswar | 2300 | EHT (O&M) Circle, Chainpal | 2303 | EHT (O&M) Division, Dhenkanal | C437 | 132/33 kV S/S S/D Gondia | 3000000295 | Isolator Pad Clamp for Moose | CLMP.ISO.AL.A006 | ZSPR_ACT | ZSPR | NOS | 20 | 14600 | INR
2000 | Central Zone, Bhubaneswar | 2300 | EHT (O&M) Circle, Chainpal | 2303 | EHT (O&M) Division, Dhenkanal | C437 | 132/33 kV S/S S/D Gondia | 3000000300 | 132KV Isolator pad calmp for Moose | CLMP.ISO.AL.A017 | ZSPR_ACT | ZSPR | NOS | 2 | 1340 | INR
2000 | Central Zone, Bhubaneswar | 2300 | EHT (O&M) Circle, Chainpal | 2303 | EHT (O&M) Division, Dhenkanal | C435 | 132/33 kV T/L S/S S/D Kalarangi | 3000000312 | L PAD CLAMP AL FOR PAD TO PANTHER | CLMP.LPAD.AL.A004 | ZSPR_ACT | ZSPR | NOS | 1 | 32.15 | INR
2000 | Central Zone, Bhubaneswar | 2300 | EHT (O&M) Circle, Chainpal | 2303 | EHT (O&M) Division, Dhenkanal | C432 | 132 kV S/S S/D Kharagprasad | 3000000312 | L PAD CLAMP AL FOR PAD TO PANTHER | CLMP.LPAD.AL.A004 | ZSPR_ACT | ZSPR | NOS | 12 | 385.85 | INR
2000 | Central Zone, Bhubaneswar | 2300 | EHT (O&M) Circle, Chainpal | 2303 | EHT (O&M) Division, Dhenkanal | C437 | 132/33 kV S/S S/D Gondia | 3000000313 | 132KV LA calmp for Moose | CLMP.LPAD.AL.A005 | ZSPR_ACT | ZSPR | NOS | 10 | 6440 | INR
2000 | Central Zone, Bhubaneswar | 2300 | EHT (O&M) Circle, Chainpal | 2303 | EHT (O&M) Division, Dhenkanal | C435 | 132/33 kV T/L S/S S/D Kalarangi | 3000000319 | 33kV CB PAD CLAMP AL FOR ZEBRA | CLMP.PAD.AL.A002 | ZSPR_ACT | ZSPR | NOS | 9 | 3409.83 | INR
2000 | Central Zone, Bhubaneswar | 2300 | EHT (O&M) Circle, Chainpal | 2303 | EHT (O&M) Division, Dhenkanal | C436 | 132/33 kV S/S S/D Khajurikote | 3000000320 | PAD CLAMP AL FOR MOOSE | CLMP.PAD.AL.A003 | ZSPR_ACT | ZSPR | NOS | 12 | 6420 | INR
2000 | Central Zone, Bhubaneswar | 2300 | EHT (O&M) Circle, Chainpal | 2303 | EHT (O&M) Division, Dhenkanal | C434 | 132/33 kV T/L S/S S/D Kamakhyanagar | 3000000334 | Bimetallic Isolator Pad clamp-zebra | CLMP.PAD.BI.A008 | ZSPR_ACT | ZSPR | NOS | 3 | 1085.76 | INR
2000 | Central Zone, Bhubaneswar | 2300 | EHT (O&M) Circle, Chainpal | 2303 | EHT (O&M) Division, Dhenkanal | C435 | 132/33 kV T/L S/S S/D Kalarangi | 3000000342 | 1 BOLTED PG CLAMP FOR PANTHER - PANTHER | CLMP.PG.A001 | ZSPR_ACT | ZSPR | NOS | 17 | 9198.53 | INR
2000 | Central Zone, Bhubaneswar | 2300 | EHT (O&M) Circle, Chainpal | 2303 | EHT (O&M) Division, Dhenkanal | C435 | 132/33 kV T/L S/S S/D Kalarangi | 3000000348 | 2 BOLTED PG CLAMP FOR ZEBRA - ZEBRA | CLMP.PG.B002 | ZSPR_ACT | ZSPR | NOS | 9 | 4950 | INR
2000 | Central Zone, Bhubaneswar | 2300 | EHT (O&M) Circle, Chainpal | 2303 | EHT (O&M) Division, Dhenkanal | CL36 | 132/33 kV S/S S/D Khajurikote_Line | 3000000355 | 3 BOLTED PG CLAMP FOR PANTHER -PANTHER | CLMP.PG.C001 | ZSPR_ACT | ZSPR | NOS | 10 | 4716.66 | INR
2000 | Central Zone, Bhubaneswar | 2300 | EHT (O&M) Circle, Chainpal | 2303 | EHT (O&M) Division, Dhenkanal | C433 | 132/33 kV T/L S/S S/D Dhenkanal | 3000000355 | 3 BOLTED PG CLAMP FOR PANTHER -PANTHER | CLMP.PG.C001 | ZSPR_ACT | ZSPR | NOS | 1 | 471.67 | INR
2000 | Central Zone, Bhubaneswar | 2300 | EHT (O&M) Circle, Chainpal | 2303 | EHT (O&M) Division, Dhenkanal | C433 | 132/33 kV T/L S/S S/D Dhenkanal | 3000000357 | 3 BOLTED PG CLAMP FOR ZEBRA - PANTHER | CLMP.PG.C003 | ZSPR_ACT | ZSPR | NOS | 2 | 1290 | INR
2000 | Central Zone, Bhubaneswar | 2300 | EHT (O&M) Circle, Chainpal | 2303 | EHT (O&M) Division, Dhenkanal | C437 | 132/33 kV S/S S/D Gondia | 3000000358 | 3 BOLTED PG CLAMP FOR MOOSE - MOOSE | CLMP.PG.C004 | ZSPR_ACT | ZSPR | NOS | 8 | 5360 | INR
2000 | Central Zone, Bhubaneswar | 2300 | EHT (O&M) Circle, Chainpal | 2303 | EHT (O&M) Division, Dhenkanal | C436 | 132/33 kV S/S S/D Khajurikote | 3000000358 | 3 BOLTED PG CLAMP FOR MOOSE - MOOSE | CLMP.PG.C004 | ZSPR_ACT | ZSPR | NOS | 18 | 12060 | INR
2000 | Central Zone, Bhubaneswar | 2300 | EHT (O&M) Circle, Chainpal | 2303 | EHT (O&M) Division, Dhenkanal | C432 | 132 kV S/S S/D Kharagprasad | 3000000363 | 4 BOLTED PG CLAMP FOR PANTHER -PANTHER | CLMP.PG.D001 | ZSPR_ACT | ZSPR | NOS | 10 | 4964.7 | INR
2000 | Central Zone, Bhubaneswar | 2300 | EHT (O&M) Circle, Chainpal | 2303 | EHT (O&M) Division, Dhenkanal | C434 | 132/33 kV T/L S/S S/D Kamakhyanagar | 3000000363 | 4 BOLTED PG CLAMP FOR PANTHER -PANTHER | CLMP.PG.D001 | ZSPR_ACT | ZSPR | NOS | 14 | 6950.58 | INR
2000 | Central Zone, Bhubaneswar | 2300 | EHT (O&M) Circle, Chainpal | 2303 | EHT (O&M) Division, Dhenkanal | C434 | 132/33 kV T/L S/S S/D Kamakhyanagar | 3000000364 | 4 BOLTED PG CLAMP FOR ZEBRA - ZEBRA | CLMP.PG.D002 | ZSPR_ACT | ZSPR | NOS | 2 | 1291.02 | INR
2000 | Central Zone, Bhubaneswar | 2300 | EHT (O&M) Circle, Chainpal | 2303 | EHT (O&M) Division, Dhenkanal | C432 | 132 kV S/S S/D Kharagprasad | 3000000364 | 4 BOLTED PG CLAMP FOR ZEBRA - ZEBRA | CLMP.PG.D002 | ZSPR_ACT | ZSPR | NOS | 3 | 1936.53 | INR
2000 | Central Zone, Bhubaneswar | 2300 | EHT (O&M) Circle, Chainpal | 2303 | EHT (O&M) Division, Dhenkanal | C434 | 132/33 kV T/L S/S S/D Kamakhyanagar | 3000000376 | 4BOLTED POST INSULATOR CLAMP ALFOR ZEBRA | CLMP.PI.AL.D001 | ZSPR_ACT | ZSPR | NOS | 2 | 844.72 | INR
2000 | Central Zone, Bhubaneswar | 2300 | EHT (O&M) Circle, Chainpal | 2303 | EHT (O&M) Division, Dhenkanal | C432 | 132 kV S/S S/D Kharagprasad | 3000000376 | 4BOLTED POST INSULATOR CLAMP ALFOR ZEBRA | CLMP.PI.AL.D001 | ZSPR_ACT | ZSPR | NOS | 8 | 3378.86 | INR
2000 | Central Zone, Bhubaneswar | 2300 | EHT (O&M) Circle, Chainpal | 2303 | EHT (O&M) Division, Dhenkanal | C436 | 132/33 kV S/S S/D Khajurikote | 3000000387 | ST CLAMP AL FOR CT STUD-MOOSE | CLMP.ST.THRU.AL.A002 | ZSPR_ACT | ZSPR | NOS | 5 | 3084.17 | INR
2000 | Central Zone, Bhubaneswar | 2300 | EHT (O&M) Circle, Chainpal | 2303 | EHT (O&M) Division, Dhenkanal | C438 | 220/132/33 kV S/S S/D Goda | 3000000387 | ST CLAMP AL FOR CT STUD-MOOSE | CLMP.ST.THRU.AL.A002 | ZSPR_ACT | ZSPR | NOS | 1 | 616.83 | INR
2000 | Central Zone, Bhubaneswar | 2300 | EHT (O&M) Circle, Chainpal | 2303 | EHT (O&M) Division, Dhenkanal | C435 | 132/33 kV T/L S/S S/D Kalarangi | 3000000388 | T Clamp for Panther run-Panther Drop | CLMP.T.AL.A001 | ZSPR_ACT | ZSPR | NOS | 43 | 8938.2 | INR
2000 | Central Zone, Bhubaneswar | 2300 | EHT (O&M) Circle, Chainpal | 2303 | EHT (O&M) Division, Dhenkanal | C438 | 220/132/33 kV S/S S/D Goda | 3000000388 | T Clamp for Panther run-Panther Drop | CLMP.T.AL.A001 | ZSPR_ACT | ZSPR | NOS | 12 | 2494.38 | INR
2000 | Central Zone, Bhubaneswar | 2300 | EHT (O&M) Circle, Chainpal | 2303 | EHT (O&M) Division, Dhenkanal | C433 | 132/33 kV T/L S/S S/D Dhenkanal | 3000000389 | T CLAMP ALFOR PANTHER RUN-ZEBRA DROP | CLMP.T.AL.A002 | ZSPR_ACT | ZSPR | NOS | 1 | 460.47 | INR
2000 | Central Zone, Bhubaneswar | 2300 | EHT (O&M) Circle, Chainpal | 2303 | EHT (O&M) Division, Dhenkanal | C434 | 132/33 kV T/L S/S S/D Kamakhyanagar | 3000000389 | T CLAMP ALFOR PANTHER RUN-ZEBRA DROP | CLMP.T.AL.A002 | ZSPR_ACT | ZSPR | NOS | 15 | 6907.08 | INR
2000 | Central Zone, Bhubaneswar | 2300 | EHT (O&M) Circle, Chainpal | 2303 | EHT (O&M) Division, Dhenkanal | C435 | 132/33 kV T/L S/S S/D Kalarangi | 3000000389 | T CLAMP ALFOR PANTHER RUN-ZEBRA DROP | CLMP.T.AL.A002 | ZSPR_ACT | ZSPR | NOS | 8 | 3683.77 | INR
2000 | Central Zone, Bhubaneswar | 2300 | EHT (O&M) Circle, Chainpal | 2303 | EHT (O&M) Division, Dhenkanal | C432 | 132 kV S/S S/D Kharagprasad | 3000000389 | T CLAMP ALFOR PANTHER RUN-ZEBRA DROP | CLMP.T.AL.A002 | ZSPR_ACT | ZSPR | NOS | 4 | 1841.89 | INR
2000 | Central Zone, Bhubaneswar | 2300 | EHT (O&M) Circle, Chainpal | 2303 | EHT (O&M) Division, Dhenkanal | C435 | 132/33 kV T/L S/S S/D Kalarangi | 3000000390 | T CLAMP ALFOR ZEBRA RUN - DOG DROP | CLMP.T.AL.A003 | ZSPR_ACT | ZSPR | NOS | 6 | 3369.03 | INR
2000 | Central Zone, Bhubaneswar | 2300 | EHT (O&M) Circle, Chainpal | 2303 | EHT (O&M) Division, Dhenkanal | C433 | 132/33 kV T/L S/S S/D Dhenkanal | 3000000390 | T CLAMP ALFOR ZEBRA RUN - DOG DROP | CLMP.T.AL.A003 | ZSPR_ACT | ZSPR | NOS | 1 | 561.51 | INR
2000 | Central Zone, Bhubaneswar | 2300 | EHT (O&M) Circle, Chainpal | 2303 | EHT (O&M) Division, Dhenkanal | C435 | 132/33 kV T/L S/S S/D Kalarangi | 3000000391 | T CLAMP ALFOR ZEBRA RUN - ZEBRA DROP | CLMP.T.AL.A004 | ZSPR_ACT | ZSPR | NOS | 2 | 1056.16 | INR
2000 | Central Zone, Bhubaneswar | 2300 | EHT (O&M) Circle, Chainpal | 2303 | EHT (O&M) Division, Dhenkanal | C434 | 132/33 kV T/L S/S S/D Kamakhyanagar | 3000000391 | T CLAMP ALFOR ZEBRA RUN - ZEBRA DROP | CLMP.T.AL.A004 | ZSPR_ACT | ZSPR | NOS | 2 | 1056.16 | INR
2000 | Central Zone, Bhubaneswar | 2300 | EHT (O&M) Circle, Chainpal | 2303 | EHT (O&M) Division, Dhenkanal | C436 | 132/33 kV S/S S/D Khajurikote | 3000000394 | T-CLAMP ACSR MOOSE RUN AND MOOSE DROP | CLMP.T.AL.A007 | ZSPR_ACT | ZSPR | NOS | 10 | 7100 | INR
2000 | Central Zone, Bhubaneswar | 2300 | EHT (O&M) Circle, Chainpal | 2303 | EHT (O&M) Division, Dhenkanal | C434 | 132/33 kV T/L S/S S/D Kamakhyanagar | 3000000398 | T CLAMP ALLUMINIUM FOR PANTHER TO PANTHE | CLMP.T.AL.A012 | ZSPR_ACT | ZSPR | NOS | 9 | 2397.81 | INR
2000 | Central Zone, Bhubaneswar | 2300 | EHT (O&M) Circle, Chainpal | 2303 | EHT (O&M) Division, Dhenkanal | CL33 | 132/33 kV T/L S/S S/D Dhenkanal_Line | 3000000398 | T CLAMP ALLUMINIUM FOR PANTHER TO PANTHE | CLMP.T.AL.A012 | ZSPR_ACT | ZSPR | NOS | 156 | 41562.07 | INR
2000 | Central Zone, Bhubaneswar | 2300 | EHT (O&M) Circle, Chainpal | 2303 | EHT (O&M) Division, Dhenkanal | C436 | 132/33 kV S/S S/D Khajurikote | 3000000402 | T-clamp ACSR panther run ACSR moose drop | CLMP.T.AL.A026 | ZSPR_ACT | ZSPR | NOS | 6 | 4020 | INR
2000 | Central Zone, Bhubaneswar | 2300 | EHT (O&M) Circle, Chainpal | 2303 | EHT (O&M) Division, Dhenkanal | C437 | 132/33 kV S/S S/D Gondia | 3000000402 | T-clamp ACSR panther run ACSR moose drop | CLMP.T.AL.A026 | ZSPR_ACT | ZSPR | NOS | 10 | 6700 | INR
2000 | Central Zone, Bhubaneswar | 2300 | EHT (O&M) Circle, Chainpal | 2303 | EHT (O&M) Division, Dhenkanal | C432 | 132 kV S/S S/D Kharagprasad | 3000000405 | SPR T CLAMP AL TWIN ZEBRA RUN-ZEBRA DROP | CLMP.T.AL.B001 | ZSPR_ACT | ZSPR | NOS | 33 | 798.77 | INR
2000 | Central Zone, Bhubaneswar | 2300 | EHT (O&M) Circle, Chainpal | 2303 | EHT (O&M) Division, Dhenkanal | C438 | 220/132/33 kV S/S S/D Goda | 3000000415 | JUMPER CONE FOR ACSR MOOSE CONDUCTOR | COND.ACCES.A004 | ZSPR_ACT | ZSPR | NOS | 37 | 37 | INR
2000 | Central Zone, Bhubaneswar | 2300 | EHT (O&M) Circle, Chainpal | 2303 | EHT (O&M) Division, Dhenkanal | C438 | 220/132/33 kV S/S S/D Goda | 3000000417 | Rigid Spacer for ACSR MOOSE Conductor | COND.ACCES.A006 | ZSPR_ACT | ZSPR | NOS | 25 | 25 | INR
2000 | Central Zone, Bhubaneswar | 2300 | EHT (O&M) Circle, Chainpal | 2303 | EHT (O&M) Division, Dhenkanal | C438 | 220/132/33 kV S/S S/D Goda | 3000000427 | PA ROD ACSR PANTHER IN SET | COND.ACCES.B002 | ZSPR_ACT | ZSPR | NOS | 8 | 7947.67 | INR
2000 | Central Zone, Bhubaneswar | 2300 | EHT (O&M) Circle, Chainpal | 2303 | EHT (O&M) Division, Dhenkanal | CL36 | 132/33 kV S/S S/D Khajurikote_Line | 3000000427 | PA ROD ACSR PANTHER IN SET | COND.ACCES.B002 | ZSPR_ACT | ZSPR | NOS | 5 | 4967.3 | INR
2000 | Central Zone, Bhubaneswar | 2300 | EHT (O&M) Circle, Chainpal | 2303 | EHT (O&M) Division, Dhenkanal | C434 | 132/33 kV T/L S/S S/D Kamakhyanagar | 3000000427 | PA ROD ACSR PANTHER IN SET | COND.ACCES.B002 | ZSPR_ACT | ZSPR | NOS | 6 | 5960.76 | INR
2000 | Central Zone, Bhubaneswar | 2300 | EHT (O&M) Circle, Chainpal | 2303 | EHT (O&M) Division, Dhenkanal | C435 | 132/33 kV T/L S/S S/D Kalarangi | 3000000427 | PA ROD ACSR PANTHER IN SET | COND.ACCES.B002 | ZSPR_ACT | ZSPR | NOS | 6 | 5960.76 | INR
2000 | Central Zone, Bhubaneswar | 2300 | EHT (O&M) Circle, Chainpal | 2303 | EHT (O&M) Division, Dhenkanal | C438 | 220/132/33 kV S/S S/D Goda | 3000000428 | PA ROD ACSR ZEBRA IN SET | COND.ACCES.B003 | ZSPR_ACT | ZSPR | NOS | 5 | 9081.05 | INR
2000 | Central Zone, Bhubaneswar | 2300 | EHT (O&M) Circle, Chainpal | 2303 | EHT (O&M) Division, Dhenkanal | CL36 | 132/33 kV S/S S/D Khajurikote_Line | 3000000437 | MS JOINT FOR ACSR PANTHER CONDUCTOR | COND.ACCES.C002 | ZSPR_ACT | ZSPR | NOS | 117 | 86423.99 | INR
2000 | Central Zone, Bhubaneswar | 2300 | EHT (O&M) Circle, Chainpal | 2303 | EHT (O&M) Division, Dhenkanal | CL33 | 132/33 kV T/L S/S S/D Dhenkanal_Line | 3000000437 | MS JOINT FOR ACSR PANTHER CONDUCTOR | COND.ACCES.C002 | ZSPR_ACT | ZSPR | NOS | 9 | 6648 | INR
2000 | Central Zone, Bhubaneswar | 2300 | EHT (O&M) Circle, Chainpal | 2303 | EHT (O&M) Division, Dhenkanal | C435 | 132/33 kV T/L S/S S/D Kalarangi | 3000000437 | MS JOINT FOR ACSR PANTHER CONDUCTOR | COND.ACCES.C002 | ZSPR_ACT | ZSPR | NOS | 3 | 2216 | INR
2000 | Central Zone, Bhubaneswar | 2300 | EHT (O&M) Circle, Chainpal | 2303 | EHT (O&M) Division, Dhenkanal | C434 | 132/33 kV T/L S/S S/D Kamakhyanagar | 3000000437 | MS JOINT FOR ACSR PANTHER CONDUCTOR | COND.ACCES.C002 | ZSPR_ACT | ZSPR | NOS | 30 | 22160 | INR
2000 | Central Zone, Bhubaneswar | 2300 | EHT (O&M) Circle, Chainpal | 2303 | EHT (O&M) Division, Dhenkanal | C435 | 132/33 kV T/L S/S S/D Kalarangi | 3000000442 | MS JOINT AAAC PANTHER EQUIVALENT | COND.ACCES.C007 | ZSPR_ACT | ZSPR | NOS | 1 | 100 | INR
2000 | Central Zone, Bhubaneswar | 2300 | EHT (O&M) Circle, Chainpal | 2303 | EHT (O&M) Division, Dhenkanal | C436 | 132/33 kV S/S S/D Khajurikote | 3000000452 | SPACER FOR FLEXIBLE TWIN MOOSE CONDUCTOR | COND.ACCES.D006 | ZSPR_ACT | ZSPR | NOS | 5 | 2825 | INR
2000 | Central Zone, Bhubaneswar | 2300 | EHT (O&M) Circle, Chainpal | 2303 | EHT (O&M) Division, Dhenkanal | CL33 | 132/33 kV T/L S/S S/D Dhenkanal_Line | 3000000455 | VD OFACSR PANTHER CONDUCTOR | COND.ACCES.E002 | ZSPR_ACT | ZSPR | NOS | 5 | 837.77 | INR
2000 | Central Zone, Bhubaneswar | 2300 | EHT (O&M) Circle, Chainpal | 2303 | EHT (O&M) Division, Dhenkanal | C438 | 220/132/33 kV S/S S/D Goda | 3000000455 | VD OFACSR PANTHER CONDUCTOR | COND.ACCES.E002 | ZSPR_ACT | ZSPR | NOS | 1 | 167.56 | INR
2000 | Central Zone, Bhubaneswar | 2300 | EHT (O&M) Circle, Chainpal | 2303 | EHT (O&M) Division, Dhenkanal | C438 | 220/132/33 kV S/S S/D Goda | 3000000456 | VD OF ACSR ZEBRA CONDUCTOR | COND.ACCES.E003 | ZSPR_ACT | ZSPR | NOS | 15 | 11874.6 | INR
2000 | Central Zone, Bhubaneswar | 2300 | EHT (O&M) Circle, Chainpal | 2303 | EHT (O&M) Division, Dhenkanal | C435 | 132/33 kV T/L S/S S/D Kalarangi | 3000000465 | REPAIR SLEEVE FOR ACSR PANTHER CONDUCTOR | COND.ACCES.F002 | ZSPR_ACT | ZSPR | NOS | 4 | 1668.55 | INR
2000 | Central Zone, Bhubaneswar | 2300 | EHT (O&M) Circle, Chainpal | 2303 | EHT (O&M) Division, Dhenkanal | CL36 | 132/33 kV S/S S/D Khajurikote_Line | 3000000465 | REPAIR SLEEVE FOR ACSR PANTHER CONDUCTOR | COND.ACCES.F002 | ZSPR_ACT | ZSPR | NOS | 30 | 12514.13 | INR
2000 | Central Zone, Bhubaneswar | 2300 | EHT (O&M) Circle, Chainpal | 2303 | EHT (O&M) Division, Dhenkanal | C434 | 132/33 kV T/L S/S S/D Kamakhyanagar | 3000000465 | REPAIR SLEEVE FOR ACSR PANTHER CONDUCTOR | COND.ACCES.F002 | ZSPR_ACT | ZSPR | NOS | 31 | 12931.27 | INR
2000 | Central Zone, Bhubaneswar | 2300 | EHT (O&M) Circle, Chainpal | 2303 | EHT (O&M) Division, Dhenkanal | CL33 | 132/33 kV T/L S/S S/D Dhenkanal_Line | 3000000465 | REPAIR SLEEVE FOR ACSR PANTHER CONDUCTOR | COND.ACCES.F002 | ZSPR_ACT | ZSPR | NOS | 10 | 4171.38 | INR
2000 | Central Zone, Bhubaneswar | 2300 | EHT (O&M) Circle, Chainpal | 2303 | EHT (O&M) Division, Dhenkanal | CL33 | 132/33 kV T/L S/S S/D Dhenkanal_Line | 3000000480 | SMALL CUTPIECE CONDUCTOR | COND.CUTPIECE.A001 | ZSPR_US | ZSPR | MT | 11.475 | 688500 | INR
2000 | Central Zone, Bhubaneswar | 2300 | EHT (O&M) Circle, Chainpal | 2303 | EHT (O&M) Division, Dhenkanal | CL33 | 132/33 kV T/L S/S S/D Dhenkanal_Line | 3000000574 | EARTHING DEVICE | ERTH.DEVICE.A001 | ZSPR_ACT | ZSPR | NOS | 1 | 1036.36 | INR
2000 | Central Zone, Bhubaneswar | 2300 | EHT (O&M) Circle, Chainpal | 2303 | EHT (O&M) Division, Dhenkanal | C434 | 132/33 kV T/L S/S S/D Kamakhyanagar | 3000000574 | EARTHING DEVICE | ERTH.DEVICE.A001 | ZSPR_ACT | ZSPR | NOS | 4 | 4145.44 | INR
2000 | Central Zone, Bhubaneswar | 2300 | EHT (O&M) Circle, Chainpal | 2303 | EHT (O&M) Division, Dhenkanal | C433 | 132/33 kV T/L S/S S/D Dhenkanal | 3000000574 | EARTHING DEVICE | ERTH.DEVICE.A001 | ZSPR_ACT | ZSPR | NOS | 4 | 4145.44 | INR
2000 | Central Zone, Bhubaneswar | 2300 | EHT (O&M) Circle, Chainpal | 2303 | EHT (O&M) Division, Dhenkanal | C433 | 132/33 kV T/L S/S S/D Dhenkanal | 3000000586 | 75 X 10mm GI Earth Flat in Mt | ERTH.FLAT.GI.A012 | ZSPR_ACT | ZSPR | MT | 0.7 | 0.7 | INR
2000 | Central Zone, Bhubaneswar | 2300 | EHT (O&M) Circle, Chainpal | 2303 | EHT (O&M) Division, Dhenkanal | C433 | 132/33 kV T/L S/S S/D Dhenkanal | 3000000588 | ASSORTED SIZE COPPER PLAIN EARTHING PIPE | ERTH.PIPE.CU.A008 | ZSPR_ACT | ZSPR | NOS | 5 | 5250 | INR
2000 | Central Zone, Bhubaneswar | 2300 | EHT (O&M) Circle, Chainpal | 2303 | EHT (O&M) Division, Dhenkanal | C433 | 132/33 kV T/L S/S S/D Dhenkanal | 3000000613 | MID SPAN JOINT FOR 7/3.15MM EARTH WIRE | EW.ACCES.A002 | ZSPR_ACT | ZSPR | NOS | 15 | 1412.85 | INR
2000 | Central Zone, Bhubaneswar | 2300 | EHT (O&M) Circle, Chainpal | 2303 | EHT (O&M) Division, Dhenkanal | C433 | 132/33 kV T/L S/S S/D Dhenkanal | 3000000616 | VD FOR 7/3.15MM GI EARTHWIRE | EW.ACCES.B002 | ZSPR_ACT | ZSPR | NOS | 180 | 70407 | INR
2000 | Central Zone, Bhubaneswar | 2300 | EHT (O&M) Circle, Chainpal | 2303 | EHT (O&M) Division, Dhenkanal | C435 | 132/33 kV T/L S/S S/D Kalarangi | 3000000739 | DS HARDWARE FITTING ACSR PANTHER | HWF.DS.A002 | ZSPR_ACT | ZSPR | NOS | 6 | 16445.1 | INR
2000 | Central Zone, Bhubaneswar | 2300 | EHT (O&M) Circle, Chainpal | 2303 | EHT (O&M) Division, Dhenkanal | C435 | 132/33 kV T/L S/S S/D Kalarangi | 3000000740 | DS HARDWARE FITTING ACSR ZEBRA | HWF.DS.A003 | ZSPR_ACT | ZSPR | NOS | 6 | 9360 | INR
2000 | Central Zone, Bhubaneswar | 2300 | EHT (O&M) Circle, Chainpal | 2303 | EHT (O&M) Division, Dhenkanal | C434 | 132/33 kV T/L S/S S/D Kamakhyanagar | 3000000748 | DS HWF AGS for 90 KN insulator | HWF.DS.A016 | ZSPR_ACT | ZSPR | SET | 4 | 7640.74 | INR
2000 | Central Zone, Bhubaneswar | 2300 | EHT (O&M) Circle, Chainpal | 2303 | EHT (O&M) Division, Dhenkanal | CL33 | 132/33 kV T/L S/S S/D Dhenkanal_Line | 3000000748 | DS HWF AGS for 90 KN insulator | HWF.DS.A016 | ZSPR_ACT | ZSPR | SET | 10 | 19101.86 | INR
2000 | Central Zone, Bhubaneswar | 2300 | EHT (O&M) Circle, Chainpal | 2303 | EHT (O&M) Division, Dhenkanal | CL33 | 132/33 kV T/L S/S S/D Dhenkanal_Line | 3000000799 | DT Hard ware fittings -120 KN insulator | HWF.DT.A002 | ZSPR_ACT | ZSPR | NOS | 13 | 51648.83 | INR
2000 | Central Zone, Bhubaneswar | 2300 | EHT (O&M) Circle, Chainpal | 2303 | EHT (O&M) Division, Dhenkanal | C435 | 132/33 kV T/L S/S S/D Kalarangi | 3000000799 | DT Hard ware fittings -120 KN insulator | HWF.DT.A002 | ZSPR_ACT | ZSPR | NOS | 6 | 23837.92 | INR
2000 | Central Zone, Bhubaneswar | 2300 | EHT (O&M) Circle, Chainpal | 2303 | EHT (O&M) Division, Dhenkanal | C434 | 132/33 kV T/L S/S S/D Kamakhyanagar | 3000000799 | DT Hard ware fittings -120 KN insulator | HWF.DT.A002 | ZSPR_ACT | ZSPR | NOS | 4 | 15891.95 | INR
2000 | Central Zone, Bhubaneswar | 2300 | EHT (O&M) Circle, Chainpal | 2303 | EHT (O&M) Division, Dhenkanal | C435 | 132/33 kV T/L S/S S/D Kalarangi | 3000000800 | DT HARDWARE FITTING ACSR ZEBRA | HWF.DT.A003 | ZSPR_ACT | ZSPR | NOS | 6 | 10080 | INR
2000 | Central Zone, Bhubaneswar | 2300 | EHT (O&M) Circle, Chainpal | 2303 | EHT (O&M) Division, Dhenkanal | C432 | 132 kV S/S S/D Kharagprasad | 3000000802 | DT HARDWARE FITTING ACSR TWIN ZEBRA | HWF.DT.A005 | ZSPR_ACT | ZSPR | NOS | 5 | 853.62 | INR
2000 | Central Zone, Bhubaneswar | 2300 | EHT (O&M) Circle, Chainpal | 2303 | EHT (O&M) Division, Dhenkanal | C433 | 132/33 kV T/L S/S S/D Dhenkanal | 3000000824 | SUSPENSION CLAMP FOR 7/3.15MM EARTHWIRE | HWF.SC.EW.A002 | ZSPR_ACT | ZSPR | NOS | 60 | 19147.2 | INR
2000 | Central Zone, Bhubaneswar | 2300 | EHT (O&M) Circle, Chainpal | 2303 | EHT (O&M) Division, Dhenkanal | C434 | 132/33 kV T/L S/S S/D Kamakhyanagar | 3000000846 | SS HARDWARE FITTING ACSR PANTHER | HWF.SS.A002 | ZSPR_ACT | ZSPR | NOS | 1 | 714.38 | INR
2000 | Central Zone, Bhubaneswar | 2300 | EHT (O&M) Circle, Chainpal | 2303 | EHT (O&M) Division, Dhenkanal | C432 | 132 kV S/S S/D Kharagprasad | 3000000846 | SS HARDWARE FITTING ACSR PANTHER | HWF.SS.A002 | ZSPR_ACT | ZSPR | NOS | 5 | 3571.88 | INR
2000 | Central Zone, Bhubaneswar | 2300 | EHT (O&M) Circle, Chainpal | 2303 | EHT (O&M) Division, Dhenkanal | C435 | 132/33 kV T/L S/S S/D Kalarangi | 3000000846 | SS HARDWARE FITTING ACSR PANTHER | HWF.SS.A002 | ZSPR_ACT | ZSPR | NOS | 6 | 4286.24 | INR
2000 | Central Zone, Bhubaneswar | 2300 | EHT (O&M) Circle, Chainpal | 2303 | EHT (O&M) Division, Dhenkanal | C435 | 132/33 kV T/L S/S S/D Kalarangi | 3000000847 | SS HARDWARE FITTING ACSR ZEBRA | HWF.SS.A003 | ZSPR_ACT | ZSPR | NOS | 7 | 7663.18 | INR
2000 | Central Zone, Bhubaneswar | 2300 | EHT (O&M) Circle, Chainpal | 2303 | EHT (O&M) Division, Dhenkanal | C432 | 132 kV S/S S/D Kharagprasad | 3000000847 | SS HARDWARE FITTING ACSR ZEBRA | HWF.SS.A003 | ZSPR_ACT | ZSPR | NOS | 12 | 13136.88 | INR
2000 | Central Zone, Bhubaneswar | 2300 | EHT (O&M) Circle, Chainpal | 2303 | EHT (O&M) Division, Dhenkanal | C434 | 132/33 kV T/L S/S S/D Kamakhyanagar | 3000000847 | SS HARDWARE FITTING ACSR ZEBRA | HWF.SS.A003 | ZSPR_ACT | ZSPR | NOS | 4 | 4378.96 | INR
2000 | Central Zone, Bhubaneswar | 2300 | EHT (O&M) Circle, Chainpal | 2303 | EHT (O&M) Division, Dhenkanal | C432 | 132 kV S/S S/D Kharagprasad | 3000000849 | SS HARDWARE FITTING ACSR TWIN ZEBRA | HWF.SS.A005 | ZSPR_ACT | ZSPR | NOS | 1 | 1239 | INR
2000 | Central Zone, Bhubaneswar | 2300 | EHT (O&M) Circle, Chainpal | 2303 | EHT (O&M) Division, Dhenkanal | C434 | 132/33 kV T/L S/S S/D Kamakhyanagar | 3000000857 | SS HWF AGS type for 90 KN insulator | HWF.SS.A016 | ZSPR_ACT | ZSPR | NOS | 2 | 3423.33 | INR
2000 | Central Zone, Bhubaneswar | 2300 | EHT (O&M) Circle, Chainpal | 2303 | EHT (O&M) Division, Dhenkanal | CL33 | 132/33 kV T/L S/S S/D Dhenkanal_Line | 3000000857 | SS HWF AGS type for 90 KN insulator | HWF.SS.A016 | ZSPR_ACT | ZSPR | NOS | 10 | 17116.68 | INR
2000 | Central Zone, Bhubaneswar | 2300 | EHT (O&M) Circle, Chainpal | 2303 | EHT (O&M) Division, Dhenkanal | CL36 | 132/33 kV S/S S/D Khajurikote_Line | 3000000857 | SS HWF AGS type for 90 KN insulator | HWF.SS.A016 | ZSPR_ACT | ZSPR | NOS | 6 | 10270 | INR
2000 | Central Zone, Bhubaneswar | 2300 | EHT (O&M) Circle, Chainpal | 2303 | EHT (O&M) Division, Dhenkanal | C436 | 132/33 kV S/S S/D Khajurikote | 3000000864 | HARDWARES & FITTINGS / SPRS MOOSE SET | HWF.SS.B015 | ZSPR_ACT | ZSPR | NOS | 1 | 56362 | INR
2000 | Central Zone, Bhubaneswar | 2300 | EHT (O&M) Circle, Chainpal | 2303 | EHT (O&M) Division, Dhenkanal | C438 | 220/132/33 kV S/S S/D Goda | 3000000866 | CLAMP OF SS HWF FOR ACSR ZEBRA | HWF.SS.C003 | ZSPR_ACT | ZSPR | NOS | 15 | 15 | INR
2000 | Central Zone, Bhubaneswar | 2300 | EHT (O&M) Circle, Chainpal | 2303 | EHT (O&M) Division, Dhenkanal | C438 | 220/132/33 kV S/S S/D Goda | 3000000867 | CLAMP OF SS HWF FOR ACSR MOOSE | HWF.SS.C004 | ZSPR_ACT | ZSPR | NOS | 2 | 2 | INR
2000 | Central Zone, Bhubaneswar | 2300 | EHT (O&M) Circle, Chainpal | 2303 | EHT (O&M) Division, Dhenkanal | CL33 | 132/33 kV T/L S/S S/D Dhenkanal_Line | 3000000877 | ST Hard wares fittings 120KN insulator | HWF.ST.A002 | ZSPR_ACT | ZSPR | NOS | 10 | 18249.11 | INR
2000 | Central Zone, Bhubaneswar | 2300 | EHT (O&M) Circle, Chainpal | 2303 | EHT (O&M) Division, Dhenkanal | C434 | 132/33 kV T/L S/S S/D Kamakhyanagar | 3000000877 | ST Hard wares fittings 120KN insulator | HWF.ST.A002 | ZSPR_ACT | ZSPR | NOS | 8 | 14599.29 | INR
2000 | Central Zone, Bhubaneswar | 2300 | EHT (O&M) Circle, Chainpal | 2303 | EHT (O&M) Division, Dhenkanal | C432 | 132 kV S/S S/D Kharagprasad | 3000000878 | ST HWF FOR ACSR ZEBRA | HWF.ST.A003 | ZSPR_ACT | ZSPR | NOS | 8 | 28337.92 | INR
2000 | Central Zone, Bhubaneswar | 2300 | EHT (O&M) Circle, Chainpal | 2303 | EHT (O&M) Division, Dhenkanal | C434 | 132/33 kV T/L S/S S/D Kamakhyanagar | 3000000878 | ST HWF FOR ACSR ZEBRA | HWF.ST.A003 | ZSPR_ACT | ZSPR | NOS | 2 | 7084.48 | INR
2000 | Central Zone, Bhubaneswar | 2300 | EHT (O&M) Circle, Chainpal | 2303 | EHT (O&M) Division, Dhenkanal | CL33 | 132/33 kV T/L S/S S/D Dhenkanal_Line | 3000000878 | ST HWF FOR ACSR ZEBRA | HWF.ST.A003 | ZSPR_ACT | ZSPR | NOS | 10 | 35422.4 | INR
2000 | Central Zone, Bhubaneswar | 2300 | EHT (O&M) Circle, Chainpal | 2303 | EHT (O&M) Division, Dhenkanal | CL36 | 132/33 kV S/S S/D Khajurikote_Line | 3000000887 | ST HWF FOR 90KN INSULATOR | HWF.ST.A015 | ZSPR_ACT | ZSPR | NOS | 12 | 21462.88 | INR
2000 | Central Zone, Bhubaneswar | 2300 | EHT (O&M) Circle, Chainpal | 2303 | EHT (O&M) Division, Dhenkanal | C435 | 132/33 kV T/L S/S S/D Kalarangi | 3000000887 | ST HWF FOR 90KN INSULATOR | HWF.ST.A015 | ZSPR_ACT | ZSPR | NOS | 11 | 19674.3 | INR
2000 | Central Zone, Bhubaneswar | 2300 | EHT (O&M) Circle, Chainpal | 2303 | EHT (O&M) Division, Dhenkanal | C433 | 132/33 kV T/L S/S S/D Dhenkanal | 3000000894 | DEAD END CLAMP OF ST HWF FOR ACSR ZEBRA | HWF.ST.C003 | ZSPR_ACT | ZSPR | NOS | 2 | 3752 | INR
2000 | Central Zone, Bhubaneswar | 2300 | EHT (O&M) Circle, Chainpal | 2303 | EHT (O&M) Division, Dhenkanal | CL33 | 132/33 kV T/L S/S S/D Dhenkanal_Line | 3000000900 | ARCING HORN OF ST HWF FOR ACSR PANTHER | HWF.ST.D002 | ZSPR_ACT | ZSPR | NOS | 7 | 3150 | INR
2000 | Central Zone, Bhubaneswar | 2300 | EHT (O&M) Circle, Chainpal | 2303 | EHT (O&M) Division, Dhenkanal | C432 | 132 kV S/S S/D Kharagprasad | 3000000902 | Tension Clamp for dog conductor | HWF.ST.D008 | ZSPR_ACT | ZSPR | NOS | 3 | 2055 | INR
2000 | Central Zone, Bhubaneswar | 2300 | EHT (O&M) Circle, Chainpal | 2303 | EHT (O&M) Division, Dhenkanal | C435 | 132/33 kV T/L S/S S/D Kalarangi | 3000000925 | ROTARY SWITCH | ILWR.SWITCH.G001 | ZSPR_ACT | ZSPR | NOS | 1 | 451.32 | INR
2000 | Central Zone, Bhubaneswar | 2300 | EHT (O&M) Circle, Chainpal | 2303 | EHT (O&M) Division, Dhenkanal | CL36 | 132/33 kV S/S S/D Khajurikote_Line | 3000000930 | 70KN ANTIFOG DISC INSULATOR | INS.AF.DISC.B001 | ZSPR_ACT | ZSPR | NOS | 258 | 118938 | INR
2000 | Central Zone, Bhubaneswar | 2300 | EHT (O&M) Circle, Chainpal | 2303 | EHT (O&M) Division, Dhenkanal | C435 | 132/33 kV T/L S/S S/D Kalarangi | 3000000931 | 90KN ANTIFOG DISC INSULATOR | INS.AF.DISC.B002 | ZSPR_ACT | ZSPR | NOS | 16 | 11729.3 | INR
2000 | Central Zone, Bhubaneswar | 2300 | EHT (O&M) Circle, Chainpal | 2303 | EHT (O&M) Division, Dhenkanal | C438 | 220/132/33 kV S/S S/D Goda | 3000000931 | 90KN ANTIFOG DISC INSULATOR | INS.AF.DISC.B002 | ZSPR_ACT | ZSPR | NOS | 150 | 109962.2 | INR
2000 | Central Zone, Bhubaneswar | 2300 | EHT (O&M) Circle, Chainpal | 2303 | EHT (O&M) Division, Dhenkanal | C432 | 132 kV S/S S/D Kharagprasad | 3000000932 | 120KN ANTIFOG DISC INSULATOR | INS.AF.DISC.B003 | ZSPR_ACT | ZSPR | NOS | 62 | 59315.89 | INR
2000 | Central Zone, Bhubaneswar | 2300 | EHT (O&M) Circle, Chainpal | 2303 | EHT (O&M) Division, Dhenkanal | C438 | 220/132/33 kV S/S S/D Goda | 3000000933 | 160KN ANTIFOG DISC INSULATOR | INS.AF.DISC.B004 | ZSPR_ACT | ZSPR | NOS | 100 | 123123 | INR
2000 | Central Zone, Bhubaneswar | 2300 | EHT (O&M) Circle, Chainpal | 2303 | EHT (O&M) Division, Dhenkanal | C432 | 132 kV S/S S/D Kharagprasad | 3000000944 | 132 KV BUS POST INSULATORS | INS.POR.BPI.D001 | ZSPR_ACT | ZSPR | NOS | 15 | 135784.89 | INR
2000 | Central Zone, Bhubaneswar | 2300 | EHT (O&M) Circle, Chainpal | 2303 | EHT (O&M) Division, Dhenkanal | C433 | 132/33 kV T/L S/S S/D Dhenkanal | 3000000944 | 132 KV BUS POST INSULATORS | INS.POR.BPI.D001 | ZSPR_ACT | ZSPR | NOS | 1 | 9052.33 | INR
2000 | Central Zone, Bhubaneswar | 2300 | EHT (O&M) Circle, Chainpal | 2303 | EHT (O&M) Division, Dhenkanal | C434 | 132/33 kV T/L S/S S/D Kamakhyanagar | 3000000944 | 132 KV BUS POST INSULATORS | INS.POR.BPI.D001 | ZSPR_ACT | ZSPR | NOS | 4 | 36209.3 | INR
2000 | Central Zone, Bhubaneswar | 2300 | EHT (O&M) Circle, Chainpal | 2303 | EHT (O&M) Division, Dhenkanal | C436 | 132/33 kV S/S S/D Khajurikote | 3000000944 | 132 KV BUS POST INSULATORS | INS.POR.BPI.D001 | ZSPR_ACT | ZSPR | NOS | 3 | 27156.98 | INR
2000 | Central Zone, Bhubaneswar | 2300 | EHT (O&M) Circle, Chainpal | 2303 | EHT (O&M) Division, Dhenkanal | C438 | 220/132/33 kV S/S S/D Goda | 3000000945 | 220KV Bus Post Insulator | INS.POR.BPI.E001 | ZSPR_ACT | ZSPR | NOS | 4 | 115880.84 | INR
2000 | Central Zone, Bhubaneswar | 2300 | EHT (O&M) Circle, Chainpal | 2303 | EHT (O&M) Division, Dhenkanal | C432 | 132 kV S/S S/D Kharagprasad | 3000000947 | 90KN PORCELAIN DISC INSULATOR | INS.POR.DISC.B002 | ZSPR_ACT | ZSPR | NOS | 74 | 24919.37 | INR
2000 | Central Zone, Bhubaneswar | 2300 | EHT (O&M) Circle, Chainpal | 2303 | EHT (O&M) Division, Dhenkanal | C434 | 132/33 kV T/L S/S S/D Kamakhyanagar | 3000000947 | 90KN PORCELAIN DISC INSULATOR | INS.POR.DISC.B002 | ZSPR_ACT | ZSPR | NOS | 7705 | 2594645.61 | INR
2000 | Central Zone, Bhubaneswar | 2300 | EHT (O&M) Circle, Chainpal | 2303 | EHT (O&M) Division, Dhenkanal | C436 | 132/33 kV S/S S/D Khajurikote | 3000000947 | 90KN PORCELAIN DISC INSULATOR | INS.POR.DISC.B002 | ZSPR_ACT | ZSPR | NOS | 28 | 9428.95 | INR
2000 | Central Zone, Bhubaneswar | 2300 | EHT (O&M) Circle, Chainpal | 2303 | EHT (O&M) Division, Dhenkanal | C434 | 132/33 kV T/L S/S S/D Kamakhyanagar | 3000000949 | 160KN PORCELAIN DISC INSULATOR | INS.POR.DISC.B004 | ZSPR_ACT | ZSPR | NOS | 210 | 138954.9 | INR
2000 | Central Zone, Bhubaneswar | 2300 | EHT (O&M) Circle, Chainpal | 2303 | EHT (O&M) Division, Dhenkanal | CL33 | 132/33 kV T/L S/S S/D Dhenkanal_Line | 3000000954 | 132KV LR 90KN PORCELAIN INSULATOR | INS.POR.LR.D002 | ZSPR_ACT | ZSPR | NOS | 37 | 258161.21 | INR
2000 | Central Zone, Bhubaneswar | 2300 | EHT (O&M) Circle, Chainpal | 2303 | EHT (O&M) Division, Dhenkanal | C434 | 132/33 kV T/L S/S S/D Kamakhyanagar | 3000000954 | 132KV LR 90KN PORCELAIN INSULATOR | INS.POR.LR.D002 | ZSPR_ACT | ZSPR | NOS | 60 | 418639.81 | INR
2000 | Central Zone, Bhubaneswar | 2300 | EHT (O&M) Circle, Chainpal | 2303 | EHT (O&M) Division, Dhenkanal | CL37 | 132kV TL Gondia Line | 3000000954 | 132KV LR 90KN PORCELAIN INSULATOR | INS.POR.LR.D002 | ZSPR_ACT | ZSPR | NOS | 4 | 27909.32 | INR
2000 | Central Zone, Bhubaneswar | 2300 | EHT (O&M) Circle, Chainpal | 2303 | EHT (O&M) Division, Dhenkanal | CL33 | 132/33 kV T/L S/S S/D Dhenkanal_Line | 3000000955 | 120KN 132 KV PORCELAIN LONG ROD | INS.POR.LR.D003 | ZSPR_ACT | ZSPR | NOS | 5 | 40101.05 | INR
2000 | Central Zone, Bhubaneswar | 2300 | EHT (O&M) Circle, Chainpal | 2303 | EHT (O&M) Division, Dhenkanal | C432 | 132 kV S/S S/D Kharagprasad | 3000000956 | 120KN 220 KV PORCELAIN LONG ROD | INS.POR.LR.E003 | ZSPR_ACT | ZSPR | NOS | 60 | 809394.96 | INR
2000 | Central Zone, Bhubaneswar | 2300 | EHT (O&M) Circle, Chainpal | 2303 | EHT (O&M) Division, Dhenkanal | C438 | 220/132/33 kV S/S S/D Goda | 3000001002 | EMPTY Tfr OIL BARREL | MISC.EMPTYBRL.A001 | ZSPR_US | ZSPR | NOS | 100 | 100 | INR
2000 | Central Zone, Bhubaneswar | 2300 | EHT (O&M) Circle, Chainpal | 2303 | EHT (O&M) Division, Dhenkanal | C434 | 132/33 kV T/L S/S S/D Kamakhyanagar | 3000001002 | EMPTY Tfr OIL BARREL | MISC.EMPTYBRL.A001 | ZSPR_ACT | ZSPR | NOS | 34 | 5146.19 | INR
2000 | Central Zone, Bhubaneswar | 2300 | EHT (O&M) Circle, Chainpal | 2303 | EHT (O&M) Division, Dhenkanal | C432 | 132 kV S/S S/D Kharagprasad | 3000001002 | EMPTY Tfr OIL BARREL | MISC.EMPTYBRL.A001 | ZSPR_ACT | ZSPR | NOS | 17 | 2573.1 | INR
2000 | Central Zone, Bhubaneswar | 2300 | EHT (O&M) Circle, Chainpal | 2303 | EHT (O&M) Division, Dhenkanal | C432 | 132 kV S/S S/D Kharagprasad | 3000001007 | FLEXIBLE COPPER EARTH BOND | MISC.FL.CU.BOND.A001 | ZSPR_ACT | ZSPR | NOS | 80 | 25605.92 | INR
2000 | Central Zone, Bhubaneswar | 2300 | EHT (O&M) Circle, Chainpal | 2303 | EHT (O&M) Division, Dhenkanal | C436 | 132/33 kV S/S S/D Khajurikote | 3000001007 | FLEXIBLE COPPER EARTH BOND | MISC.FL.CU.BOND.A001 | ZSPR_ACT | ZSPR | NOS | 40 | 12802.96 | INR
2000 | Central Zone, Bhubaneswar | 2300 | EHT (O&M) Circle, Chainpal | 2303 | EHT (O&M) Division, Dhenkanal | C434 | 132/33 kV T/L S/S S/D Kamakhyanagar | 3000001038 | 90 LB RAIL POLE | MISC.RAILPOLE.A002 | ZSPR_ACT | ZSPR | MT | 0.05 | 2500 | INR
2000 | Central Zone, Bhubaneswar | 2300 | EHT (O&M) Circle, Chainpal | 2303 | EHT (O&M) Division, Dhenkanal | C432 | 132 kV S/S S/D Kharagprasad | 3000001044 | RAIL POLE ASSORTED | MISC.RAILPOLE.A010 | ZSPR_ACT | ZSPR | MT | 0.259 | 0.26 | INR
2000 | Central Zone, Bhubaneswar | 2300 | EHT (O&M) Circle, Chainpal | 2303 | EHT (O&M) Division, Dhenkanal | C434 | 132/33 kV T/L S/S S/D Kamakhyanagar | 3000001067 | 50 Kg SF6 gas Cylinder | MISC.SF6CYLNDR.A002 | ZSPR_ACT | ZSPR | NOS | 1 | 10208.19 | INR
2000 | Central Zone, Bhubaneswar | 2300 | EHT (O&M) Circle, Chainpal | 2303 | EHT (O&M) Division, Dhenkanal | C438 | 220/132/33 kV S/S S/D Goda | 3000001067 | 50 Kg SF6 gas Cylinder | MISC.SF6CYLNDR.A002 | ZSPR_ACT | ZSPR | NOS | 5 | 51040.96 | INR
2000 | Central Zone, Bhubaneswar | 2300 | EHT (O&M) Circle, Chainpal | 2303 | EHT (O&M) Division, Dhenkanal | C436 | 132/33 kV S/S S/D Khajurikote | 3000001088 | Disconnected type Terminal block | MISC.TBLOCK.A003 | ZSPR_ACT | ZSPR | NOS | 18 | 1890 | INR
2000 | Central Zone, Bhubaneswar | 2300 | EHT (O&M) Circle, Chainpal | 2303 | EHT (O&M) Division, Dhenkanal | C435 | 132/33 kV T/L S/S S/D Kalarangi | 3000001094 | NEW EHV GRADE Napthelin based Tfr OIL | MISC.TFROIL.A001 | ZSPR_ACT | ZSPR | L | 410 | 32509.37 | INR
2000 | Central Zone, Bhubaneswar | 2300 | EHT (O&M) Circle, Chainpal | 2303 | EHT (O&M) Division, Dhenkanal | C437 | 132/33 kV S/S S/D Gondia | 3000001094 | NEW EHV GRADE Napthelin based Tfr OIL | MISC.TFROIL.A001 | ZSPR_ACT | ZSPR | L | 420 | 33302.29 | INR
2000 | Central Zone, Bhubaneswar | 2300 | EHT (O&M) Circle, Chainpal | 2303 | EHT (O&M) Division, Dhenkanal | C435 | 132/33 kV T/L S/S S/D Kalarangi | 3000001095 | USED/ OLD Tfr OIL | MISC.TFROIL.A002 | ZSPR_US | ZSPR | L | 30 | 955.5 | INR
2000 | Central Zone, Bhubaneswar | 2300 | EHT (O&M) Circle, Chainpal | 2303 | EHT (O&M) Division, Dhenkanal | C432 | 132 kV S/S S/D Kharagprasad | 3000001098 | 10% extra Tfr oil supplied free of cost | MISC.TFROIL.A005 | ZSPR_ACT | ZSPR | L | 200 | 200 | INR
2000 | Central Zone, Bhubaneswar | 2300 | EHT (O&M) Circle, Chainpal | 2303 | EHT (O&M) Division, Dhenkanal | C432 | 132 kV S/S S/D Kharagprasad | 3000001109 | 0 TO 120AMP ANALOG AMMETER | MTR.AMMETER.A.A004 | ZSPR_SUP | ZSPR | NOS | 4 | 4 | INR
2000 | Central Zone, Bhubaneswar | 2300 | EHT (O&M) Circle, Chainpal | 2303 | EHT (O&M) Division, Dhenkanal | C435 | 132/33 kV T/L S/S S/D Kalarangi | 3000001115 | Digital AC Ammeter | MTR.AMMETER.D.A003 | ZSPR_ACT | ZSPR | NOS | 1 | 1455 | INR
2000 | Central Zone, Bhubaneswar | 2300 | EHT (O&M) Circle, Chainpal | 2303 | EHT (O&M) Division, Dhenkanal | C432 | 132 kV S/S S/D Kharagprasad | 3000001115 | Digital AC Ammeter | MTR.AMMETER.D.A003 | ZSPR_SUP | ZSPR | NOS | 8 | 8 | INR
2000 | Central Zone, Bhubaneswar | 2300 | EHT (O&M) Circle, Chainpal | 2303 | EHT (O&M) Division, Dhenkanal | C436 | 132/33 kV S/S S/D Khajurikote | 3000001129 | 4 POSITION AMMETER SEL. SWITCH | MTR.MISC.A529 | ZSPR_ACT | ZSPR | NOS | 4 | 2884 | INR
2000 | Central Zone, Bhubaneswar | 2300 | EHT (O&M) Circle, Chainpal | 2303 | EHT (O&M) Division, Dhenkanal | C432 | 132 kV S/S S/D Kharagprasad | 3000001131 | MVAR Meter along with Transducer | MTR.MVAR.TDCR.A001 | ZSPR_SUP | ZSPR | NOS | 8 | 8 | INR
2000 | Central Zone, Bhubaneswar | 2300 | EHT (O&M) Circle, Chainpal | 2303 | EHT (O&M) Division, Dhenkanal | C432 | 132 kV S/S S/D Kharagprasad | 3000001132 | THREE PHASE ANALOG MVAR METER | MTR.MVARMETER.A.A003 | ZSPR_SUP | ZSPR | NOS | 6 | 6 | INR
2000 | Central Zone, Bhubaneswar | 2300 | EHT (O&M) Circle, Chainpal | 2303 | EHT (O&M) Division, Dhenkanal | C436 | 132/33 kV S/S S/D Khajurikote | 3000001133 | 132kV MVAR METER ALONG WITH TRANSDUCER | MTR.MVARMETER.D.A004 | ZSPR_ACT | ZSPR | NOS | 2 | 28830 | INR
2000 | Central Zone, Bhubaneswar | 2300 | EHT (O&M) Circle, Chainpal | 2303 | EHT (O&M) Division, Dhenkanal | C432 | 132 kV S/S S/D Kharagprasad | 3000001135 | THREE PHASE ANALOG MEGA WATT METER | MTR.MWMETER.A.A003 | ZSPR_SUP | ZSPR | NOS | 6 | 6 | INR
2000 | Central Zone, Bhubaneswar | 2300 | EHT (O&M) Circle, Chainpal | 2303 | EHT (O&M) Division, Dhenkanal | C436 | 132/33 kV S/S S/D Khajurikote | 3000001136 | 33KV Mega watt meter (Digital) | MTR.MWMETER.D.A001 | ZSPR_ACT | ZSPR | NOS | 1 | 14415 | INR
2000 | Central Zone, Bhubaneswar | 2300 | EHT (O&M) Circle, Chainpal | 2303 | EHT (O&M) Division, Dhenkanal | C436 | 132/33 kV S/S S/D Khajurikote | 3000001137 | 132KV Mega watt meter (Digital) | MTR.MWMETER.D.A002 | ZSPR_ACT | ZSPR | NOS | 2 | 28830 | INR
2000 | Central Zone, Bhubaneswar | 2300 | EHT (O&M) Circle, Chainpal | 2303 | EHT (O&M) Division, Dhenkanal | C432 | 132 kV S/S S/D Kharagprasad | 3000001138 | THREE PHASE DIGITAL MEGA WATT METER | MTR.MWMETER.D.A003 | ZSPR_SUP | ZSPR | NOS | 7 | 7 | INR
2000 | Central Zone, Bhubaneswar | 2300 | EHT (O&M) Circle, Chainpal | 2303 | EHT (O&M) Division, Dhenkanal | C432 | 132 kV S/S S/D Kharagprasad | 3000001139 | THREE PHASE POWER FACTOR METER ANALOG | MTR.PFMETER.A.A003 | ZSPR_SUP | ZSPR | NOS | 2 | 2 | INR
2000 | Central Zone, Bhubaneswar | 2300 | EHT (O&M) Circle, Chainpal | 2303 | EHT (O&M) Division, Dhenkanal | C432 | 132 kV S/S S/D Kharagprasad | 3000001144 | 0-500 V AC VOLT METER | MTR.VOLTMETER.A.A003 | ZSPR_SUP | ZSPR | NOS | 2 | 2 | INR
2000 | Central Zone, Bhubaneswar | 2300 | EHT (O&M) Circle, Chainpal | 2303 | EHT (O&M) Division, Dhenkanal | C432 | 132 kV S/S S/D Kharagprasad | 3000001145 | 0-300 V AC VOLT METER | MTR.VOLTMETER.A.A004 | ZSPR_SUP | ZSPR | NOS | 1 | 2500 | INR
2000 | Central Zone, Bhubaneswar | 2300 | EHT (O&M) Circle, Chainpal | 2303 | EHT (O&M) Division, Dhenkanal | C436 | 132/33 kV S/S S/D Khajurikote | 3000001148 | Voltmeter of range (0-132)KV | MTR.VOLTMETER.A.A009 | ZSPR_ACT | ZSPR | NOS | 2 | 21622 | INR
2000 | Central Zone, Bhubaneswar | 2300 | EHT (O&M) Circle, Chainpal | 2303 | EHT (O&M) Division, Dhenkanal | C432 | 132 kV S/S S/D Kharagprasad | 3000001150 | DIGITAL VOLTMETER | MTR.VOLTMETER.D.B001 | ZSPR_SUP | ZSPR | NOS | 11 | 11 | INR
2000 | Central Zone, Bhubaneswar | 2300 | EHT (O&M) Circle, Chainpal | 2303 | EHT (O&M) Division, Dhenkanal | C436 | 132/33 kV S/S S/D Khajurikote | 3000001151 | 33kV MVAR METER ALONG WITH TRANSDUCER | MTR.WHMETER.D.B002 | ZSPR_ACT | ZSPR | NOS | 1 | 14415 | INR
2000 | Central Zone, Bhubaneswar | 2300 | EHT (O&M) Circle, Chainpal | 2303 | EHT (O&M) Division, Dhenkanal | C434 | 132/33 kV T/L S/S S/D Kamakhyanagar | 3000001154 | NUTS AND BOLTS | NBW.ASRT.GINB.A001 | ZSPR_ACT | ZSPR | KG | 95 | 10085.85 | INR
2000 | Central Zone, Bhubaneswar | 2300 | EHT (O&M) Circle, Chainpal | 2303 | EHT (O&M) Division, Dhenkanal | C433 | 132/33 kV T/L S/S S/D Dhenkanal | 3000001154 | NUTS AND BOLTS | NBW.ASRT.GINB.A001 | ZSPR_ACT | ZSPR | KG | 45 | 4777.51 | INR
2000 | Central Zone, Bhubaneswar | 2300 | EHT (O&M) Circle, Chainpal | 2303 | EHT (O&M) Division, Dhenkanal | C438 | 220/132/33 kV S/S S/D Goda | 3000001154 | NUTS AND BOLTS | NBW.ASRT.GINB.A001 | ZSPR_ACT | ZSPR | KG | 700 | 74316.77 | INR
2000 | Central Zone, Bhubaneswar | 2300 | EHT (O&M) Circle, Chainpal | 2303 | EHT (O&M) Division, Dhenkanal | C432 | 132 kV S/S S/D Kharagprasad | 3000001154 | NUTS AND BOLTS | NBW.ASRT.GINB.A001 | ZSPR_ACT | ZSPR | KG | 120 | 12740.02 | INR
2000 | Central Zone, Bhubaneswar | 2300 | EHT (O&M) Circle, Chainpal | 2303 | EHT (O&M) Division, Dhenkanal | C434 | 132/33 kV T/L S/S S/D Kamakhyanagar | 3000001163 | ASSORTED FOUNDATION NUT & BOLT IN KG | NBW.FDN.NB.A017 | ZSPR_ACT | ZSPR | KG | 266 | 266 | INR
2000 | Central Zone, Bhubaneswar | 2300 | EHT (O&M) Circle, Chainpal | 2303 | EHT (O&M) Division, Dhenkanal | C433 | 132/33 kV T/L S/S S/D Dhenkanal | 3000001199 | 12 X 60 MM GI HALF THREAD NUT & BOLT | NBW.GINB.A023 | ZSPR_ACT | ZSPR | KG | 15 | 2550 | INR
2000 | Central Zone, Bhubaneswar | 2300 | EHT (O&M) Circle, Chainpal | 2303 | EHT (O&M) Division, Dhenkanal | C433 | 132/33 kV T/L S/S S/D Dhenkanal | 3000001202 | 75x16mm GI Nut Bolts with Washer | NBW.GINB.A029 | ZSPR_ACT | ZSPR | KG | 11 | 1870 | INR
2000 | Central Zone, Bhubaneswar | 2300 | EHT (O&M) Circle, Chainpal | 2303 | EHT (O&M) Division, Dhenkanal | C433 | 132/33 kV T/L S/S S/D Dhenkanal | 3000001216 | 60mmx8mm GI Nut & Bolts with washer | NBW.GINB.B010 | ZSPR_ACT | ZSPR | KG | 8 | 1360 | INR
2000 | Central Zone, Bhubaneswar | 2300 | EHT (O&M) Circle, Chainpal | 2303 | EHT (O&M) Division, Dhenkanal | C433 | 132/33 kV T/L S/S S/D Dhenkanal | 3000001220 | 50X12mm FT Nut & Bolt with washers | NBW.GINB.B016 | ZSPR_ACT | ZSPR | KG | 10 | 1700 | INR
2000 | Central Zone, Bhubaneswar | 2300 | EHT (O&M) Circle, Chainpal | 2303 | EHT (O&M) Division, Dhenkanal | C433 | 132/33 kV T/L S/S S/D Dhenkanal | 3000001221 | 65X10mm FT Nut & Bolt with washer | NBW.GINB.B018 | ZSPR_ACT | ZSPR | KG | 8 | 1360 | INR
2000 | Central Zone, Bhubaneswar | 2300 | EHT (O&M) Circle, Chainpal | 2303 | EHT (O&M) Division, Dhenkanal | C433 | 132/33 kV T/L S/S S/D Dhenkanal | 3000001230 | 12 X 75 MM GI NUT & BOLT | NBW.GINB.B038 | ZSPR_ACT | ZSPR | KG | 9 | 1530 | INR
2000 | Central Zone, Bhubaneswar | 2300 | EHT (O&M) Circle, Chainpal | 2303 | EHT (O&M) Division, Dhenkanal | C432 | 132 kV S/S S/D Kharagprasad | 3000001298 | 33KV Feeder CR Panel | PNL.33.S.C001 | ZSPR_SUP | ZSPR | NOS | 1 | 1 | INR
2000 | Central Zone, Bhubaneswar | 2300 | EHT (O&M) Circle, Chainpal | 2303 | EHT (O&M) Division, Dhenkanal | C432 | 132 kV S/S S/D Kharagprasad | 3000001311 | Recovered 132KV used CT | RCVR.132CT.A001 | ZSPR_SH | ZSPR | NOS | 1 | 1 | INR
2000 | Central Zone, Bhubaneswar | 2300 | EHT (O&M) Circle, Chainpal | 2303 | EHT (O&M) Division, Dhenkanal | C434 | 132/33 kV T/L S/S S/D Kamakhyanagar | 3000001325 | 8 WINDOW FACIA ANNUNCIATOR RELAY | RLAY.ANCITOR.A001 | ZSPR_US | ZSPR | NOS | 1 | 6110 | INR
2000 | Central Zone, Bhubaneswar | 2300 | EHT (O&M) Circle, Chainpal | 2303 | EHT (O&M) Division, Dhenkanal | C433 | 132/33 kV T/L S/S S/D Dhenkanal | 3000001325 | 8 WINDOW FACIA ANNUNCIATOR RELAY | RLAY.ANCITOR.A001 | ZSPR_ACT | ZSPR | NOS | 4 | 24440 | INR
2000 | Central Zone, Bhubaneswar | 2300 | EHT (O&M) Circle, Chainpal | 2303 | EHT (O&M) Division, Dhenkanal | C436 | 132/33 kV S/S S/D Khajurikote | 3000001326 | 24 WINDOW FACIA ANNUNCIATOR RELAY | RLAY.ANCITOR.A002 | ZSPR_ACT | ZSPR | NOS | 2 | 30992 | INR
2000 | Central Zone, Bhubaneswar | 2300 | EHT (O&M) Circle, Chainpal | 2303 | EHT (O&M) Division, Dhenkanal | C432 | 132 kV S/S S/D Kharagprasad | 3000001326 | 24 WINDOW FACIA ANNUNCIATOR RELAY | RLAY.ANCITOR.A002 | ZSPR_SUP | ZSPR | NOS | 3 | 3 | INR
2000 | Central Zone, Bhubaneswar | 2300 | EHT (O&M) Circle, Chainpal | 2303 | EHT (O&M) Division, Dhenkanal | C433 | 132/33 kV T/L S/S S/D Dhenkanal | 3000001327 | 12/16 WINDOW FACIA ANNUNCIATOR RELAY | RLAY.ANCITOR.A003 | ZSPR_ACT | ZSPR | NOS | 2 | 16287 | INR
2000 | Central Zone, Bhubaneswar | 2300 | EHT (O&M) Circle, Chainpal | 2303 | EHT (O&M) Division, Dhenkanal | C434 | 132/33 kV T/L S/S S/D Kamakhyanagar | 3000001327 | 12/16 WINDOW FACIA ANNUNCIATOR RELAY | RLAY.ANCITOR.A003 | ZSPR_ACT | ZSPR | NOS | 1 | 8143.5 | INR
2000 | Central Zone, Bhubaneswar | 2300 | EHT (O&M) Circle, Chainpal | 2303 | EHT (O&M) Division, Dhenkanal | C436 | 132/33 kV S/S S/D Khajurikote | 3000001327 | 12/16 WINDOW FACIA ANNUNCIATOR RELAY | RLAY.ANCITOR.A003 | ZSPR_ACT | ZSPR | NOS | 1 | 8143.5 | INR
2000 | Central Zone, Bhubaneswar | 2300 | EHT (O&M) Circle, Chainpal | 2303 | EHT (O&M) Division, Dhenkanal | C432 | 132 kV S/S S/D Kharagprasad | 3000001327 | 12/16 WINDOW FACIA ANNUNCIATOR RELAY | RLAY.ANCITOR.A003 | ZSPR_SUP | ZSPR | NOS | 7 | 7 | INR
2000 | Central Zone, Bhubaneswar | 2300 | EHT (O&M) Circle, Chainpal | 2303 | EHT (O&M) Division, Dhenkanal | C432 | 132 kV S/S S/D Kharagprasad | 3000001328 | 16 Window Annunciation fascia | RLAY.ANCITOR.A004 | ZSPR_SUP | ZSPR | NOS | 3 | 3 | INR
2000 | Central Zone, Bhubaneswar | 2300 | EHT (O&M) Circle, Chainpal | 2303 | EHT (O&M) Division, Dhenkanal | C435 | 132/33 kV T/L S/S S/D Kalarangi | 3000001329 | ELECTROMAGNETIC AUXILLARY RELAY | RLAY.AUX.A001 | ZSPR_ACT | ZSPR | NOS | 1 | 187.46 | INR
2000 | Central Zone, Bhubaneswar | 2300 | EHT (O&M) Circle, Chainpal | 2303 | EHT (O&M) Division, Dhenkanal | C434 | 132/33 kV T/L S/S S/D Kamakhyanagar | 3000001329 | ELECTROMAGNETIC AUXILLARY RELAY | RLAY.AUX.A001 | ZSPR_ACT | ZSPR | NOS | 5 | 937.29 | INR
2000 | Central Zone, Bhubaneswar | 2300 | EHT (O&M) Circle, Chainpal | 2303 | EHT (O&M) Division, Dhenkanal | C433 | 132/33 kV T/L S/S S/D Dhenkanal | 3000001329 | ELECTROMAGNETIC AUXILLARY RELAY | RLAY.AUX.A001 | ZSPR_ACT | ZSPR | NOS | 4 | 749.84 | INR
2000 | Central Zone, Bhubaneswar | 2300 | EHT (O&M) Circle, Chainpal | 2303 | EHT (O&M) Division, Dhenkanal | C433 | 132/33 kV T/L S/S S/D Dhenkanal | 3000001347 | NUMERIC DIFFERENTIAL RELAY | RLAY.DIFFTIAL.C001 | ZSPR_ACT | ZSPR | NOS | 3 | 196531.78 | INR
2000 | Central Zone, Bhubaneswar | 2300 | EHT (O&M) Circle, Chainpal | 2303 | EHT (O&M) Division, Dhenkanal | C436 | 132/33 kV S/S S/D Khajurikote | 3000001350 | Distance Protection Relay | RLAY.DP.B003 | ZSPR_ACT | ZSPR | NOS | 1 | 180186 | INR
2000 | Central Zone, Bhubaneswar | 2300 | EHT (O&M) Circle, Chainpal | 2303 | EHT (O&M) Division, Dhenkanal | C432 | 132 kV S/S S/D Kharagprasad | 3000001351 | Numerical Feeder Management Relay | RLAY.DP.C001 | ZSPR_SUP | ZSPR | NOS | 2 | 2 | INR
2000 | Central Zone, Bhubaneswar | 2300 | EHT (O&M) Circle, Chainpal | 2303 | EHT (O&M) Division, Dhenkanal | C432 | 132 kV S/S S/D Kharagprasad | 3000001367 | EARTH FAULT NON DIR BACK UP RELAY | RLAY.EMBACKUP.E001 | ZSPR_SUP | ZSPR | NOS | 1 | 1 | INR
2000 | Central Zone, Bhubaneswar | 2300 | EHT (O&M) Circle, Chainpal | 2303 | EHT (O&M) Division, Dhenkanal | C434 | 132/33 kV T/L S/S S/D Kamakhyanagar | 3000001385 | ELECTROMAGNETIC MASTER TRIP RELAY | RLAY.MTRIP.A001 | ZSPR_ACT | ZSPR | NOS | 3 | 1449.6 | INR
2000 | Central Zone, Bhubaneswar | 2300 | EHT (O&M) Circle, Chainpal | 2303 | EHT (O&M) Division, Dhenkanal | C432 | 132 kV S/S S/D Kharagprasad | 3000001385 | ELECTROMAGNETIC MASTER TRIP RELAY | RLAY.MTRIP.A001 | ZSPR_SUP | ZSPR | NOS | 19 | 19 | INR
2000 | Central Zone, Bhubaneswar | 2300 | EHT (O&M) Circle, Chainpal | 2303 | EHT (O&M) Division, Dhenkanal | C433 | 132/33 kV T/L S/S S/D Dhenkanal | 3000001385 | ELECTROMAGNETIC MASTER TRIP RELAY | RLAY.MTRIP.A001 | ZSPR_ACT | ZSPR | NOS | 3 | 1449.6 | INR
2000 | Central Zone, Bhubaneswar | 2300 | EHT (O&M) Circle, Chainpal | 2303 | EHT (O&M) Division, Dhenkanal | C436 | 132/33 kV S/S S/D Khajurikote | 3000001386 | Master Trip Relay | RLAY.MTRIP.A002 | ZSPR_ACT | ZSPR | NOS | 2 | 3506.4 | INR
2000 | Central Zone, Bhubaneswar | 2300 | EHT (O&M) Circle, Chainpal | 2303 | EHT (O&M) Division, Dhenkanal | C432 | 132 kV S/S S/D Kharagprasad | 3000001386 | Master Trip Relay | RLAY.MTRIP.A002 | ZSPR_ACT | ZSPR | NOS | 8 | 14025.6 | INR
2000 | Central Zone, Bhubaneswar | 2300 | EHT (O&M) Circle, Chainpal | 2303 | EHT (O&M) Division, Dhenkanal | C436 | 132/33 kV S/S S/D Khajurikote | 3000001390 | High Burden Master Trip Relay | RLAY.MTRIP.A007 | ZSPR_ACT | ZSPR | NOS | 3 | 12390 | INR
2000 | Central Zone, Bhubaneswar | 2300 | EHT (O&M) Circle, Chainpal | 2303 | EHT (O&M) Division, Dhenkanal | C434 | 132/33 kV T/L S/S S/D Kamakhyanagar | 3000001396 | Restricted Earth fault Relay (with M&R) | RLAY.NU.REF.A001 | ZSPR_FREE | ZSPR | NOS | 3 | 0 | INR
2000 | Central Zone, Bhubaneswar | 2300 | EHT (O&M) Circle, Chainpal | 2303 | EHT (O&M) Division, Dhenkanal | C436 | 132/33 kV S/S S/D Khajurikote | 3000001396 | Restricted Earth fault Relay (with M&R) | RLAY.NU.REF.A001 | ZSPR_ACT | ZSPR | NOS | 4 | 44840 | INR
2000 | Central Zone, Bhubaneswar | 2300 | EHT (O&M) Circle, Chainpal | 2303 | EHT (O&M) Division, Dhenkanal | C436 | 132/33 kV S/S S/D Khajurikote | 3000001403 | OC E/F DIR NUMERIC BACKUP RELAY | RLAY.NUMBACKUP.B001 | ZSPR_ACT | ZSPR | NOS | 1 | 72284.78 | INR
2000 | Central Zone, Bhubaneswar | 2300 | EHT (O&M) Circle, Chainpal | 2303 | EHT (O&M) Division, Dhenkanal | C435 | 132/33 kV T/L S/S S/D Kalarangi | 3000001404 | Numerical Back up Relay | RLAY.NUMBACKUP.B002 | ZSPR_ACT | ZSPR | NOS | 1 | 59360.88 | INR
2000 | Central Zone, Bhubaneswar | 2300 | EHT (O&M) Circle, Chainpal | 2303 | EHT (O&M) Division, Dhenkanal | C432 | 132 kV S/S S/D Kharagprasad | 3000001404 | Numerical Back up Relay | RLAY.NUMBACKUP.B002 | ZSPR_ACT | ZSPR | NOS | 1 | 59360.89 | INR
2000 | Central Zone, Bhubaneswar | 2300 | EHT (O&M) Circle, Chainpal | 2303 | EHT (O&M) Division, Dhenkanal | C433 | 132/33 kV T/L S/S S/D Dhenkanal | 3000001416 | RESTRICTED EARTH FAULT RELAY | RLAY.REF.A001 | ZSPR_ACT | ZSPR | NOS | 4 | 2878.5 | INR
2000 | Central Zone, Bhubaneswar | 2300 | EHT (O&M) Circle, Chainpal | 2303 | EHT (O&M) Division, Dhenkanal | C438 | 220/132/33 kV S/S S/D Goda | 3000001478 | E.cards-350AH,220V Plante Bat charger | SPR.BAT.CHRG.A005 | ZSPR_ACT | ZSPR | SET | 1 | 65182.97 | INR
2000 | Central Zone, Bhubaneswar | 2300 | EHT (O&M) Circle, Chainpal | 2303 | EHT (O&M) Division, Dhenkanal | C432 | 132 kV S/S S/D Kharagprasad | 3000001496 | BLOCKING DIODE of STATCON CHARGER | SPR.BAT.STATCON.A002 | ZSPR_ACT | ZSPR | NOS | 2 | 585 | INR
2000 | Central Zone, Bhubaneswar | 2300 | EHT (O&M) Circle, Chainpal | 2303 | EHT (O&M) Division, Dhenkanal | C432 | 132 kV S/S S/D Kharagprasad | 3000001497 | FILTER CAPACITOR of STATCON CHARGER | SPR.BAT.STATCON.A003 | ZSPR_ACT | ZSPR | NOS | 2 | 3210 | INR
2000 | Central Zone, Bhubaneswar | 2300 | EHT (O&M) Circle, Chainpal | 2303 | EHT (O&M) Division, Dhenkanal | C432 | 132 kV S/S S/D Kharagprasad | 3000001500 | INPUT CONTACTOR of STATCON CHARGER | SPR.BAT.STATCON.A006 | ZSPR_ACT | ZSPR | NOS | 1 | 722 | INR
2000 | Central Zone, Bhubaneswar | 2300 | EHT (O&M) Circle, Chainpal | 2303 | EHT (O&M) Division, Dhenkanal | C434 | 132/33 kV T/L S/S S/D Kamakhyanagar | 3000001503 | CLOSING COIL of 145kV SF6 CB | SPR.BKR132.C001 | ZSPR_ACT | ZSPR | NOS | 8 | 9005.68 | INR
2000 | Central Zone, Bhubaneswar | 2300 | EHT (O&M) Circle, Chainpal | 2303 | EHT (O&M) Division, Dhenkanal | C432 | 132 kV S/S S/D Kharagprasad | 3000001504 | Tripping coil of 145kV SF6 CB | SPR.BKR132.C002 | ZSPR_ACT | ZSPR | NOS | 2 | 2936.35 | INR
2000 | Central Zone, Bhubaneswar | 2300 | EHT (O&M) Circle, Chainpal | 2303 | EHT (O&M) Division, Dhenkanal | C438 | 220/132/33 kV S/S S/D Goda | 3000001504 | Tripping coil of 145kV SF6 CB | SPR.BKR132.C002 | ZSPR_ACT | ZSPR | NOS | 2 | 2936.35 | INR
2000 | Central Zone, Bhubaneswar | 2300 | EHT (O&M) Circle, Chainpal | 2303 | EHT (O&M) Division, Dhenkanal | C438 | 220/132/33 kV S/S S/D Goda | 3000001505 | Density Monitor of 145kV SF6 CB | SPR.BKR132.C003 | ZSPR_ACT | ZSPR | NOS | 1 | 21727.66 | INR
2000 | Central Zone, Bhubaneswar | 2300 | EHT (O&M) Circle, Chainpal | 2303 | EHT (O&M) Division, Dhenkanal | C438 | 220/132/33 kV S/S S/D Goda | 3000001528 | SF6 GAS FILLING DEVICE 132KV ASTM SF6 CB | SPR.BKR132ASTM.D001 | ZSPR_ACT | ZSPR | NOS | 1 | 31867.23 | INR
2000 | Central Zone, Bhubaneswar | 2300 | EHT (O&M) Circle, Chainpal | 2303 | EHT (O&M) Division, Dhenkanal | C434 | 132/33 kV T/L S/S S/D Kamakhyanagar | 3000001555 | LIMB FOR 132 KV BHEL SF6 CB | SPR.BKR132BHEL.D011 | ZSPR_ACT | ZSPR | NOS | 1 | 32000 | INR
2000 | Central Zone, Bhubaneswar | 2300 | EHT (O&M) Circle, Chainpal | 2303 | EHT (O&M) Division, Dhenkanal | C434 | 132/33 kV T/L S/S S/D Kamakhyanagar | 3000001562 | SPECIAL LUBRICANT FOR 132KV BHEL SF6 CB | SPR.BKR132BHEL.D037 | ZSPR_ACT | ZSPR | SET | 1 | 3500 | INR
2000 | Central Zone, Bhubaneswar | 2300 | EHT (O&M) Circle, Chainpal | 2303 | EHT (O&M) Division, Dhenkanal | C438 | 220/132/33 kV S/S S/D Goda | 3000001571 | O RING OF 132KV CGL SF6 CB | SPR.BKR132CGL.D009 | ZSPR_ACT | ZSPR | NOS | 1 | 24624.68 | INR
2000 | Central Zone, Bhubaneswar | 2300 | EHT (O&M) Circle, Chainpal | 2303 | EHT (O&M) Division, Dhenkanal | C438 | 220/132/33 kV S/S S/D Goda | 3000001572 | ONE POLE ASSEMBLE 132KV CGL MAKE SF6 CB | SPR.BKR132CGL.D010 | ZSPR_ACT | ZSPR | NOS | 1 | 286805.09 | INR
2000 | Central Zone, Bhubaneswar | 2300 | EHT (O&M) Circle, Chainpal | 2303 | EHT (O&M) Division, Dhenkanal | C438 | 220/132/33 kV S/S S/D Goda | 3000001576 | MOVING ARC CONTACT 132KV CGL SF6 CB | SPR.BKR132CGL.D015 | ZSPR_ACT | ZSPR | NOS | 1 | 13471.15 | INR
2000 | Central Zone, Bhubaneswar | 2300 | EHT (O&M) Circle, Chainpal | 2303 | EHT (O&M) Division, Dhenkanal | C433 | 132/33 kV T/L S/S S/D Dhenkanal | 3000001584 | Single pole limb set of 132KV CGL SF6 CB | SPR.BKR132CGL.D023 | ZSPR_ACT | ZSPR | NOS | 1 | 1 | INR
2000 | Central Zone, Bhubaneswar | 2300 | EHT (O&M) Circle, Chainpal | 2303 | EHT (O&M) Division, Dhenkanal | C438 | 220/132/33 kV S/S S/D Goda | 3000001622 | MOTOR OF 132KV CGL SF6 BKR | SPR.BKR132CGL.D083 | ZSPR_ACT | ZSPR | NOS | 1 | 16223.32 | INR
2000 | Central Zone, Bhubaneswar | 2300 | EHT (O&M) Circle, Chainpal | 2303 | EHT (O&M) Division, Dhenkanal | C438 | 220/132/33 kV S/S S/D Goda | 3000001627 | Spring charging Motor 132KV SF6 CGL | SPR.BKR132CGL.D090 | ZSPR_ACT | ZSPR | NOS | 1 | 9705.02 | INR
2000 | Central Zone, Bhubaneswar | 2300 | EHT (O&M) Circle, Chainpal | 2303 | EHT (O&M) Division, Dhenkanal | C438 | 220/132/33 kV S/S S/D Goda | 3000001641 | LIMIT&AUXILARY SWITCH 132KV CGL SF6 CB | SPR.BKR132CGL.D109 | ZSPR_ACT | ZSPR | NOS | 1 | 6330 | INR
2000 | Central Zone, Bhubaneswar | 2300 | EHT (O&M) Circle, Chainpal | 2303 | EHT (O&M) Division, Dhenkanal | C436 | 132/33 kV S/S S/D Khajurikote | 3000001650 | AUXILIARY CONTACT132KV SIEMENS SF6 CB | SPR.BKR132SMNS.B001 | ZSPR_ACT | ZSPR | NOS | 1 | 3604 | INR
2000 | Central Zone, Bhubaneswar | 2300 | EHT (O&M) Circle, Chainpal | 2303 | EHT (O&M) Division, Dhenkanal | C435 | 132/33 kV T/L S/S S/D Kalarangi | 3000001651 | Trip/Close coil 132KV SF6 Seimens Brker | SPR.BKR132SMNS.B008 | ZSPR_ACT | ZSPR | NOS | 1 | 2109.8 | INR
2000 | Central Zone, Bhubaneswar | 2300 | EHT (O&M) Circle, Chainpal | 2303 | EHT (O&M) Division, Dhenkanal | C436 | 132/33 kV S/S S/D Khajurikote | 3000001651 | Trip/Close coil 132KV SF6 Seimens Brker | SPR.BKR132SMNS.B008 | ZSPR_ACT | ZSPR | NOS | 12 | 25317.59 | INR
2000 | Central Zone, Bhubaneswar | 2300 | EHT (O&M) Circle, Chainpal | 2303 | EHT (O&M) Division, Dhenkanal | C433 | 132/33 kV T/L S/S S/D Dhenkanal | 3000001658 | DENSITY MONITOR 132KV SIEMENS SF6 CB | SPR.BKR132SMNS.D007 | ZSPR_ACT | ZSPR | NOS | 1 | 23886.12 | INR
2000 | Central Zone, Bhubaneswar | 2300 | EHT (O&M) Circle, Chainpal | 2303 | EHT (O&M) Division, Dhenkanal | C436 | 132/33 kV S/S S/D Khajurikote | 3000001658 | DENSITY MONITOR 132KV SIEMENS SF6 CB | SPR.BKR132SMNS.D007 | ZSPR_ACT | ZSPR | NOS | 1 | 23886.12 | INR
2000 | Central Zone, Bhubaneswar | 2300 | EHT (O&M) Circle, Chainpal | 2303 | EHT (O&M) Division, Dhenkanal | C433 | 132/33 kV T/L S/S S/D Dhenkanal | 3000001660 | Relay PC for 132KV SMNS Bkr | SPR.BKR132SMNS.D009 | ZSPR_ACT | ZSPR | NOS | 3 | 13110.69 | INR
2000 | Central Zone, Bhubaneswar | 2300 | EHT (O&M) Circle, Chainpal | 2303 | EHT (O&M) Division, Dhenkanal | C436 | 132/33 kV S/S S/D Khajurikote | 3000001661 | ONE POLE ASSEMBLE 132KV SIEMENS SF6 CB | SPR.BKR132SMNS.D011 | ZSPR_ACT | ZSPR | NOS | 1 | 288296 | INR
2000 | Central Zone, Bhubaneswar | 2300 | EHT (O&M) Circle, Chainpal | 2303 | EHT (O&M) Division, Dhenkanal | C436 | 132/33 kV S/S S/D Khajurikote | 3000001665 | SC MOTOR FOR 132KV SMENS SF6 CB | SPR.BKR132SMNS.D015 | ZSPR_ACT | ZSPR | NOS | 1 | 28830 | INR
2000 | Central Zone, Bhubaneswar | 2300 | EHT (O&M) Circle, Chainpal | 2303 | EHT (O&M) Division, Dhenkanal | C434 | 132/33 kV T/L S/S S/D Kamakhyanagar | 3000001667 | GAS FILLING DEVICE 132KV SIEMENS SF6 CB | SPR.BKR132SMNS.D017 | ZSPR_ACT | ZSPR | NOS | 1 | 1 | INR
2000 | Central Zone, Bhubaneswar | 2300 | EHT (O&M) Circle, Chainpal | 2303 | EHT (O&M) Division, Dhenkanal | C438 | 220/132/33 kV S/S S/D Goda | 3000001678 | Density Monitor of 245kV SF6 CB | SPR.BKR220.C003 | ZSPR_ACT | ZSPR | NOS | 1 | 21727.66 | INR
2000 | Central Zone, Bhubaneswar | 2300 | EHT (O&M) Circle, Chainpal | 2303 | EHT (O&M) Division, Dhenkanal | C438 | 220/132/33 kV S/S S/D Goda | 3000001824 | Gas filling Kit 220KV Areva/GE T&D | SPR.BKR220ARVA.D014 | ZSPR_ACT | ZSPR | NOS | 1 | 34040 | INR
2000 | Central Zone, Bhubaneswar | 2300 | EHT (O&M) Circle, Chainpal | 2303 | EHT (O&M) Division, Dhenkanal | C438 | 220/132/33 kV S/S S/D Goda | 3000001829 | TRIPPING&CLOSING COIL 220KV CGL SF6 CB | SPR.BKR220CGL.D006 | ZSPR_ACT | ZSPR | NOS | 4 | 7532.24 | INR
2000 | Central Zone, Bhubaneswar | 2300 | EHT (O&M) Circle, Chainpal | 2303 | EHT (O&M) Division, Dhenkanal | C438 | 220/132/33 kV S/S S/D Goda | 3000001831 | AUX CONTACTORS 220 KV CGL SF6 CB | SPR.BKR220CGL.D013 | ZSPR_ACT | ZSPR | NOS | 1 | 6518 | INR
2000 | Central Zone, Bhubaneswar | 2300 | EHT (O&M) Circle, Chainpal | 2303 | EHT (O&M) Division, Dhenkanal | C438 | 220/132/33 kV S/S S/D Goda | 3000001865 | Pole assembly for 220KV SF6 CB SIEMENS | SPR.BKR220SMNS.D027 | ZSPR_ACT | ZSPR | NOS | 1 | 550434 | INR
2000 | Central Zone, Bhubaneswar | 2300 | EHT (O&M) Circle, Chainpal | 2303 | EHT (O&M) Division, Dhenkanal | C438 | 220/132/33 kV S/S S/D Goda | 3000001870 | POLE FOR 36KV VCB | SPR.BKR36.E002 | ZSPR_ACT | ZSPR | NOS | 1 | 195548.92 | INR
2000 | Central Zone, Bhubaneswar | 2300 | EHT (O&M) Circle, Chainpal | 2303 | EHT (O&M) Division, Dhenkanal | C438 | 220/132/33 kV S/S S/D Goda | 3000001872 | SPRING CHARGING MOTOR 36KV AGNI VCB | SPR.BKR36AGNI.E001 | ZSPR_ACT | ZSPR | SET | 1 | 11298.38 | INR
2000 | Central Zone, Bhubaneswar | 2300 | EHT (O&M) Circle, Chainpal | 2303 | EHT (O&M) Division, Dhenkanal | C435 | 132/33 kV T/L S/S S/D Kalarangi | 3000001879 | GASKET COMPLETE SET FOR 36KV ALLIND MOCB | SPR.BKR36ALND.C027 | ZSPR_US | ZSPR | NOS | 1 | 6567 | INR
2000 | Central Zone, Bhubaneswar | 2300 | EHT (O&M) Circle, Chainpal | 2303 | EHT (O&M) Division, Dhenkanal | C435 | 132/33 kV T/L S/S S/D Kalarangi | 3000001880 | SEALING PLUG FOR 36KV ALLIND MOCB | SPR.BKR36ALND.C028 | ZSPR_US | ZSPR | NOS | 2 | 194 | INR
2000 | Central Zone, Bhubaneswar | 2300 | EHT (O&M) Circle, Chainpal | 2303 | EHT (O&M) Division, Dhenkanal | C435 | 132/33 kV T/L S/S S/D Kalarangi | 3000001889 | TNC SWITCH 4NO+4NC 36KV SN | SPR.BKR36ALND.C040 | ZSPR_US | ZSPR | NOS | 2 | 2 | INR
2000 | Central Zone, Bhubaneswar | 2300 | EHT (O&M) Circle, Chainpal | 2303 | EHT (O&M) Division, Dhenkanal | C435 | 132/33 kV T/L S/S S/D Kalarangi | 3000001898 | 36KV UPPER CERAMIC INSULATOR ALLIND | SPR.BKR36ALND.C050 | ZSPR_US | ZSPR | NOS | 2 | 160 | INR
2000 | Central Zone, Bhubaneswar | 2300 | EHT (O&M) Circle, Chainpal | 2303 | EHT (O&M) Division, Dhenkanal | C435 | 132/33 kV T/L S/S S/D Kalarangi | 3000001899 | 36KV LOWER CERAMIC INSULATOR ALLIND | SPR.BKR36ALND.C051 | ZSPR_US | ZSPR | NOS | 2 | 200 | INR
2000 | Central Zone, Bhubaneswar | 2300 | EHT (O&M) Circle, Chainpal | 2303 | EHT (O&M) Division, Dhenkanal | C435 | 132/33 kV T/L S/S S/D Kalarangi | 3000001900 | GUIDING ROLLER HOLDER 36KV ALLIND | SPR.BKR36ALND.C052 | ZSPR_US | ZSPR | NOS | 2 | 200 | INR
2000 | Central Zone, Bhubaneswar | 2300 | EHT (O&M) Circle, Chainpal | 2303 | EHT (O&M) Division, Dhenkanal | C433 | 132/33 kV T/L S/S S/D Dhenkanal | 3000001909 | TRIP COIL 220V DC 36 KV AREVA MAKE VCB | SPR.BKR36ARVA.E001 | ZSPR_ACT | ZSPR | NOS | 2 | 1300 | INR
2000 | Central Zone, Bhubaneswar | 2300 | EHT (O&M) Circle, Chainpal | 2303 | EHT (O&M) Division, Dhenkanal | C435 | 132/33 kV T/L S/S S/D Kalarangi | 3000001910 | CLOSING COIL 220V DC 36 KV AREVA VCB | SPR.BKR36ARVA.E002 | ZSPR_ACT | ZSPR | NOS | 2 | 815.99 | INR
2000 | Central Zone, Bhubaneswar | 2300 | EHT (O&M) Circle, Chainpal | 2303 | EHT (O&M) Division, Dhenkanal | C433 | 132/33 kV T/L S/S S/D Dhenkanal | 3000001910 | CLOSING COIL 220V DC 36 KV AREVA VCB | SPR.BKR36ARVA.E002 | ZSPR_ACT | ZSPR | NOS | 2 | 815.99 | INR
2000 | Central Zone, Bhubaneswar | 2300 | EHT (O&M) Circle, Chainpal | 2303 | EHT (O&M) Division, Dhenkanal | C433 | 132/33 kV T/L S/S S/D Dhenkanal | 3000001924 | LIMB PVN-36 FOR 36KV BHEL VCB | SPR.BKR36BHEL.E014 | ZSPR_ACT | ZSPR | NOS | 1 | 10000 | INR
2000 | Central Zone, Bhubaneswar | 2300 | EHT (O&M) Circle, Chainpal | 2303 | EHT (O&M) Division, Dhenkanal | C434 | 132/33 kV T/L S/S S/D Kamakhyanagar | 3000001929 | TRIPPING / CLOSING COIL 36KV CGL VCB | SPR.BKR36CGL.E001 | ZSPR_FREE | ZSPR | NOS | 4 | 0 | INR
2000 | Central Zone, Bhubaneswar | 2300 | EHT (O&M) Circle, Chainpal | 2303 | EHT (O&M) Division, Dhenkanal | C435 | 132/33 kV T/L S/S S/D Kalarangi | 3000001934 | Tripping Coil for 33 KV CGL Make VCB | SPR.BKR36CGL.E007 | ZSPR_ACT | ZSPR | NOS | 3 | 3425.06 | INR
2000 | Central Zone, Bhubaneswar | 2300 | EHT (O&M) Circle, Chainpal | 2303 | EHT (O&M) Division, Dhenkanal | C434 | 132/33 kV T/L S/S S/D Kamakhyanagar | 3000001934 | Tripping Coil for 33 KV CGL Make VCB | SPR.BKR36CGL.E007 | ZSPR_FREE | ZSPR | NOS | 4 | 0 | INR
2000 | Central Zone, Bhubaneswar | 2300 | EHT (O&M) Circle, Chainpal | 2303 | EHT (O&M) Division, Dhenkanal | C434 | 132/33 kV T/L S/S S/D Kamakhyanagar | 3000001952 | spring charging motor for 36 KV CGL VCB | SPR.BKR36CGL.EA02 | ZSPR_FREE | ZSPR | NOS | 1 | 0 | INR
2000 | Central Zone, Bhubaneswar | 2300 | EHT (O&M) Circle, Chainpal | 2303 | EHT (O&M) Division, Dhenkanal | C435 | 132/33 kV T/L S/S S/D Kalarangi | 3000001955 | Single pole limb for 36KV VCB SEIL | SPR.BKR36SEIL.E001 | ZSPR_ACT | ZSPR | NOS | 1 | 1 | INR
2000 | Central Zone, Bhubaneswar | 2300 | EHT (O&M) Circle, Chainpal | 2303 | EHT (O&M) Division, Dhenkanal | C434 | 132/33 kV T/L S/S S/D Kamakhyanagar | 3000001956 | Tripping coil for 36KV VCB SEIL | SPR.BKR36SEIL.E002 | ZSPR_ACT | ZSPR | NOS | 4 | 1479.7 | INR
2000 | Central Zone, Bhubaneswar | 2300 | EHT (O&M) Circle, Chainpal | 2303 | EHT (O&M) Division, Dhenkanal | C433 | 132/33 kV T/L S/S S/D Dhenkanal | 3000001956 | Tripping coil for 36KV VCB SEIL | SPR.BKR36SEIL.E002 | ZSPR_ACT | ZSPR | NOS | 5 | 1849.62 | INR
2000 | Central Zone, Bhubaneswar | 2300 | EHT (O&M) Circle, Chainpal | 2303 | EHT (O&M) Division, Dhenkanal | C434 | 132/33 kV T/L S/S S/D Kamakhyanagar | 3000001957 | Closing coil for 36KV VCB SEIL | SPR.BKR36SEIL.E003 | ZSPR_ACT | ZSPR | NOS | 3 | 966.49 | INR
2000 | Central Zone, Bhubaneswar | 2300 | EHT (O&M) Circle, Chainpal | 2303 | EHT (O&M) Division, Dhenkanal | C433 | 132/33 kV T/L S/S S/D Dhenkanal | 3000001957 | Closing coil for 36KV VCB SEIL | SPR.BKR36SEIL.E003 | ZSPR_ACT | ZSPR | NOS | 2 | 644.33 | INR
2000 | Central Zone, Bhubaneswar | 2300 | EHT (O&M) Circle, Chainpal | 2303 | EHT (O&M) Division, Dhenkanal | C438 | 220/132/33 kV S/S S/D Goda | 3000001961 | Aux Switch C. Assembly for 36KV VCB SEIL | SPR.BKR36SEIL.E007 | ZSPR_ACT | ZSPR | NOS | 1 | 6952.85 | INR
2000 | Central Zone, Bhubaneswar | 2300 | EHT (O&M) Circle, Chainpal | 2303 | EHT (O&M) Division, Dhenkanal | C432 | 132 kV S/S S/D Kharagprasad | 3000001965 | Tripping coil for 36KV Stelmec make VCB. | SPR.BKR36SL.E004 | ZSPR_ACT | ZSPR | NOS | 2 | 4234.79 | INR
2000 | Central Zone, Bhubaneswar | 2300 | EHT (O&M) Circle, Chainpal | 2303 | EHT (O&M) Division, Dhenkanal | C436 | 132/33 kV S/S S/D Khajurikote | 3000001972 | CLOSING COIL OF 36KV SIEMENS VCB | SPR.BKR36SMNS.E002 | ZSPR_ACT | ZSPR | NOS | 3 | 12972 | INR
2000 | Central Zone, Bhubaneswar | 2300 | EHT (O&M) Circle, Chainpal | 2303 | EHT (O&M) Division, Dhenkanal | C436 | 132/33 kV S/S S/D Khajurikote | 3000001973 | TRIPPING COIL OF 36KV SIEMENS VCB | SPR.BKR36SMNS.E003 | ZSPR_ACT | ZSPR | NOS | 2 | 8648 | INR
2000 | Central Zone, Bhubaneswar | 2300 | EHT (O&M) Circle, Chainpal | 2303 | EHT (O&M) Division, Dhenkanal | C436 | 132/33 kV S/S S/D Khajurikote | 3000001974 | LIMB FOR 36KV SIEMENS MAKE VCB | SPR.BKR36SMNS.E004 | ZSPR_ACT | ZSPR | NOS | 1 | 144149 | INR
2000 | Central Zone, Bhubaneswar | 2300 | EHT (O&M) Circle, Chainpal | 2303 | EHT (O&M) Division, Dhenkanal | C436 | 132/33 kV S/S S/D Khajurikote | 3000001975 | SC MOTOR FOR 36KV,1250A,25KA, SIEMENS | SPR.BKR36SMNS.E005 | ZSPR_ACT | ZSPR | NOS | 1 | 28830 | INR
2000 | Central Zone, Bhubaneswar | 2300 | EHT (O&M) Circle, Chainpal | 2303 | EHT (O&M) Division, Dhenkanal | C432 | 132 kV S/S S/D Kharagprasad | 3000002107 | Control Card for 220 Volt DC Charger | SPR.CHRG.AMAR.A001 | ZSPR_ACT | ZSPR | NOS | 1 | 13750 | INR
2000 | Central Zone, Bhubaneswar | 2300 | EHT (O&M) Circle, Chainpal | 2303 | EHT (O&M) Division, Dhenkanal | C432 | 132 kV S/S S/D Kharagprasad | 3000002190 | AM-SWITCH FOR 220VBAT CHARGER STCN | SPR.CHRG.STCN.B004 | ZSPR_ACT | ZSPR | NOS | 2 | 600 | INR
2000 | Central Zone, Bhubaneswar | 2300 | EHT (O&M) Circle, Chainpal | 2303 | EHT (O&M) Division, Dhenkanal | C432 | 132 kV S/S S/D Kharagprasad | 3000002191 | CONTACTOR FOR 220 VBAT CHARGER STCN | SPR.CHRG.STCN.B007 | ZSPR_ACT | ZSPR | NOS | 1 | 1150 | INR
2000 | Central Zone, Bhubaneswar | 2300 | EHT (O&M) Circle, Chainpal | 2303 | EHT (O&M) Division, Dhenkanal | C433 | 132/33 kV T/L S/S S/D Dhenkanal | 3000002222 | TNC SWITCH FOR 33KV CR PANEL | SPR.CRPNL33BHEL.A008 | ZSPR_ACT | ZSPR | NOS | 3 | 2253.24 | INR
2000 | Central Zone, Bhubaneswar | 2300 | EHT (O&M) Circle, Chainpal | 2303 | EHT (O&M) Division, Dhenkanal | C436 | 132/33 kV S/S S/D Khajurikote | 3000002243 | Spare Card FCBC (F-C-B Charger) | SPR.FCBC.A001 | ZSPR_US | ZSPR | SET | 1 | 1 | INR
2000 | Central Zone, Bhubaneswar | 2300 | EHT (O&M) Circle, Chainpal | 2303 | EHT (O&M) Division, Dhenkanal | C436 | 132/33 kV S/S S/D Khajurikote | 3000002279 | HINGE PINS TC TPAD 132KV ISOLATOR | SPR.ISO.132SS.A002 | ZSPR_ACT | ZSPR | NOS | 1 | 7569 | INR
2000 | Central Zone, Bhubaneswar | 2300 | EHT (O&M) Circle, Chainpal | 2303 | EHT (O&M) Division, Dhenkanal | C433 | 132/33 kV T/L S/S S/D Dhenkanal | 3000002281 | Terminal Pad | SPR.ISO.33SS.A006 | ZSPR_ACT | ZSPR | NOS | 2 | 2236 | INR
2000 | Central Zone, Bhubaneswar | 2300 | EHT (O&M) Circle, Chainpal | 2303 | EHT (O&M) Division, Dhenkanal | C436 | 132/33 kV S/S S/D Khajurikote | 3000002282 | Earthing Rod & Blade Contactor | SPR.ISO.33SS.A007 | ZSPR_ACT | ZSPR | NOS | 1 | 21623 | INR
2000 | Central Zone, Bhubaneswar | 2300 | EHT (O&M) Circle, Chainpal | 2303 | EHT (O&M) Division, Dhenkanal | C436 | 132/33 kV S/S S/D Khajurikote | 3000002284 | Auxillary Switch Assy | SPR.ISO.33SS.A010 | ZSPR_ACT | ZSPR | NOS | 1 | 4324 | INR
2000 | Central Zone, Bhubaneswar | 2300 | EHT (O&M) Circle, Chainpal | 2303 | EHT (O&M) Division, Dhenkanal | C438 | 220/132/33 kV S/S S/D Goda | 3000002290 | L.switch&Aux switch for 132 KV Isolator | SPR.ISO.MISC.A005 | ZSPR_ACT | ZSPR | NOS | 2 | 8113.68 | INR
2000 | Central Zone, Bhubaneswar | 2300 | EHT (O&M) Circle, Chainpal | 2303 | EHT (O&M) Division, Dhenkanal | C433 | 132/33 kV T/L S/S S/D Dhenkanal | 3000002293 | 132KV Isolator Motor type Mechanism box | SPR.ISO.MISC.A008 | ZSPR_ACT | ZSPR | NOS | 2 | 63000 | INR
2000 | Central Zone, Bhubaneswar | 2300 | EHT (O&M) Circle, Chainpal | 2303 | EHT (O&M) Division, Dhenkanal | C438 | 220/132/33 kV S/S S/D Goda | 3000002297 | Limit switch & Aux switch-36KV Isolator | SPR.ISO.MISC.A012 | ZSPR_ACT | ZSPR | SET | 12 | 48682.08 | INR
2000 | Central Zone, Bhubaneswar | 2300 | EHT (O&M) Circle, Chainpal | 2303 | EHT (O&M) Division, Dhenkanal | C433 | 132/33 kV T/L S/S S/D Dhenkanal | 3000002307 | FEMALE CONTACT132KV DRCP ISOLATOR | SPR.ISO132DRCP.A001 | ZSPR_ACT | ZSPR | NOS | 22 | 16253.38 | INR
2000 | Central Zone, Bhubaneswar | 2300 | EHT (O&M) Circle, Chainpal | 2303 | EHT (O&M) Division, Dhenkanal | C433 | 132/33 kV T/L S/S S/D Dhenkanal | 3000002340 | MOVING CONTACT132KV HVLM ISOLATOR | SPR.ISO132HVLM.A008 | ZSPR_ACT | ZSPR | NOS | 2 | 8000 | INR
2000 | Central Zone, Bhubaneswar | 2300 | EHT (O&M) Circle, Chainpal | 2303 | EHT (O&M) Division, Dhenkanal | C433 | 132/33 kV T/L S/S S/D Dhenkanal | 3000002345 | FEMALE CONTACT 132 KV SLS ISOLATOR | SPR.ISO132SLS.A004 | ZSPR_ACT | ZSPR | NOS | 7 | 21000 | INR
2000 | Central Zone, Bhubaneswar | 2300 | EHT (O&M) Circle, Chainpal | 2303 | EHT (O&M) Division, Dhenkanal | C438 | 220/132/33 kV S/S S/D Goda | 3000002350 | MALE&FEMALE CONTACT OF ISOLATOR | SPR.ISO132SMNS.A005 | ZSPR_ACT | ZSPR | NOS | 2 | 2 | INR
2000 | Central Zone, Bhubaneswar | 2300 | EHT (O&M) Circle, Chainpal | 2303 | EHT (O&M) Division, Dhenkanal | C435 | 132/33 kV T/L S/S S/D Kalarangi | 3000002354 | FEMALE CONTACT(FXD) 132KV SS ISOLATOR | SPR.ISO132SS.A001 | ZSPR_ACT | ZSPR | NOS | 3 | 1500 | INR
2000 | Central Zone, Bhubaneswar | 2300 | EHT (O&M) Circle, Chainpal | 2303 | EHT (O&M) Division, Dhenkanal | C438 | 220/132/33 kV S/S S/D Goda | 3000002358 | MECHANISM BOX ONLY 132 KV SS ISOLATOR | SPR.ISO132SS.A006 | ZSPR_ACT | ZSPR | NOS | 6 | 6 | INR
2000 | Central Zone, Bhubaneswar | 2300 | EHT (O&M) Circle, Chainpal | 2303 | EHT (O&M) Division, Dhenkanal | C436 | 132/33 kV S/S S/D Khajurikote | 3000002359 | MALE & FEMALE CONTACT 132 KV ISOLATOR | SPR.ISO132SS.A007 | ZSPR_ACT | ZSPR | NOS | 1 | 30271 | INR
2000 | Central Zone, Bhubaneswar | 2300 | EHT (O&M) Circle, Chainpal | 2303 | EHT (O&M) Division, Dhenkanal | C436 | 132/33 kV S/S S/D Khajurikote | 3000002377 | EARTHING ROD & BLADE 132KV ISOLATOR | SPR.ISO132SS.A027 | ZSPR_ACT | ZSPR | NOS | 1 | 27388 | INR
2000 | Central Zone, Bhubaneswar | 2300 | EHT (O&M) Circle, Chainpal | 2303 | EHT (O&M) Division, Dhenkanal | C436 | 132/33 kV S/S S/D Khajurikote | 3000002378 | MOTOR WITH GEAR ASSEMBLY 132KV ISOLATOR | SPR.ISO132SS.A029 | ZSPR_ACT | ZSPR | NOS | 1 | 17299 | INR
2000 | Central Zone, Bhubaneswar | 2300 | EHT (O&M) Circle, Chainpal | 2303 | EHT (O&M) Division, Dhenkanal | C438 | 220/132/33 kV S/S S/D Goda | 3000002394 | MALE CONTACTSPARES FOR 220KV ISOLATOR | SPR.ISO220.A002 | ZSPR_ACT | ZSPR | NOS | 3 | 3 | INR
2000 | Central Zone, Bhubaneswar | 2300 | EHT (O&M) Circle, Chainpal | 2303 | EHT (O&M) Division, Dhenkanal | C438 | 220/132/33 kV S/S S/D Goda | 3000002419 | LS &AUX CONTACT220KV GRP ISOLAOR | SPR.ISO220GRP.A010 | ZSPR_ACT | ZSPR | NOS | 6 | 24341.04 | INR
2000 | Central Zone, Bhubaneswar | 2300 | EHT (O&M) Circle, Chainpal | 2303 | EHT (O&M) Division, Dhenkanal | C438 | 220/132/33 kV S/S S/D Goda | 3000002422 | MOTOR & ASSY.FOR 220KV GRP ISOLAOR | SPR.ISO220GRP.A013 | ZSPR_ACT | ZSPR | NOS | 1 | 11588.08 | INR
2000 | Central Zone, Bhubaneswar | 2300 | EHT (O&M) Circle, Chainpal | 2303 | EHT (O&M) Division, Dhenkanal | C438 | 220/132/33 kV S/S S/D Goda | 3000002430 | MALE CONTACTFOR 220KV SS MAKE ISOLATOR | SPR.ISO220SS.A002 | ZSPR_ACT | ZSPR | NOS | 1 | 55043.4 | INR
2000 | Central Zone, Bhubaneswar | 2300 | EHT (O&M) Circle, Chainpal | 2303 | EHT (O&M) Division, Dhenkanal | C433 | 132/33 kV T/L S/S S/D Dhenkanal | 3000002463 | SI CLAMP FOR 33KV HIVELUM MAKE ISOLATOR | SPR.ISO33HVLM.A001 | ZSPR_ACT | ZSPR | NOS | 3 | 33450 | INR
2000 | Central Zone, Bhubaneswar | 2300 | EHT (O&M) Circle, Chainpal | 2303 | EHT (O&M) Division, Dhenkanal | C438 | 220/132/33 kV S/S S/D Goda | 3000002464 | DI CLAMP FOR 33KV HIVELUM MAKE ISOLATOR | SPR.ISO33HVLM.A004 | ZSPR_ACT | ZSPR | NOS | 2 | 36990 | INR
2000 | Central Zone, Bhubaneswar | 2300 | EHT (O&M) Circle, Chainpal | 2303 | EHT (O&M) Division, Dhenkanal | C433 | 132/33 kV T/L S/S S/D Dhenkanal | 3000002464 | DI CLAMP FOR 33KV HIVELUM MAKE ISOLATOR | SPR.ISO33HVLM.A004 | ZSPR_ACT | ZSPR | NOS | 2 | 36990 | INR
2000 | Central Zone, Bhubaneswar | 2300 | EHT (O&M) Circle, Chainpal | 2303 | EHT (O&M) Division, Dhenkanal | C433 | 132/33 kV T/L S/S S/D Dhenkanal | 3000002466 | MALE CONTACT33KV HIVELUM ISOLATOR | SPR.ISO33HVLM.A007 | ZSPR_ACT | ZSPR | NOS | 6 | 27000 | INR
2000 | Central Zone, Bhubaneswar | 2300 | EHT (O&M) Circle, Chainpal | 2303 | EHT (O&M) Division, Dhenkanal | C438 | 220/132/33 kV S/S S/D Goda | 3000002477 | AUX SW CONTACTASSEMBLY 36KV ISOLATOR | SPR.ISO33SMNS.A008 | ZSPR_ACT | ZSPR | NOS | 1 | 2462.47 | INR
2000 | Central Zone, Bhubaneswar | 2300 | EHT (O&M) Circle, Chainpal | 2303 | EHT (O&M) Division, Dhenkanal | C436 | 132/33 kV S/S S/D Khajurikote | 3000002491 | SHOURD ON FIXED CONTACT33KV SS ISOLATOR | SPR.ISO33SS.A017 | ZSPR_ACT | ZSPR | NOS | 1 | 17299 | INR
2000 | Central Zone, Bhubaneswar | 2300 | EHT (O&M) Circle, Chainpal | 2303 | EHT (O&M) Division, Dhenkanal | C433 | 132/33 kV T/L S/S S/D Dhenkanal | 3000002492 | SUPPORTING CHANNEL 33KV SS ISOLATOR | SPR.ISO33SS.A018 | ZSPR_ACT | ZSPR | NOS | 4 | 2000 | INR
2000 | Central Zone, Bhubaneswar | 2300 | EHT (O&M) Circle, Chainpal | 2303 | EHT (O&M) Division, Dhenkanal | C436 | 132/33 kV S/S S/D Khajurikote | 3000002494 | HINGE PINS,TC,TPAD 33V ISOLATOR S&S | SPR.ISO33SS.A021 | ZSPR_ACT | ZSPR | NOS | 1 | 7569 | INR
2000 | Central Zone, Bhubaneswar | 2300 | EHT (O&M) Circle, Chainpal | 2303 | EHT (O&M) Division, Dhenkanal | C438 | 220/132/33 kV S/S S/D Goda | 3000002497 | MOTOR WITH GEAR ASSEMBLY 36KV ISOLATOR | SPR.ISO33SS.A024 | ZSPR_ACT | ZSPR | NOS | 1 | 14805.67 | INR
2000 | Central Zone, Bhubaneswar | 2300 | EHT (O&M) Circle, Chainpal | 2303 | EHT (O&M) Division, Dhenkanal | C436 | 132/33 kV S/S S/D Khajurikote | 3000002497 | MOTOR WITH GEAR ASSEMBLY 36KV ISOLATOR | SPR.ISO33SS.A024 | ZSPR_ACT | ZSPR | NOS | 1 | 14805.67 | INR
2000 | Central Zone, Bhubaneswar | 2300 | EHT (O&M) Circle, Chainpal | 2303 | EHT (O&M) Division, Dhenkanal | C433 | 132/33 kV T/L S/S S/D Dhenkanal | 3000002554 | MISCELLANEOUS SPARE ITEMS | SPR.MISC.A001 | ZSPR_THEFT | ZSPR | NOS | 1 | 94553.55 | INR
2000 | Central Zone, Bhubaneswar | 2300 | EHT (O&M) Circle, Chainpal | 2303 | EHT (O&M) Division, Dhenkanal | C438 | 220/132/33 kV S/S S/D Goda | 3000002559 | AUXILIARY SWITCH CONTACTS ASSEMBLY | SPR.MISC.A012 | ZSPR_ACT | ZSPR | NOS | 2 | 5938.89 | INR
2000 | Central Zone, Bhubaneswar | 2300 | EHT (O&M) Circle, Chainpal | 2303 | EHT (O&M) Division, Dhenkanal | C433 | 132/33 kV T/L S/S S/D Dhenkanal | 3000002568 | 3 phase AC Contactor | SPR.MISC.A024 | ZSPR_ACT | ZSPR | NOS | 1 | 3500 | INR
2000 | Central Zone, Bhubaneswar | 2300 | EHT (O&M) Circle, Chainpal | 2303 | EHT (O&M) Division, Dhenkanal | C433 | 132/33 kV T/L S/S S/D Dhenkanal | 3000002617 | SPARE FOR 33KV EARTH SWITCH | SPR.MISC.A152 | ZSPR_ACT | ZSPR | NOS | 2 | 7428.58 | INR
2000 | Central Zone, Bhubaneswar | 2300 | EHT (O&M) Circle, Chainpal | 2303 | EHT (O&M) Division, Dhenkanal | C433 | 132/33 kV T/L S/S S/D Dhenkanal | 3000002665 | Motor operating mechanism box of 33kV | SPR.MISC.A253 | ZSPR_ACT | ZSPR | NOS | 2 | 2 | INR
2000 | Central Zone, Bhubaneswar | 2300 | EHT (O&M) Circle, Chainpal | 2303 | EHT (O&M) Division, Dhenkanal | C438 | 220/132/33 kV S/S S/D Goda | 3000002715 | PI Clamps for 33 KV | SPR.MISC.A344 | ZSPR_ACT | ZSPR | NOS | 6 | 2366.4 | INR
2000 | Central Zone, Bhubaneswar | 2300 | EHT (O&M) Circle, Chainpal | 2303 | EHT (O&M) Division, Dhenkanal | C438 | 220/132/33 kV S/S S/D Goda | 3000002717 | Isolator base only | SPR.MISC.A349 | ZSPR_ACT | ZSPR | NOS | 18 | 18 | INR
2000 | Central Zone, Bhubaneswar | 2300 | EHT (O&M) Circle, Chainpal | 2303 | EHT (O&M) Division, Dhenkanal | C432 | 132 kV S/S S/D Kharagprasad | 3000002743 | THYRISTOR 30A800V 220V BAT CHARGER | SPR.MISC.A406 | ZSPR_ACT | ZSPR | NOS | 2 | 2500 | INR
2000 | Central Zone, Bhubaneswar | 2300 | EHT (O&M) Circle, Chainpal | 2303 | EHT (O&M) Division, Dhenkanal | C437 | 132/33 kV S/S S/D Gondia | 3000002756 | 132KV BUSHING CONDENSER W/O ROD | SPR.MISC.A473 | ZSPR_ACT | ZSPR | NOS | 3 | 429375 | INR
2000 | Central Zone, Bhubaneswar | 2300 | EHT (O&M) Circle, Chainpal | 2303 | EHT (O&M) Division, Dhenkanal | C432 | 132 kV S/S S/D Kharagprasad | 3000002757 | Electronic Trivector meter | SPR.MISC.A478 | ZSPR_SUP | ZSPR | NOS | 2 | 2 | INR
2000 | Central Zone, Bhubaneswar | 2300 | EHT (O&M) Circle, Chainpal | 2303 | EHT (O&M) Division, Dhenkanal | C433 | 132/33 kV T/L S/S S/D Dhenkanal | 3000002764 | 33KV BIMETALIC PAD CLAMP | SPR.MISC.A501 | ZSPR_ACT | ZSPR | NOS | 2 | 2220 | INR
2000 | Central Zone, Bhubaneswar | 2300 | EHT (O&M) Circle, Chainpal | 2303 | EHT (O&M) Division, Dhenkanal | C433 | 132/33 kV T/L S/S S/D Dhenkanal | 3000002765 | BASE FOR POST INSULATOR | SPR.MISC.A502 | ZSPR_ACT | ZSPR | NOS | 2 | 2000 | INR
2000 | Central Zone, Bhubaneswar | 2300 | EHT (O&M) Circle, Chainpal | 2303 | EHT (O&M) Division, Dhenkanal | C433 | 132/33 kV T/L S/S S/D Dhenkanal | 3000002768 | TORRET OF DIFFERENT SIZE OF Tfr | SPR.MISC.A508 | ZSPR_ACT | ZSPR | NOS | 1 | 50000 | INR
2000 | Central Zone, Bhubaneswar | 2300 | EHT (O&M) Circle, Chainpal | 2303 | EHT (O&M) Division, Dhenkanal | C436 | 132/33 kV S/S S/D Khajurikote | 3000002773 | 4 POSITION VOLTMETER SELECTOR. SWITCH | SPR.MISC.A528 | ZSPR_ACT | ZSPR | NOS | 3 | 2163 | INR
2000 | Central Zone, Bhubaneswar | 2300 | EHT (O&M) Circle, Chainpal | 2303 | EHT (O&M) Division, Dhenkanal | C438 | 220/132/33 kV S/S S/D Goda | 3000002776 | ARCING HORN | SPR.MISC.A540 | ZSPR_ACT | ZSPR | NOS | 173 | 173 | INR
2000 | Central Zone, Bhubaneswar | 2300 | EHT (O&M) Circle, Chainpal | 2303 | EHT (O&M) Division, Dhenkanal | C436 | 132/33 kV S/S S/D Khajurikote | 3000002807 | Control switch for Isolator | SPR.PNL.A001 | ZSPR_ACT | ZSPR | NOS | 3 | 17298 | INR
2000 | Central Zone, Bhubaneswar | 2300 | EHT (O&M) Circle, Chainpal | 2303 | EHT (O&M) Division, Dhenkanal | C436 | 132/33 kV S/S S/D Khajurikote | 3000002808 | PROTECTION TRANSFER SWITCH | SPR.PNL.A002 | ZSPR_ACT | ZSPR | NOS | 2 | 10090 | INR
2000 | Central Zone, Bhubaneswar | 2300 | EHT (O&M) Circle, Chainpal | 2303 | EHT (O&M) Division, Dhenkanal | C436 | 132/33 kV S/S S/D Khajurikote | 3000002836 | CB CONTROL SWITCH&SPRING FOR ACDC | SPR.PNL400MKTL.A013 | ZSPR_ACT | ZSPR | NOS | 1 | 5766 | INR
2000 | Central Zone, Bhubaneswar | 2300 | EHT (O&M) Circle, Chainpal | 2303 | EHT (O&M) Division, Dhenkanal | C435 | 132/33 kV T/L S/S S/D Kalarangi | 3000003003 | BR of 20MVA 132/33KV ASTM Tfr | SPR.TFR20ASTM.EC05 | ZSPR_ACT | ZSPR | NOS | 1 | 1 | INR
2000 | Central Zone, Bhubaneswar | 2300 | EHT (O&M) Circle, Chainpal | 2303 | EHT (O&M) Division, Dhenkanal | C436 | 132/33 kV S/S S/D Khajurikote | 3000003032 | BUCHOLZ RELAY FOR 20MVA BHEL Tfr | SPR.TFR20BHEL.DC02 | ZSPR_ACT | ZSPR | NOS | 2 | 11450 | INR
2000 | Central Zone, Bhubaneswar | 2300 | EHT (O&M) Circle, Chainpal | 2303 | EHT (O&M) Division, Dhenkanal | C436 | 132/33 kV S/S S/D Khajurikote | 3000003033 | PRV FOR 20MVA 132/33KV BHEL Tfr | SPR.TFR20BHEL.EC10 | ZSPR_ACT | ZSPR | NOS | 2 | 22900 | INR
2000 | Central Zone, Bhubaneswar | 2300 | EHT (O&M) Circle, Chainpal | 2303 | EHT (O&M) Division, Dhenkanal | C436 | 132/33 kV S/S S/D Khajurikote | 3000003036 | Cooling Fan&Motor 132/33KV 20MVABHEL Tfr | SPR.TFR20BHEL.ED04 | ZSPR_ACT | ZSPR | NOS | 2 | 18320 | INR
2000 | Central Zone, Bhubaneswar | 2300 | EHT (O&M) Circle, Chainpal | 2303 | EHT (O&M) Division, Dhenkanal | C436 | 132/33 kV S/S S/D Khajurikote | 3000003037 | 132kV Bushing -132/33KV 20MVA BHEL Tfr | SPR.TFR20BHEL.ED05 | ZSPR_ACT | ZSPR | NOS | 2 | 286250 | INR
2000 | Central Zone, Bhubaneswar | 2300 | EHT (O&M) Circle, Chainpal | 2303 | EHT (O&M) Division, Dhenkanal | C436 | 132/33 kV S/S S/D Khajurikote | 3000003038 | 36KV Bushing 132/33KV 20MVA BHEL Tfr | SPR.TFR20BHEL.ED06 | ZSPR_ACT | ZSPR | NOS | 2 | 34350 | INR
2000 | Central Zone, Bhubaneswar | 2300 | EHT (O&M) Circle, Chainpal | 2303 | EHT (O&M) Division, Dhenkanal | C436 | 132/33 kV S/S S/D Khajurikote | 3000003047 | MOLG 20MVA 132/33kV BHEL Tfr | SPR.TFR20BHEL.ED18 | ZSPR_ACT | ZSPR | NOS | 2 | 18320 | INR
2000 | Central Zone, Bhubaneswar | 2300 | EHT (O&M) Circle, Chainpal | 2303 | EHT (O&M) Division, Dhenkanal | C436 | 132/33 kV S/S S/D Khajurikote | 3000003048 | WTI(LOCAL) FOR 20MVA BHEL Tfr | SPR.TFR20BHEL.ED19 | ZSPR_ACT | ZSPR | NOS | 2 | 45800 | INR
2000 | Central Zone, Bhubaneswar | 2300 | EHT (O&M) Circle, Chainpal | 2303 | EHT (O&M) Division, Dhenkanal | C436 | 132/33 kV S/S S/D Khajurikote | 3000003049 | OTI 20MVA 132/33kV BHEL Tfr | SPR.TFR20BHEL.ED20 | ZSPR_ACT | ZSPR | NOS | 1 | 11450 | INR
2000 | Central Zone, Bhubaneswar | 2300 | EHT (O&M) Circle, Chainpal | 2303 | EHT (O&M) Division, Dhenkanal | C436 | 132/33 kV S/S S/D Khajurikote | 3000003067 | TPI (L & R) 20MVA 132/33KV IMP Tfr | SPR.TFR20IMP.BC08 | ZSPR_ACT | ZSPR | NOS | 2 | 11450 | INR
2000 | Central Zone, Bhubaneswar | 2300 | EHT (O&M) Circle, Chainpal | 2303 | EHT (O&M) Division, Dhenkanal | C437 | 132/33 kV S/S S/D Gondia | 3000003098 | LV Bushing of 20MVA 132/33kV Tfr | SPR.TFR20TAL.EA02 | ZSPR_ACT | ZSPR | NOS | 3 | 51525 | INR
2000 | Central Zone, Bhubaneswar | 2300 | EHT (O&M) Circle, Chainpal | 2303 | EHT (O&M) Division, Dhenkanal | C435 | 132/33 kV T/L S/S S/D Kalarangi | 3000003108 | CONTACTOF CF 31.5MVA 132/33KV ASTM Tfr | SPR.TFR31.5ASTM.EA01 | ZSPR_ACT | ZSPR | NOS | 1 | 500 | INR
2000 | Central Zone, Bhubaneswar | 2300 | EHT (O&M) Circle, Chainpal | 2303 | EHT (O&M) Division, Dhenkanal | C433 | 132/33 kV T/L S/S S/D Dhenkanal | 3000003156 | WTI of 40MVA 132/33KV AREVA Tfr | SPR.TFR40ARVA.EC03 | ZSPR_ACT | ZSPR | NOS | 8 | 128147 | INR
2000 | Central Zone, Bhubaneswar | 2300 | EHT (O&M) Circle, Chainpal | 2303 | EHT (O&M) Division, Dhenkanal | C433 | 132/33 kV T/L S/S S/D Dhenkanal | 3000003229 | COOLING FAN FOR 40MVA 132/33KV BHEL Tfr | SPR.TFR40BHEL.EA01 | ZSPR_ACT | ZSPR | NOS | 1 | 10000 | INR
2000 | Central Zone, Bhubaneswar | 2300 | EHT (O&M) Circle, Chainpal | 2303 | EHT (O&M) Division, Dhenkanal | C433 | 132/33 kV T/L S/S S/D Dhenkanal | 3000003240 | PRV FOR 40MVA 132/33KV BHEL Tfr | SPR.TFR40BHEL.EC02 | ZSPR_ACT | ZSPR | NOS | 1 | 14000 | INR
2000 | Central Zone, Bhubaneswar | 2300 | EHT (O&M) Circle, Chainpal | 2303 | EHT (O&M) Division, Dhenkanal | C434 | 132/33 kV T/L S/S S/D Kamakhyanagar | 3000003241 | WTI FOR 40MVA 132/33KV BHEL Tfr | SPR.TFR40BHEL.EC03 | ZSPR_ACT | ZSPR | NOS | 1 | 37000 | INR
2000 | Central Zone, Bhubaneswar | 2300 | EHT (O&M) Circle, Chainpal | 2303 | EHT (O&M) Division, Dhenkanal | C434 | 132/33 kV T/L S/S S/D Kamakhyanagar | 3000003242 | OTI FOR 40MVA 132/33KV BHEL Tfr | SPR.TFR40BHEL.EC05 | ZSPR_ACT | ZSPR | NOS | 1 | 27000 | INR
2000 | Central Zone, Bhubaneswar | 2300 | EHT (O&M) Circle, Chainpal | 2303 | EHT (O&M) Division, Dhenkanal | C433 | 132/33 kV T/L S/S S/D Dhenkanal | 3000003247 | HV BUSHING FOR 40 MVA 132/33KV BHEL Tfr | SPR.TFR40BHEL.EF01 | ZSPR_ACT | ZSPR | NOS | 1 | 210000 | INR
2000 | Central Zone, Bhubaneswar | 2300 | EHT (O&M) Circle, Chainpal | 2303 | EHT (O&M) Division, Dhenkanal | C438 | 220/132/33 kV S/S S/D Goda | 3000003355 | 220KV-PI Clamp of Single Moose | SS.CLAMP.A004 | ZSPR_ACT | ZSPR | NOS | 9 | 9 | INR
2000 | Central Zone, Bhubaneswar | 2300 | EHT (O&M) Circle, Chainpal | 2303 | EHT (O&M) Division, Dhenkanal | C436 | 132/33 kV S/S S/D Khajurikote | 3000003371 | 132KV-PI Clamp of Single Moose | SS.CLAMP.A020 | ZSPR_ACT | ZSPR | NOS | 5 | 3240 | INR
2000 | Central Zone, Bhubaneswar | 2300 | EHT (O&M) Circle, Chainpal | 2303 | EHT (O&M) Division, Dhenkanal | C432 | 132 kV S/S S/D Kharagprasad | 3000003381 | 33 KV CT Clamp(Bimetallic, Single Moose) | SS.CLAMP.A035 | ZSPR_ACT | ZSPR | NOS | 6 | 6 | INR
2000 | Central Zone, Bhubaneswar | 2300 | EHT (O&M) Circle, Chainpal | 2303 | EHT (O&M) Division, Dhenkanal | C432 | 132 kV S/S S/D Kharagprasad | 3000003392 | G2 132 KV BEAM STRUCTURE | STRS.132BEAM.A003 | ZSPR_ACT | ZSPR | MT | 1.808 | 153372.15 | INR
2000 | Central Zone, Bhubaneswar | 2300 | EHT (O&M) Circle, Chainpal | 2303 | EHT (O&M) Division, Dhenkanal | C432 | 132 kV S/S S/D Kharagprasad | 3000003397 | Equipment structure of CTfor 132KV | STRS.132EQPT.A013 | ZSPR_ACT | ZSPR | MT | 0.218 | 18471.67 | INR
2000 | Central Zone, Bhubaneswar | 2300 | EHT (O&M) Circle, Chainpal | 2303 | EHT (O&M) Division, Dhenkanal | C434 | 132/33 kV T/L S/S S/D Kamakhyanagar | 3000003407 | 132 KV PI TEMPLATE STRUCTURE | STRS.132TMPL.A007 | ZSPR_ACT | ZSPR | MT | 2 | 37114 | INR
2000 | Central Zone, Bhubaneswar | 2300 | EHT (O&M) Circle, Chainpal | 2303 | EHT (O&M) Division, Dhenkanal | C434 | 132/33 kV T/L S/S S/D Kamakhyanagar | 3000003432 | T9S 33 KV COLUMN STRUCTURE | STRS.33COLMN.A002 | ZSPR_ACT | ZSPR | MT | 1 | 10000 | INR
2000 | Central Zone, Bhubaneswar | 2300 | EHT (O&M) Circle, Chainpal | 2303 | EHT (O&M) Division, Dhenkanal | C433 | 132/33 kV T/L S/S S/D Dhenkanal | 3000003435 | Equipment structure - 33kV CT/NCT | STRS.33EQPT.A010 | ZSPR_ACT | ZSPR | MT | 15.985 | 1422665 | INR
2000 | Central Zone, Bhubaneswar | 2300 | EHT (O&M) Circle, Chainpal | 2303 | EHT (O&M) Division, Dhenkanal | C433 | 132/33 kV T/L S/S S/D Dhenkanal | 3000003437 | Equipment structure-33kV SI w/o ES | STRS.33EQPT.A012 | ZSPR_ACT | ZSPR | MT | 0.37 | 63000 | INR
2000 | Central Zone, Bhubaneswar | 2300 | EHT (O&M) Circle, Chainpal | 2303 | EHT (O&M) Division, Dhenkanal | C433 | 132/33 kV T/L S/S S/D Dhenkanal | 3000003438 | Equipment structure-33kV DI w/o ES | STRS.33EQPT.A013 | ZSPR_ACT | ZSPR | MT | 0.62 | 63000 | INR
2000 | Central Zone, Bhubaneswar | 2300 | EHT (O&M) Circle, Chainpal | 2303 | EHT (O&M) Division, Dhenkanal | C434 | 132/33 kV T/L S/S S/D Kamakhyanagar | 3000003440 | Equipment structure of PI for 33KV | STRS.33EQPT.A017 | ZSPR_ACT | ZSPR | MT | 2 | 10000 | INR
2000 | Central Zone, Bhubaneswar | 2300 | EHT (O&M) Circle, Chainpal | 2303 | EHT (O&M) Division, Dhenkanal | CL33 | 132/33 kV T/L S/S S/D Dhenkanal_Line | 3000003482 | 132 KV PA TYPE TOWER COMPLETE SET | TWR.132PA.L.A001 | ZSPR_ACT | ZSPR | MT | 8.982 | 311405.94 | INR
2000 | Central Zone, Bhubaneswar | 2300 | EHT (O&M) Circle, Chainpal | 2303 | EHT (O&M) Division, Dhenkanal | CL33 | 132/33 kV T/L S/S S/D Dhenkanal_Line | 3000003484 | 132 KV PA TYPE STUB | TWR.132PA.STUB.A001 | ZSPR_ACT | ZSPR | MT | 1.007 | 50725.13 | INR
2000 | Central Zone, Bhubaneswar | 2300 | EHT (O&M) Circle, Chainpal | 2303 | EHT (O&M) Division, Dhenkanal | CL37 | 132kV TL Gondia Line | 3000003484 | 132 KV PA TYPE STUB | TWR.132PA.STUB.A001 | ZSPR_ACT | ZSPR | MT | 0.12 | 6044.7 | INR
2000 | Central Zone, Bhubaneswar | 2300 | EHT (O&M) Circle, Chainpal | 2303 | EHT (O&M) Division, Dhenkanal | C438 | 220/132/33 kV S/S S/D Goda | 3000003557 | BIRD GUARD | TWR.BD.GRD.A001 | ZSPR_ACT | ZSPR | NOS | 10 | 5061.2 | INR
2000 | Central Zone, Bhubaneswar | 2300 | EHT (O&M) Circle, Chainpal | 2303 | EHT (O&M) Division, Dhenkanal | CL37 | 132kV TL Gondia Line | 3000003560 | DISMANTLED TOWER MEMBERS | TWR.DISMENTAL.A001 | ZSPR_US | ZSPR | MT | 0.95 | 0.95 | INR
2000 | Central Zone, Bhubaneswar | 2300 | EHT (O&M) Circle, Chainpal | 2303 | EHT (O&M) Division, Dhenkanal | C435 | 132/33 kV T/L S/S S/D Kalarangi | 3000003562 | ASSORTED GI TOWER ANGLE | TWR.GI.ANGLE.A001 | ZSPR_ACT | ZSPR | MT | 0.1 | 3993.69 | INR
2000 | Central Zone, Bhubaneswar | 2300 | EHT (O&M) Circle, Chainpal | 2303 | EHT (O&M) Division, Dhenkanal | CL33 | 132/33 kV T/L S/S S/D Dhenkanal_Line | 3000003562 | ASSORTED GI TOWER ANGLE | TWR.GI.ANGLE.A001 | ZSPR_ACT | ZSPR | MT | 0.2 | 7987.37 | INR
2000 | Central Zone, Bhubaneswar | 2300 | EHT (O&M) Circle, Chainpal | 2303 | EHT (O&M) Division, Dhenkanal | CL33 | 132/33 kV T/L S/S S/D Dhenkanal_Line | 3000003563 | 45X45X5MM SIZE GI TOWER ANGLE | TWR.GI.ANGLE.A002 | ZSPR_ACT | ZSPR | MT | 1.056 | 65585.57 | INR
2000 | Central Zone, Bhubaneswar | 2300 | EHT (O&M) Circle, Chainpal | 2303 | EHT (O&M) Division, Dhenkanal | CL33 | 132/33 kV T/L S/S S/D Dhenkanal_Line | 3000003564 | 50X50X5MM SIZE GI TOWER ANGLE | TWR.GI.ANGLE.A003 | ZSPR_ACT | ZSPR | MT | 0.571 | 30008.94 | INR
2000 | Central Zone, Bhubaneswar | 2300 | EHT (O&M) Circle, Chainpal | 2303 | EHT (O&M) Division, Dhenkanal | CL33 | 132/33 kV T/L S/S S/D Dhenkanal_Line | 3000003568 | 75X75X6MM SIZE GI TOWER ANGLE | TWR.GI.ANGLE.A007 | ZSPR_ACT | ZSPR | MT | 0.099 | 5397.31 | INR
2000 | Central Zone, Bhubaneswar | 2300 | EHT (O&M) Circle, Chainpal | 2303 | EHT (O&M) Division, Dhenkanal | C435 | 132/33 kV T/L S/S S/D Kalarangi | 3000003585 | 132KV WAVE TRAP 630A/0.5mH | WT.132.E004 | ZSPR_US | ZSPR | NOS | 1 | 500 | INR
2000 | Central Zone, Bhubaneswar | 2300 | EHT (O&M) Circle, Chainpal | 2303 | EHT (O&M) Division, Dhenkanal | C432 | 132 kV S/S S/D Kharagprasad | 3000003600 | 1.5SQMM 4C CONTROL CABLE | CBLE.CTRL.UAR.A004 | ZSPR_ACT | ZSPR | KM | 0.1 | 14828.9 | INR
2000 | Central Zone, Bhubaneswar | 2300 | EHT (O&M) Circle, Chainpal | 2303 | EHT (O&M) Division, Dhenkanal | C438 | 220/132/33 kV S/S S/D Goda | 3000003604 | 1.5SQMM 12C CONTROL CABLE | CBLE.CTRL.UAR.A012 | ZSPR_ACT | ZSPR | KM | 0.12 | 0.8 | INR
2000 | Central Zone, Bhubaneswar | 2300 | EHT (O&M) Circle, Chainpal | 2303 | EHT (O&M) Division, Dhenkanal | C437 | 132/33 kV S/S S/D Gondia | 3000003713 | 90KN Long rod Insulator for 33 KV | INS.AF.LR.F002 | ZSPR_ACT | ZSPR | NOS | 3 | 16919.1 | INR
2000 | Central Zone, Bhubaneswar | 2300 | EHT (O&M) Circle, Chainpal | 2303 | EHT (O&M) Division, Dhenkanal | C437 | 132/33 kV S/S S/D Gondia | 3000003737 | Local & remote WTI &contacts -20MVA 132/ | SPR.TFR20TOSB.EB04 | ZSPR_ACT | ZSPR | NOS | 3 | 68700 | INR
2000 | Central Zone, Bhubaneswar | 2300 | EHT (O&M) Circle, Chainpal | 2303 | EHT (O&M) Division, Dhenkanal | C437 | 132/33 kV S/S S/D Gondia | 3000003738 | OTI with contacts -20MVA 132/33kV Tfr To | SPR.TFR20TOSB.EB05 | ZSPR_ACT | ZSPR | NOS | 3 | 34350 | INR
2000 | Central Zone, Bhubaneswar | 2300 | EHT (O&M) Circle, Chainpal | 2303 | EHT (O&M) Division, Dhenkanal | C437 | 132/33 kV S/S S/D Gondia | 3000003739 | Pressure Relief device of 20MVA 132/33kV | SPR.TFR20TOSB.EB06 | ZSPR_ACT | ZSPR | NOS | 3 | 34350 | INR
2000 | Central Zone, Bhubaneswar | 2300 | EHT (O&M) Circle, Chainpal | 2303 | EHT (O&M) Division, Dhenkanal | C437 | 132/33 kV S/S S/D Gondia | 3000003740 | MOLG & low oil level alarm contacts -20M | SPR.TFR20TOSB.EB07 | ZSPR_ACT | ZSPR | NOS | 3 | 27480 | INR
2000 | Central Zone, Bhubaneswar | 2300 | EHT (O&M) Circle, Chainpal | 2303 | EHT (O&M) Division, Dhenkanal | C437 | 132/33 kV S/S S/D Gondia | 3000003742 | Buchhloz relay -20MVA 132/33kV Tfr Toshi | SPR.TFR20TOSB.EB09 | ZSPR_ACT | ZSPR | NOS | 13 | 74425 | INR
2000 | Central Zone, Bhubaneswar | 2300 | EHT (O&M) Circle, Chainpal | 2303 | EHT (O&M) Division, Dhenkanal | C435 | 132/33 kV T/L S/S S/D Kalarangi | 3000003753 | 33KV used VCB | RCVR.33VCB.A001 | ZSPR_US | ZSPR | NOS | 1 | 25000 | INR
2000 | Central Zone, Bhubaneswar | 2300 | EHT (O&M) Circle, Chainpal | 2303 | EHT (O&M) Division, Dhenkanal | C435 | 132/33 kV T/L S/S S/D Kalarangi | 3000003792 | ST CLAMP COPPER FOR 25MM BIMETALIC - ZEB | CLMP.ST.THRU.CU.A001 | ZSPR_ACT | ZSPR | NOS | 5 | 500 | INR
2000 | Central Zone, Bhubaneswar | 2300 | EHT (O&M) Circle, Chainpal | 2303 | EHT (O&M) Division, Dhenkanal | C432 | 132 kV S/S S/D Kharagprasad | 3000003836 | Bay Controller | SPR.MISC.D001 | ZSPR_ACT | ZSPR | NOS | 1 | 1 | INR
2000 | Central Zone, Bhubaneswar | 2300 | EHT (O&M) Circle, Chainpal | 2303 | EHT (O&M) Division, Dhenkanal | C433 | 132/33 kV T/L S/S S/D Dhenkanal | 4000000108 | HIGH VOLTAGE DETECTOR-33 to 220 | TNP.HVDICTATOR.A001 | ZTNP_ACT | ZTNP | SET | 1 | 10000.33 | INR
2000 | Central Zone, Bhubaneswar | 2300 | EHT (O&M) Circle, Chainpal | 2303 | EHT (O&M) Division, Dhenkanal | C435 | 132/33 kV T/L S/S S/D Kalarangi | 4000000155 | STORAGE BAG FOR LINE MAN SAFETY BELT | TNP.SFTYINSTMT.B002 | ZTNP_US | ZTNP | NOS | 4 | 4 | INR
2000 | Central Zone, Bhubaneswar | 2300 | EHT (O&M) Circle, Chainpal | 2303 | EHT (O&M) Division, Dhenkanal | C434 | 132/33 kV T/L S/S S/D Kamakhyanagar | 5000000006 | SCRAP 132KV CT DIFFERENT RATIO | SCRP.CT1.132OIL.A001 | ZSRP_SCRAP | ZSRP | NOS | 1 | 1 | INR
2000 | Central Zone, Bhubaneswar | 2300 | EHT (O&M) Circle, Chainpal | 2303 | EHT (O&M) Division, Dhenkanal | C435 | 132/33 kV T/L S/S S/D Kalarangi | 5000000008 | SCRAP 36KV CT HAVING DIFFERENT RATIO | SCRP.CT1.36OIL.C001 | ZSRP_SCRAP | ZSRP | NOS | 2 | 34148.29 | INR
2000 | Central Zone, Bhubaneswar | 2300 | EHT (O&M) Circle, Chainpal | 2303 | EHT (O&M) Division, Dhenkanal | C434 | 132/33 kV T/L S/S S/D Kamakhyanagar | 5000000008 | SCRAP 36KV CT HAVING DIFFERENT RATIO | SCRP.CT1.36OIL.C001 | ZSRP_SCRAP | ZSRP | NOS | 3 | 51222.44 | INR
2000 | Central Zone, Bhubaneswar | 2300 | EHT (O&M) Circle, Chainpal | 2303 | EHT (O&M) Division, Dhenkanal | C435 | 132/33 kV T/L S/S S/D Kalarangi | 5000000010 | SCRAP 132KV OIL SP CVT DIFFERENT TYPE | SCRP.CVT.132OIL.A001 | ZSRP_SCRAP | ZSRP | NOS | 1 | 796 | INR
2000 | Central Zone, Bhubaneswar | 2300 | EHT (O&M) Circle, Chainpal | 2303 | EHT (O&M) Division, Dhenkanal | C434 | 132/33 kV T/L S/S S/D Kamakhyanagar | 5000000069 | Scrap 33 KV VCB | SCRP.MISC.A136 | ZSRP_SCRAP | ZSRP | NOS | 1 | 1 | INR
2000 | Central Zone, Bhubaneswar | 2300 | EHT (O&M) Circle, Chainpal | 2303 | EHT (O&M) Division, Dhenkanal | C432 | 132 kV S/S S/D Kharagprasad | 5000000069 | Scrap 33 KV VCB | SCRP.MISC.A136 | ZSRP_SCRAP | ZSRP | NOS | 1 | 1 | INR
2000 | Central Zone, Bhubaneswar | 2300 | EHT (O&M) Circle, Chainpal | 2303 | EHT (O&M) Division, Dhenkanal | C432 | 132 kV S/S S/D Kharagprasad | 5000000080 | SCRAP 132KV CT HAVING ASSORTED RATIO | SCRP.MISC.A181 | ZSRP_SCRAP | ZSRP | NOS | 2 | 2 | INR
2000 | Central Zone, Bhubaneswar | 2300 | EHT (O&M) Circle, Chainpal | 2303 | EHT (O&M) Division, Dhenkanal | C432 | 132 kV S/S S/D Kharagprasad | 5000000164 | SCRAP BATTERY CHARGER | SCRP.SPRCHRG.A001 | ZSRP_SCRAP | ZSRP | NOS | 1 | 10000 | INR
2000 | Central Zone, Bhubaneswar | 2300 | EHT (O&M) Circle, Chainpal | 2304 | 400 kVS/S Division,Meramundali | C442 | 400 kV S/S S/D Meramundali | 1000000000 | 132KV SF6 CB with Strcture | BKR.145SF6.G.P.AI08 | ZCAP_ACT | ZCAP | NOS | 3 | 2040919.92 | INR
2000 | Central Zone, Bhubaneswar | 2300 | EHT (O&M) Circle, Chainpal | 2304 | 400 kVS/S Division,Meramundali | C442 | 400 kV S/S S/D Meramundali | 1000000001 | 220KV PNEUMATIC SF6 BREAKER | BKR.220SF6.S.P.J008 | ZCAP_US | ZCAP | NOS | 1 | 25000 | INR
2000 | Central Zone, Bhubaneswar | 2300 | EHT (O&M) Circle, Chainpal | 2304 | 400 kVS/S Division,Meramundali | C442 | 400 kV S/S S/D Meramundali | 1000000002 | 220KV SF6 CB with Structure | BKR.245SF6.S.S.K001 | ZCAP_ACT | ZCAP | NOS | 1 | 1576471.99 | INR
2000 | Central Zone, Bhubaneswar | 2300 | EHT (O&M) Circle, Chainpal | 2304 | 400 kVS/S Division,Meramundali | C442 | 400 kV S/S S/D Meramundali | 1000000004 | 36KV VCB with Structure | BKR.36VCB.G.S.F005 | ZCAP_US | ZCAP | NOS | 1 | 176481 | INR
2000 | Central Zone, Bhubaneswar | 2300 | EHT (O&M) Circle, Chainpal | 2304 | 400 kVS/S Division,Meramundali | C442 | 400 kV S/S S/D Meramundali | 1000000004 | 36KV VCB with Structure | BKR.36VCB.G.S.F005 | ZCAP_ACT | ZCAP | NOS | 1 | 256618.49 | INR
2000 | Central Zone, Bhubaneswar | 2300 | EHT (O&M) Circle, Chainpal | 2304 | 400 kVS/S Division,Meramundali | C442 | 400 kV S/S S/D Meramundali | 1000000005 | 420KV SF6 BREAKER with Structure | BKR.420SF6.S.S.H011 | ZCAP_ACT | ZCAP | NOS | 4 | 6240000 | INR
2000 | Central Zone, Bhubaneswar | 2300 | EHT (O&M) Circle, Chainpal | 2304 | 400 kVS/S Division,Meramundali | C444 | 400/220 kV GIS Meramundali | 1000000008 | 1CX630Sq.mm 132kV XLPE UG | CBLE.XLPE.AL.AR.A001 | ZCAP_FREE | ZCAP | KM | 0.223 | 0 | INR
2000 | Central Zone, Bhubaneswar | 2300 | EHT (O&M) Circle, Chainpal | 2304 | 400 kVS/S Division,Meramundali | C442 | 400 kV S/S S/D Meramundali | 1000000012 | 1CX1000Sqmm 220kV XLPE UG Cable | CBLE.XLPE.AL.AR.A005 | ZCAP_ACT | ZCAP | KM | 0.1 | 1284500 | INR
2000 | Central Zone, Bhubaneswar | 2300 | EHT (O&M) Circle, Chainpal | 2304 | 400 kVS/S Division,Meramundali | C442 | 400 kV S/S S/D Meramundali | 1000000015 | AAAC MOOSE CONDUCTOR | COND.AAAC.A003 | ZCAP_ACT | ZCAP | KM | 7.98 | 3434068.06 | INR
2000 | Central Zone, Bhubaneswar | 2300 | EHT (O&M) Circle, Chainpal | 2304 | 400 kVS/S Division,Meramundali | C443 | 400 kV Line Sub-Division Meramundali | 1000000015 | AAAC MOOSE CONDUCTOR | COND.AAAC.A003 | ZCAP_ACT | ZCAP | KM | 1.129 | 485847.47 | INR
2000 | Central Zone, Bhubaneswar | 2300 | EHT (O&M) Circle, Chainpal | 2304 | 400 kVS/S Division,Meramundali | C442 | 400 kV S/S S/D Meramundali | 1000000016 | ACSR PANTHER CONDUCTOR | COND.ACSR.A002 | ZCAP_ACT | ZCAP | KM | 1.925 | 238178.5 | INR
2000 | Central Zone, Bhubaneswar | 2300 | EHT (O&M) Circle, Chainpal | 2304 | 400 kVS/S Division,Meramundali | C442 | 400 kV S/S S/D Meramundali | 1000000017 | ACSR ZEBRA CONDUCTOR | COND.ACSR.A003 | ZCAP_ACT | ZCAP | KM | 9.55 | 1930500.03 | INR
2000 | Central Zone, Bhubaneswar | 2300 | EHT (O&M) Circle, Chainpal | 2304 | 400 kVS/S Division,Meramundali | C444 | 400/220 kV GIS Meramundali | 1000000018 | ACSR MOOSE CONDUCTOR | COND.ACSR.A004 | ZCAP_FREE | ZCAP | KM | 0.488 | 0 | INR
2000 | Central Zone, Bhubaneswar | 2300 | EHT (O&M) Circle, Chainpal | 2304 | 400 kVS/S Division,Meramundali | C442 | 400 kV S/S S/D Meramundali | 1000000031 | NCT600/1A current 600A & secondary 1A | CT.36NCT600.A001 | ZCAP_ACT | ZCAP | NOS | 2 | 2 | INR
2000 | Central Zone, Bhubaneswar | 2300 | EHT (O&M) Circle, Chainpal | 2304 | 400 kVS/S Division,Meramundali | C442 | 400 kV S/S S/D Meramundali | 1000000048 | 132KV CT -600-300-150/1-1-1-1A | CT1.132OIL600.C004 | ZCAP_ACT | ZCAP | NOS | 2 | 293393 | INR
2000 | Central Zone, Bhubaneswar | 2300 | EHT (O&M) Circle, Chainpal | 2304 | 400 kVS/S Division,Meramundali | C442 | 400 kV S/S S/D Meramundali | 1000000057 | 220KV CT RATIO 1200-600-300/1-1-1-1-1A | CT1.245OIL1200.C005 | ZCAP_ACT | ZCAP | NOS | 1 | 280980 | INR
2000 | Central Zone, Bhubaneswar | 2300 | EHT (O&M) Circle, Chainpal | 2304 | 400 kVS/S Division,Meramundali | C442 | 400 kV S/S S/D Meramundali | 1000000066 | 33kV CT (800-400-200/1-1-1) | CT1.36OIL800.C003 | ZCAP_ACT | ZCAP | NOS | 2 | 145033.92 | INR
2000 | Central Zone, Bhubaneswar | 2300 | EHT (O&M) Circle, Chainpal | 2304 | 400 kVS/S Division,Meramundali | C442 | 400 kV S/S S/D Meramundali | 1000000068 | 400KV 2000-1000-500/1-1-1-1-1A | CT1.420OIL2000.C005 | ZCAP_ACT | ZCAP | NOS | 38 | 18744905.52 | INR
2000 | Central Zone, Bhubaneswar | 2300 | EHT (O&M) Circle, Chainpal | 2304 | 400 kVS/S Division,Meramundali | C442 | 400 kV S/S S/D Meramundali | 1000000069 | 132KV CVT | CVT.132OIL.S.C003 | ZCAP_ACT | ZCAP | NOS | 1 | 112225 | INR
2000 | Central Zone, Bhubaneswar | 2300 | EHT (O&M) Circle, Chainpal | 2304 | 400 kVS/S Division,Meramundali | C442 | 400 kV S/S S/D Meramundali | 1000000071 | 400KV CVT | CVT.420OIL.S.C003 | ZCAP_ACT | ZCAP | NOS | 19 | 4225000 | INR
2000 | Central Zone, Bhubaneswar | 2300 | EHT (O&M) Circle, Chainpal | 2304 | 400 kVS/S Division,Meramundali | C442 | 400 kV S/S S/D Meramundali | 1000000071 | 400KV CVT | CVT.420OIL.S.C003 | ZCAP_US | ZCAP | NOS | 1 | 15000 | INR
2000 | Central Zone, Bhubaneswar | 2300 | EHT (O&M) Circle, Chainpal | 2304 | 400 kVS/S Division,Meramundali | C442 | 400 kV S/S S/D Meramundali | 1000000074 | 7/3.15 MM SIZE G.I. EARTH WIRE | EW.STEEL.A002 | ZCAP_US | ZCAP | KM | 1.5 | 1.5 | INR
2000 | Central Zone, Bhubaneswar | 2300 | EHT (O&M) Circle, Chainpal | 2304 | 400 kVS/S Division,Meramundali | C442 | 400 kV S/S S/D Meramundali | 1000000086 | 132KV 1200A SI W/O ES ISOLATORS | ISO.132SI.DB.A002 | ZCAP_ACT | ZCAP | SET | 5 | 814950 | INR
2000 | Central Zone, Bhubaneswar | 2300 | EHT (O&M) Circle, Chainpal | 2304 | 400 kVS/S Division,Meramundali | C442 | 400 kV S/S S/D Meramundali | 1000000093 | 220KV SI WITH DB W/O ES OF 1250A | ISO.220SI.DB.A002 | ZCAP_ACT | ZCAP | SET | 1 | 267390 | INR
2000 | Central Zone, Bhubaneswar | 2300 | EHT (O&M) Circle, Chainpal | 2304 | 400 kVS/S Division,Meramundali | C442 | 400 kV S/S S/D Meramundali | 1000000096 | 220KV SI WITH DB With ES OF 2000A | ISO.220SI.DB.B002 | ZCAP_ACT | ZCAP | SET | 1 | 360533 | INR
2000 | Central Zone, Bhubaneswar | 2300 | EHT (O&M) Circle, Chainpal | 2304 | 400 kVS/S Division,Meramundali | C442 | 400 kV S/S S/D Meramundali | 1000000096 | 220KV SI WITH DB With ES OF 2000A | ISO.220SI.DB.B002 | ZCAP_ACT | ZCAP | SET | 1 | 360533 | INR
2000 | Central Zone, Bhubaneswar | 2300 | EHT (O&M) Circle, Chainpal | 2304 | 400 kVS/S Division,Meramundali | C442 | 400 kV S/S S/D Meramundali | 1000000097 | 220KV SI WITH DB WITH ES OF 1200A | ISO.220SI.DB.B003 | ZCAP_ACT | ZCAP | SET | 1 | 306990 | INR
2000 | Central Zone, Bhubaneswar | 2300 | EHT (O&M) Circle, Chainpal | 2304 | 400 kVS/S Division,Meramundali | C442 | 400 kV S/S S/D Meramundali | 1000000097 | 220KV SI WITH DB WITH ES OF 1200A | ISO.220SI.DB.B003 | ZCAP_ACT | ZCAP | SET | 1 | 306990 | INR
2000 | Central Zone, Bhubaneswar | 2300 | EHT (O&M) Circle, Chainpal | 2304 | 400 kVS/S Division,Meramundali | C442 | 400 kV S/S S/D Meramundali | 1000000130 | 132KV SURGE ARRESTER OF 120 KV | SA.145MO.GL.A001 | ZCAP_ACT | ZCAP | NOS | 6 | 54600 | INR
2000 | Central Zone, Bhubaneswar | 2300 | EHT (O&M) Circle, Chainpal | 2304 | 400 kVS/S Division,Meramundali | C444 | 400/220 kV GIS Meramundali | 1000000131 | 216KV SURGE ARRESTER & SAS integration | SA.216MO.A005 | ZCAP_US | ZCAP | NOS | 6 | 499692.36 | INR
2000 | Central Zone, Bhubaneswar | 2300 | EHT (O&M) Circle, Chainpal | 2304 | 400 kVS/S Division,Meramundali | C442 | 400 kV S/S S/D Meramundali | 1000000132 | 220KV MO WITH RING SURGE ARRESTER | SA.245MO.WR.A005 | ZCAP_ACT | ZCAP | NOS | 37 | 980339.67 | INR
2000 | Central Zone, Bhubaneswar | 2300 | EHT (O&M) Circle, Chainpal | 2304 | 400 kVS/S Division,Meramundali | C442 | 400 kV S/S S/D Meramundali | 1000000134 | 36KV MO W/O SURGE ARRESTER | SA.36MO.WOR.A001 | ZCAP_ACT | ZCAP | NOS | 3 | 32607.81 | INR
2000 | Central Zone, Bhubaneswar | 2300 | EHT (O&M) Circle, Chainpal | 2304 | 400 kVS/S Division,Meramundali | C444 | 400/220 kV GIS Meramundali | 1000000135 | 420KV MO WITH RING SURGE ARRESTER | SA.420MO.WR.A006 | ZCAP_SUP | ZCAP | NOS | 1 | 0.01 | INR
2000 | Central Zone, Bhubaneswar | 2300 | EHT (O&M) Circle, Chainpal | 2304 | 400 kVS/S Division,Meramundali | C444 | 400/220 kV GIS Meramundali | 1000000135 | 420KV MO WITH RING SURGE ARRESTER | SA.420MO.WR.A006 | ZCAP_US | ZCAP | NOS | 5 | 944383.4 | INR
2000 | Central Zone, Bhubaneswar | 2300 | EHT (O&M) Circle, Chainpal | 2304 | 400 kVS/S Division,Meramundali | C442 | 400 kV S/S S/D Meramundali | 1000000135 | 420KV MO WITH RING SURGE ARRESTER | SA.420MO.WR.A006 | ZCAP_ACT | ZCAP | NOS | 12 | 0.12 | INR
2000 | Central Zone, Bhubaneswar | 2300 | EHT (O&M) Circle, Chainpal | 2304 | 400 kVS/S Division,Meramundali | C443 | 400 kV Line Sub-Division Meramundali | 1000000248 | STUB FOR 400KV DA TYPE HT TOWER | TWR.400DA.STUB.D001 | ZCAP_ACT | ZCAP | MT | 0.719 | 52174.6 | INR
2000 | Central Zone, Bhubaneswar | 2300 | EHT (O&M) Circle, Chainpal | 2304 | 400 kVS/S Division,Meramundali | C443 | 400 kV Line Sub-Division Meramundali | 1000000250 | 400kV +3 EXTENSION DA TYPE HT TOWER | TWR.400DA+3.L.A002 | ZCAP_ACT | ZCAP | MT | 0.935 | 65094.7 | INR
2000 | Central Zone, Bhubaneswar | 2300 | EHT (O&M) Circle, Chainpal | 2304 | 400 kVS/S Division,Meramundali | C443 | 400 kV Line Sub-Division Meramundali | 1000000272 | NORMAL 400KV DD TYPE (JYOTI) MS TOWER | TWR.400DD.L.D002 | ZCAP_ACT | ZCAP | MT | 67.315 | 4472004.71 | INR
2000 | Central Zone, Bhubaneswar | 2300 | EHT (O&M) Circle, Chainpal | 2304 | 400 kVS/S Division,Meramundali | C443 | 400 kV Line Sub-Division Meramundali | 1000000273 | 400 KV DD TYPE STUB (JYOTI DESIGN.)(MS) | TWR.400DD.STUB.A001 | ZCAP_ACT | ZCAP | MT | 3.606 | 239561 | INR
2000 | Central Zone, Bhubaneswar | 2300 | EHT (O&M) Circle, Chainpal | 2304 | 400 kVS/S Division,Meramundali | C443 | 400 kV Line Sub-Division Meramundali | 1000000276 | 3mtr extension to 400 KV DD type Tower | TWR.400DD+3.L.A001 | ZCAP_ACT | ZCAP | MT | 10.875 | 722469.75 | INR
2000 | Central Zone, Bhubaneswar | 2300 | EHT (O&M) Circle, Chainpal | 2304 | 400 kVS/S Division,Meramundali | C442 | 400 kV S/S S/D Meramundali | 1000000378 | 36KV 1CORE NCTOF PRIMARY CURRENT 150A | CT.36NCT150.A001 | ZCAP_US | ZCAP | NOS | 10 | 10 | INR
2000 | Central Zone, Bhubaneswar | 2300 | EHT (O&M) Circle, Chainpal | 2304 | 400 kVS/S Division,Meramundali | C443 | 400 kV Line Sub-Division Meramundali | 1000000385 | 400kV +3 EXTENSION DA TYPE MS TOWER | TWR.400DA+3.L.A003 | ZCAP_ACT | ZCAP | MT | 5.308 | 352631.67 | INR
2000 | Central Zone, Bhubaneswar | 2300 | EHT (O&M) Circle, Chainpal | 2304 | 400 kVS/S Division,Meramundali | C443 | 400 kV Line Sub-Division Meramundali | 1000000405 | 400KV DA JYOTI MS TOWER | TWR.400DA.L.A003 | ZCAP_ACT | ZCAP | MT | 22.962 | 1525457.51 | INR
2000 | Central Zone, Bhubaneswar | 2300 | EHT (O&M) Circle, Chainpal | 2304 | 400 kVS/S Division,Meramundali | C443 | 400 kV Line Sub-Division Meramundali | 1000000406 | STUB CLEAT FOR 400KV DA MS TOWER | TWR.400DA.CLEAT.D001 | ZCAP_ACT | ZCAP | MT | 0.096 | 4258.86 | INR
2000 | Central Zone, Bhubaneswar | 2300 | EHT (O&M) Circle, Chainpal | 2304 | 400 kVS/S Division,Meramundali | C442 | 400 kV S/S S/D Meramundali | 2000000024 | GI BARBED WIRE | CVL.BARBEDWIRE.A001 | ZCON_ACT | ZCON | KG | 538 | 91416.96 | INR
2000 | Central Zone, Bhubaneswar | 2300 | EHT (O&M) Circle, Chainpal | 2304 | 400 kVS/S Division,Meramundali | C442 | 400 kV S/S S/D Meramundali | 2000000043 | GI PIPE OF SIZE 2 INCH (50MM) | CVL.GI.PIPE.A007 | ZCON_US | ZCON | NOS | 1 | 1 | INR
2000 | Central Zone, Bhubaneswar | 2300 | EHT (O&M) Circle, Chainpal | 2304 | 400 kVS/S Division,Meramundali | C441 | 400 kV S/S Division, Meramundali | 2000000243 | N2 GAS CYLINDER | MISC.N2CYLNDR.A001 | ZCON_ACT | ZCON | NOS | 2 | 71552.84 | INR
2000 | Central Zone, Bhubaneswar | 2300 | EHT (O&M) Circle, Chainpal | 2304 | 400 kVS/S Division,Meramundali | C442 | 400 kV S/S S/D Meramundali | 2000000254 | Putty | CNSM.PUTTY.A001 | ZCON_ACT | ZCON | KG | 5 | 6830 | INR
2000 | Central Zone, Bhubaneswar | 2300 | EHT (O&M) Circle, Chainpal | 2304 | 400 kVS/S Division,Meramundali | C442 | 400 kV S/S S/D Meramundali | 3000000009 | 220V 350AH Battery set | BAT.PLANTE.A005 | ZSPR_US | ZSPR | SET | 1 | 105000 | INR
2000 | Central Zone, Bhubaneswar | 2300 | EHT (O&M) Circle, Chainpal | 2304 | 400 kVS/S Division,Meramundali | C442 | 400 kV S/S S/D Meramundali | 3000000051 | IV BUSHING W/OROD of 315MVA ICTBHEL Tfr | BUSH.220BHEL.AB10 | ZSPR_US | ZSPR | NOS | 3 | 3 | INR
2000 | Central Zone, Bhubaneswar | 2300 | EHT (O&M) Circle, Chainpal | 2304 | 400 kVS/S Division,Meramundali | C442 | 400 kV S/S S/D Meramundali | 3000000071 | LV BUSHING W/O ROD FOR 315MVA BHEL Tfr | BUSH.33BHEL.BB10 | ZSPR_US | ZSPR | NOS | 3 | 3 | INR
2000 | Central Zone, Bhubaneswar | 2300 | EHT (O&M) Circle, Chainpal | 2304 | 400 kVS/S Division,Meramundali | C442 | 400 kV S/S S/D Meramundali | 3000000086 | HV BUSHING w/o ROD-315MVA ICTBHEL | BUSH.400BHEL.AB10 | ZSPR_US | ZSPR | NOS | 2 | 2 | INR
2000 | Central Zone, Bhubaneswar | 2300 | EHT (O&M) Circle, Chainpal | 2304 | 400 kVS/S Division,Meramundali | C442 | 400 kV S/S S/D Meramundali | 3000000087 | N BUSHING W/o ROD-315MVA ICTBHEL | BUSH.400BHEL.AB11 | ZSPR_US | ZSPR | NOS | 1 | 1 | INR
2000 | Central Zone, Bhubaneswar | 2300 | EHT (O&M) Circle, Chainpal | 2304 | 400 kVS/S Division,Meramundali | C442 | 400 kV S/S S/D Meramundali | 3000000113 | 2.5SQMM 19C CONTROL CABLE | CBLE.CTRL.AR.C019 | ZSPR_ACT | ZSPR | KM | 0.106 | 106 | INR
2000 | Central Zone, Bhubaneswar | 2300 | EHT (O&M) Circle, Chainpal | 2304 | 400 kVS/S Division,Meramundali | C444 | 400/220 kV GIS Meramundali | 3000000116 | 4C X 2.5SQMM CONTROL ARMOURED CABLE | CBLE.CTRL.AR.D004 | ZSPR_SUP | ZSPR | KM | 0.268 | 0.01 | INR
2000 | Central Zone, Bhubaneswar | 2300 | EHT (O&M) Circle, Chainpal | 2304 | 400 kVS/S Division,Meramundali | C444 | 400/220 kV GIS Meramundali | 3000000117 | 2.5 SQMM MSTRAND 5C AR CCABLE | CBLE.CTRL.AR.D005 | ZSPR_SUP | ZSPR | KM | 0.065 | 0.01 | INR
2000 | Central Zone, Bhubaneswar | 2300 | EHT (O&M) Circle, Chainpal | 2304 | 400 kVS/S Division,Meramundali | C444 | 400/220 kV GIS Meramundali | 3000000122 | 2.5sq.mm Control cable 10core | CBLE.CTRL.AR.D010 | ZSPR_SUP | ZSPR | KM | 0.307 | 0.01 | INR
2000 | Central Zone, Bhubaneswar | 2300 | EHT (O&M) Circle, Chainpal | 2304 | 400 kVS/S Division,Meramundali | C444 | 400/220 kV GIS Meramundali | 3000000123 | 2.5 SQMM 12C CONTROL CABLE CU | CBLE.CTRL.AR.D012 | ZSPR_SUP | ZSPR | KM | 1.458 | 0.01 | INR
2000 | Central Zone, Bhubaneswar | 2300 | EHT (O&M) Circle, Chainpal | 2304 | 400 kVS/S Division,Meramundali | C444 | 400/220 kV GIS Meramundali | 3000000125 | 2.5 SQMM 16C CONTROL CABLE CU | CBLE.CTRL.AR.D016 | ZSPR_SUP | ZSPR | KM | 1.721 | 0.02 | INR
2000 | Central Zone, Bhubaneswar | 2300 | EHT (O&M) Circle, Chainpal | 2304 | 400 kVS/S Division,Meramundali | C444 | 400/220 kV GIS Meramundali | 3000000127 | 2.5 SQMM 19C CONTROL CABLE AR | CBLE.CTRL.AR.D019 | ZSPR_SUP | ZSPR | KM | 1.883 | 0.02 | INR
2000 | Central Zone, Bhubaneswar | 2300 | EHT (O&M) Circle, Chainpal | 2304 | 400 kVS/S Division,Meramundali | C444 | 400/220 kV GIS Meramundali | 3000000128 | 4PX0.5mm2 Cu screen cable | CBLE.CTRL.AR.D020 | ZSPR_ACT | ZSPR | KM | 0.185 | 1.85 | INR
2000 | Central Zone, Bhubaneswar | 2300 | EHT (O&M) Circle, Chainpal | 2304 | 400 kVS/S Division,Meramundali | C444 | 400/220 kV GIS Meramundali | 3000000133 | 2.5 SQMM 2C CONTROL CABLE LC | CBLE.CTRL.UAR.C002 | ZSPR_ACT | ZSPR | KM | 2.84 | 178834.94 | INR
2000 | Central Zone, Bhubaneswar | 2300 | EHT (O&M) Circle, Chainpal | 2304 | 400 kVS/S Division,Meramundali | C442 | 400 kV S/S S/D Meramundali | 3000000133 | 2.5 SQMM 2C CONTROL CABLE LC | CBLE.CTRL.UAR.C002 | ZSPR_ACT | ZSPR | KM | 5.045 | 317683.9 | INR
2000 | Central Zone, Bhubaneswar | 2300 | EHT (O&M) Circle, Chainpal | 2304 | 400 kVS/S Division,Meramundali | C442 | 400 kV S/S S/D Meramundali | 3000000140 | 2.5 SQMM 12C CONTROL CABLE | CBLE.CTRL.UAR.C012 | ZSPR_ACT | ZSPR | KM | 4.884 | 1634117.53 | INR
2000 | Central Zone, Bhubaneswar | 2300 | EHT (O&M) Circle, Chainpal | 2304 | 400 kVS/S Division,Meramundali | C442 | 400 kV S/S S/D Meramundali | 3000000141 | 2.5 SQMM 16C CONTROL CABLE | CBLE.CTRL.UAR.C016 | ZSPR_US | ZSPR | KM | 0.355 | 18708.5 | INR
2000 | Central Zone, Bhubaneswar | 2300 | EHT (O&M) Circle, Chainpal | 2304 | 400 kVS/S Division,Meramundali | C442 | 400 kV S/S S/D Meramundali | 3000000141 | 2.5 SQMM 16C CONTROL CABLE | CBLE.CTRL.UAR.C016 | ZSPR_ACT | ZSPR | KM | 0.705 | 705 | INR
2000 | Central Zone, Bhubaneswar | 2300 | EHT (O&M) Circle, Chainpal | 2304 | 400 kVS/S Division,Meramundali | C442 | 400 kV S/S S/D Meramundali | 3000000142 | 2.5 SQMM 19C UR CONTROL CABLE | CBLE.CTRL.UAR.C019 | ZSPR_ACT | ZSPR | KM | 0.447 | 447 | INR
2000 | Central Zone, Bhubaneswar | 2300 | EHT (O&M) Circle, Chainpal | 2304 | 400 kVS/S Division,Meramundali | C442 | 400 kV S/S S/D Meramundali | 3000000143 | 2.5 SQMM 24C CONTROL CABLE | CBLE.CTRL.UAR.C024 | ZSPR_ACT | ZSPR | KM | 2.003 | 2003 | INR
2000 | Central Zone, Bhubaneswar | 2300 | EHT (O&M) Circle, Chainpal | 2304 | 400 kVS/S Division,Meramundali | C442 | 400 kV S/S S/D Meramundali | 3000000145 | 2C X 2.5SQMM CONTROL UNARMOURED CABLE | CBLE.CTRL.UAR.D002 | ZSPR_ACT | ZSPR | KM | 1.523 | 1523 | INR
2000 | Central Zone, Bhubaneswar | 2300 | EHT (O&M) Circle, Chainpal | 2304 | 400 kVS/S Division,Meramundali | C442 | 400 kV S/S S/D Meramundali | 3000000147 | 2.5sq.mm Control cable 4 Core | CBLE.CTRL.UAR.D004 | ZSPR_ACT | ZSPR | KM | 0.909 | 909 | INR
2000 | Central Zone, Bhubaneswar | 2300 | EHT (O&M) Circle, Chainpal | 2304 | 400 kVS/S Division,Meramundali | C444 | 400/220 kV GIS Meramundali | 3000000153 | 19CX2.5SQMM CONTROL UR CABLE | CBLE.CTRL.UAR.D019 | ZSPR_ACT | ZSPR | KM | 3.241 | 1422243.69 | INR
2000 | Central Zone, Bhubaneswar | 2300 | EHT (O&M) Circle, Chainpal | 2304 | 400 kVS/S Division,Meramundali | C444 | 400/220 kV GIS Meramundali | 3000000158 | 4 SQMM 4 C CONTROL CABLE | CBLE.CTRL.UAR.F004 | ZSPR_ACT | ZSPR | KM | 0.246 | 26068.62 | INR
2000 | Central Zone, Bhubaneswar | 2300 | EHT (O&M) Circle, Chainpal | 2304 | 400 kVS/S Division,Meramundali | C442 | 400 kV S/S S/D Meramundali | 3000000171 | Cable jointing Kit | CBLE.J.KIT.A001 | ZSPR_US | ZSPR | NOS | 2 | 2 | INR
2000 | Central Zone, Bhubaneswar | 2300 | EHT (O&M) Circle, Chainpal | 2304 | 400 kVS/S Division,Meramundali | C444 | 400/220 kV GIS Meramundali | 3000000193 | 3.5Cx35 Sqmm AL PWR cable | CBLE.PWR.AL.AR.D004 | ZSPR_ACT | ZSPR | KM | 0.611 | 210.45 | INR
2000 | Central Zone, Bhubaneswar | 2300 | EHT (O&M) Circle, Chainpal | 2304 | 400 kVS/S Division,Meramundali | C442 | 400 kV S/S S/D Meramundali | 3000000193 | 3.5Cx35 Sqmm AL PWR cable | CBLE.PWR.AL.AR.D004 | ZSPR_ACT | ZSPR | KM | 0.161 | 55.45 | INR
2000 | Central Zone, Bhubaneswar | 2300 | EHT (O&M) Circle, Chainpal | 2304 | 400 kVS/S Division,Meramundali | C442 | 400 kV S/S S/D Meramundali | 3000000195 | 3.5Cx70 Sqmm AL PWR cable | CBLE.PWR.AL.AR.D006 | ZSPR_ACT | ZSPR | KM | 0.158 | 158 | INR
2000 | Central Zone, Bhubaneswar | 2300 | EHT (O&M) Circle, Chainpal | 2304 | 400 kVS/S Division,Meramundali | C444 | 400/220 kV GIS Meramundali | 3000000195 | 3.5Cx70 Sqmm AL PWR cable | CBLE.PWR.AL.AR.D006 | ZSPR_FREE | ZSPR | KM | 0.31 | 0 | INR
2000 | Central Zone, Bhubaneswar | 2300 | EHT (O&M) Circle, Chainpal | 2304 | 400 kVS/S Division,Meramundali | C444 | 400/220 kV GIS Meramundali | 3000000198 | 3.5Cx185 Sqmm AL PWR cable | CBLE.PWR.AL.AR.D010 | ZSPR_FREE | ZSPR | KM | 0.167 | 0 | INR
2000 | Central Zone, Bhubaneswar | 2300 | EHT (O&M) Circle, Chainpal | 2304 | 400 kVS/S Division,Meramundali | C442 | 400 kV S/S S/D Meramundali | 3000000199 | 3.5Cx300 Sqmm AL PWR cable | CBLE.PWR.AL.AR.D011 | ZSPR_ACT | ZSPR | KM | 0.984 | 1372685.11 | INR
2000 | Central Zone, Bhubaneswar | 2300 | EHT (O&M) Circle, Chainpal | 2304 | 400 kVS/S Division,Meramundali | C444 | 400/220 kV GIS Meramundali | 3000000200 | 4Cx16 Sqmm AL PWR cable | CBLE.PWR.AL.AR.E002 | ZSPR_FREE | ZSPR | KM | 0.225 | 0 | INR
2000 | Central Zone, Bhubaneswar | 2300 | EHT (O&M) Circle, Chainpal | 2304 | 400 kVS/S Division,Meramundali | C442 | 400 kV S/S S/D Meramundali | 3000000207 | 3.5Cx300 Sqmm 4C AL POWER CABLE | CBLE.PWR.AL.AR.E011 | ZSPR_ACT | ZSPR | KM | 0.09 | 99000 | INR
2000 | Central Zone, Bhubaneswar | 2300 | EHT (O&M) Circle, Chainpal | 2304 | 400 kVS/S Division,Meramundali | C444 | 400/220 kV GIS Meramundali | 3000000208 | 4Cx6 Sqmm AL POWER CABLE | CBLE.PWR.AL.AR.E018 | ZSPR_FREE | ZSPR | KM | 0.136 | 0 | INR
2000 | Central Zone, Bhubaneswar | 2300 | EHT (O&M) Circle, Chainpal | 2304 | 400 kVS/S Division,Meramundali | C444 | 400/220 kV GIS Meramundali | 3000000209 | 2Cx6 Sqmm AL POWER CABLE | CBLE.PWR.AL.UAR.A005 | ZSPR_ACT | ZSPR | KM | 2.24 | 146991.42 | INR
2000 | Central Zone, Bhubaneswar | 2300 | EHT (O&M) Circle, Chainpal | 2304 | 400 kVS/S Division,Meramundali | C442 | 400 kV S/S S/D Meramundali | 3000000209 | 2Cx6 Sqmm AL POWER CABLE | CBLE.PWR.AL.UAR.A005 | ZSPR_ACT | ZSPR | KM | 0.102 | 6693.36 | INR
2000 | Central Zone, Bhubaneswar | 2300 | EHT (O&M) Circle, Chainpal | 2304 | 400 kVS/S Division,Meramundali | C444 | 400/220 kV GIS Meramundali | 3000000218 | 1Cx120 SQMM POWER CABLE CU | CBLE.PWR.CU.UAR.A008 | ZSPR_FREE | ZSPR | KM | 0.031 | 0 | INR
2000 | Central Zone, Bhubaneswar | 2300 | EHT (O&M) Circle, Chainpal | 2304 | 400 kVS/S Division,Meramundali | C442 | 400 kV S/S S/D Meramundali | 3000000244 | 0.5 SQ.MM CU 25PTELEPHONE CABLE,JF | CLMP.LPAD.AL.A001 | ZSPR_ACT | ZSPR | NOS | 4 | 7600 | INR
2000 | Central Zone, Bhubaneswar | 2300 | EHT (O&M) Circle, Chainpal | 2304 | 400 kVS/S Division,Meramundali | C442 | 400 kV S/S S/D Meramundali | 3000000249 | 300X75X2500M CABLE TRAY | CBLE.TRAY.A002 | ZSPR_ACT | ZSPR | NOS | 11 | 2956.25 | INR
2000 | Central Zone, Bhubaneswar | 2300 | EHT (O&M) Circle, Chainpal | 2304 | 400 kVS/S Division,Meramundali | C444 | 400/220 kV GIS Meramundali | 3000000251 | C TYPE CABLE TRAY | CBLE.TRAY.A004 | ZSPR_ACT | ZSPR | NOS | 1 | 0.01 | INR
2000 | Central Zone, Bhubaneswar | 2300 | EHT (O&M) Circle, Chainpal | 2304 | 400 kVS/S Division,Meramundali | C444 | 400/220 kV GIS Meramundali | 3000000252 | GI Cable Tray(20cm X 2.5 Mtr) | CBLE.TRAY.A007 | ZSPR_ACT | ZSPR | NOS | 10 | 19373.4 | INR
2000 | Central Zone, Bhubaneswar | 2300 | EHT (O&M) Circle, Chainpal | 2304 | 400 kVS/S Division,Meramundali | C442 | 400 kV S/S S/D Meramundali | 3000000252 | GI Cable Tray(20cm X 2.5 Mtr) | CBLE.TRAY.A007 | ZSPR_ACT | ZSPR | NOS | 5 | 9686.7 | INR
2000 | Central Zone, Bhubaneswar | 2300 | EHT (O&M) Circle, Chainpal | 2304 | 400 kVS/S Division,Meramundali | C444 | 400/220 kV GIS Meramundali | 3000000253 | G.I Cable Trays(size: 450x75x2500mm) | CBLE.TRAY.A008 | ZSPR_ACT | ZSPR | M | 60 | 0.6 | INR
2000 | Central Zone, Bhubaneswar | 2300 | EHT (O&M) Circle, Chainpal | 2304 | 400 kVS/S Division,Meramundali | C442 | 400 kV S/S S/D Meramundali | 3000000261 | DIFFERENT TYPES OF ASSORTED CLAMPS | CLMP.ASRT.A001 | ZSPR_ACT | ZSPR | NOS | 14 | 31220 | INR
2000 | Central Zone, Bhubaneswar | 2300 | EHT (O&M) Circle, Chainpal | 2304 | 400 kVS/S Division,Meramundali | C442 | 400 kV S/S S/D Meramundali | 3000000261 | DIFFERENT TYPES OF ASSORTED CLAMPS | CLMP.ASRT.A001 | ZSPR_US | ZSPR | NOS | 15 | 1550 | INR
2000 | Central Zone, Bhubaneswar | 2300 | EHT (O&M) Circle, Chainpal | 2304 | 400 kVS/S Division,Meramundali | C442 | 400 kV S/S S/D Meramundali | 3000000263 | Al Clamps for 30mm CTStud-80mm Al pipe | CLMP.ASRT.A0012 | ZSPR_ACT | ZSPR | NOS | 9 | 13592.34 | INR
2000 | Central Zone, Bhubaneswar | 2300 | EHT (O&M) Circle, Chainpal | 2304 | 400 kVS/S Division,Meramundali | C442 | 400 kV S/S S/D Meramundali | 3000000264 | Al. Clamps for 36mm CTStud-80mm Al pipe | CLMP.ASRT.A0013 | ZSPR_ACT | ZSPR | NOS | 12 | 18899.4 | INR
2000 | Central Zone, Bhubaneswar | 2300 | EHT (O&M) Circle, Chainpal | 2304 | 400 kVS/S Division,Meramundali | C442 | 400 kV S/S S/D Meramundali | 3000000266 | Al Clamps for 40mm CTStud-80mm Al pipe | CLMP.ASRT.A003 | ZSPR_ACT | ZSPR | NOS | 17 | 26073.49 | INR
2000 | Central Zone, Bhubaneswar | 2300 | EHT (O&M) Circle, Chainpal | 2304 | 400 kVS/S Division,Meramundali | C442 | 400 kV S/S S/D Meramundali | 3000000268 | BIMETALLIC CTSTUD CLAMP 25MM | CLMP.ASRT.A006 | ZSPR_ACT | ZSPR | NOS | 16 | 9783.4 | INR
2000 | Central Zone, Bhubaneswar | 2300 | EHT (O&M) Circle, Chainpal | 2304 | 400 kVS/S Division,Meramundali | C442 | 400 kV S/S S/D Meramundali | 3000000270 | CTSTUD CLAMP for 100 SQMM | CLMP.ASRT.A010 | ZSPR_ACT | ZSPR | NOS | 25 | 46808.4 | INR
2000 | Central Zone, Bhubaneswar | 2300 | EHT (O&M) Circle, Chainpal | 2304 | 400 kVS/S Division,Meramundali | C442 | 400 kV S/S S/D Meramundali | 3000000271 | Clamp for isolator pad to 80mm Al pipe | CLMP.ASRT.A014 | ZSPR_ACT | ZSPR | NOS | 24 | 22813.68 | INR
2000 | Central Zone, Bhubaneswar | 2300 | EHT (O&M) Circle, Chainpal | 2304 | 400 kVS/S Division,Meramundali | C442 | 400 kV S/S S/D Meramundali | 3000000272 | Breaker pad to to 80mm Al pipe | CLMP.ASRT.A015 | ZSPR_ACT | ZSPR | NOS | 36 | 69885.36 | INR
2000 | Central Zone, Bhubaneswar | 2300 | EHT (O&M) Circle, Chainpal | 2304 | 400 kVS/S Division,Meramundali | C442 | 400 kV S/S S/D Meramundali | 3000000292 | ISOLATOR CLAMP AL BIMETALIC-MOOSE | CLMP.ISO.AL.A003 | ZSPR_ACT | ZSPR | NOS | 8 | 56000 | INR
2000 | Central Zone, Bhubaneswar | 2300 | EHT (O&M) Circle, Chainpal | 2304 | 400 kVS/S Division,Meramundali | C442 | 400 kV S/S S/D Meramundali | 3000000301 | 220KV-Isolater Pad Clamp for twin Moose | CLMP.ISO.AL.A019 | ZSPR_ACT | ZSPR | NOS | 1 | 7900 | INR
2000 | Central Zone, Bhubaneswar | 2300 | EHT (O&M) Circle, Chainpal | 2304 | 400 kVS/S Division,Meramundali | C442 | 400 kV S/S S/D Meramundali | 3000000317 | 220kV CB PAD CLAMP AL FOR MOOSE | CLMP.LPAD.AL.B001 | ZSPR_ACT | ZSPR | NOS | 8 | 7604.56 | INR
2000 | Central Zone, Bhubaneswar | 2300 | EHT (O&M) Circle, Chainpal | 2304 | 400 kVS/S Division,Meramundali | C442 | 400 kV S/S S/D Meramundali | 3000000319 | 33kV CB PAD CLAMP AL FOR ZEBRA | CLMP.PAD.AL.A002 | ZSPR_ACT | ZSPR | NOS | 5 | 2519.05 | INR
2000 | Central Zone, Bhubaneswar | 2300 | EHT (O&M) Circle, Chainpal | 2304 | 400 kVS/S Division,Meramundali | C444 | 400/220 kV GIS Meramundali | 3000000324 | PAD CLAMP ALLUMINIUM FOR EARTH WIRE | CLMP.PAD.AL.A007 | ZSPR_ACT | ZSPR | NOS | 1 | 0.01 | INR
2000 | Central Zone, Bhubaneswar | 2300 | EHT (O&M) Circle, Chainpal | 2304 | 400 kVS/S Division,Meramundali | C442 | 400 kV S/S S/D Meramundali | 3000000328 | 6 BOLTED PAD CLAMP ALLUMINIUM FOR ZEBRA | CLMP.PAD.AL.B004 | ZSPR_ACT | ZSPR | NOS | 4 | 2205.44 | INR
2000 | Central Zone, Bhubaneswar | 2300 | EHT (O&M) Circle, Chainpal | 2304 | 400 kVS/S Division,Meramundali | C442 | 400 kV S/S S/D Meramundali | 3000000338 | 132 KV CVT Clamp-Twin Moose Conductor | CLMP.PAD.BI.A014 | ZSPR_ACT | ZSPR | NOS | 2 | 2732 | INR
2000 | Central Zone, Bhubaneswar | 2300 | EHT (O&M) Circle, Chainpal | 2304 | 400 kVS/S Division,Meramundali | C442 | 400 kV S/S S/D Meramundali | 3000000359 | 3 BOLTED PG CLAMP FOR MOOSE- ZEBRA | CLMP.PG.C005 | ZSPR_ACT | ZSPR | NOS | 8 | 9686.72 | INR
2000 | Central Zone, Bhubaneswar | 2300 | EHT (O&M) Circle, Chainpal | 2304 | 400 kVS/S Division,Meramundali | C442 | 400 kV S/S S/D Meramundali | 3000000365 | 4 BOLTED PG CLAMP FOR ZEBRA - PANTHER | CLMP.PG.D003 | ZSPR_ACT | ZSPR | NOS | 6 | 3764.34 | INR
2000 | Central Zone, Bhubaneswar | 2300 | EHT (O&M) Circle, Chainpal | 2304 | 400 kVS/S Division,Meramundali | C442 | 400 kV S/S S/D Meramundali | 3000000366 | 4 BOLTED PG CLAMP FOR MOOSE - MOOSE | CLMP.PG.D004 | ZSPR_ACT | ZSPR | NOS | 3 | 1650 | INR
2000 | Central Zone, Bhubaneswar | 2300 | EHT (O&M) Circle, Chainpal | 2304 | 400 kVS/S Division,Meramundali | C442 | 400 kV S/S S/D Meramundali | 3000000380 | 12bolted T Clamp for ACSR Zebra to Zebra | CLMP.SP.CT.AL.A001 | ZSPR_ACT | ZSPR | NOS | 13 | 9656.28 | INR
2000 | Central Zone, Bhubaneswar | 2300 | EHT (O&M) Circle, Chainpal | 2304 | 400 kVS/S Division,Meramundali | C442 | 400 kV S/S S/D Meramundali | 3000000387 | ST CLAMP AL FOR CT STUD-MOOSE | CLMP.ST.THRU.AL.A002 | ZSPR_ACT | ZSPR | NOS | 8 | 3954.56 | INR
2000 | Central Zone, Bhubaneswar | 2300 | EHT (O&M) Circle, Chainpal | 2304 | 400 kVS/S Division,Meramundali | C442 | 400 kV S/S S/D Meramundali | 3000000388 | T Clamp for Panther run-Panther Drop | CLMP.T.AL.A001 | ZSPR_ACT | ZSPR | NOS | 120 | 196802.4 | INR
2000 | Central Zone, Bhubaneswar | 2300 | EHT (O&M) Circle, Chainpal | 2304 | 400 kVS/S Division,Meramundali | C442 | 400 kV S/S S/D Meramundali | 3000000389 | T CLAMP ALFOR PANTHER RUN-ZEBRA DROP | CLMP.T.AL.A002 | ZSPR_ACT | ZSPR | NOS | 88 | 107351.31 | INR
2000 | Central Zone, Bhubaneswar | 2300 | EHT (O&M) Circle, Chainpal | 2304 | 400 kVS/S Division,Meramundali | C442 | 400 kV S/S S/D Meramundali | 3000000406 | SPR T CLAMP AL TWIN MOOSE RUN-ZEBRA DROP | CLMP.T.AL.B002 | ZSPR_ACT | ZSPR | NOS | 6 | 5247.3 | INR
2000 | Central Zone, Bhubaneswar | 2300 | EHT (O&M) Circle, Chainpal | 2304 | 400 kVS/S Division,Meramundali | C444 | 400/220 kV GIS Meramundali | 3000000417 | Rigid Spacer for ACSR MOOSE Conductor | COND.ACCES.A006 | ZSPR_ACT | ZSPR | NOS | 149 | 6554.04 | INR
2000 | Central Zone, Bhubaneswar | 2300 | EHT (O&M) Circle, Chainpal | 2304 | 400 kVS/S Division,Meramundali | C443 | 400 kV Line Sub-Division Meramundali | 3000000417 | Rigid Spacer for ACSR MOOSE Conductor | COND.ACCES.A006 | ZSPR_ACT | ZSPR | NOS | 24 | 1055.69 | INR
2000 | Central Zone, Bhubaneswar | 2300 | EHT (O&M) Circle, Chainpal | 2304 | 400 kVS/S Division,Meramundali | C443 | 400 kV Line Sub-Division Meramundali | 3000000439 | MS JOINT FOR ACSR MOOSE CONDUCTOR | COND.ACCES.C004 | ZSPR_ACT | ZSPR | NOS | 48 | 16800 | INR
2000 | Central Zone, Bhubaneswar | 2300 | EHT (O&M) Circle, Chainpal | 2304 | 400 kVS/S Division,Meramundali | C443 | 400 kV Line Sub-Division Meramundali | 3000000445 | MS JOINT AAAC HIGHER MOOSE | COND.ACCES.C010 | ZSPR_ACT | ZSPR | NOS | 17 | 9427.35 | INR
2000 | Central Zone, Bhubaneswar | 2300 | EHT (O&M) Circle, Chainpal | 2304 | 400 kVS/S Division,Meramundali | C443 | 400 kV Line Sub-Division Meramundali | 3000000448 | SPACER FOR ACSR TWIN MOOSE CONDUCTOR | COND.ACCES.D002 | ZSPR_ACT | ZSPR | NOS | 24 | 1613.93 | INR
2000 | Central Zone, Bhubaneswar | 2300 | EHT (O&M) Circle, Chainpal | 2304 | 400 kVS/S Division,Meramundali | C444 | 400/220 kV GIS Meramundali | 3000000448 | SPACER FOR ACSR TWIN MOOSE CONDUCTOR | COND.ACCES.D002 | ZSPR_ACT | ZSPR | NOS | 80 | 5379.75 | INR
2000 | Central Zone, Bhubaneswar | 2300 | EHT (O&M) Circle, Chainpal | 2304 | 400 kVS/S Division,Meramundali | C443 | 400 kV Line Sub-Division Meramundali | 3000000467 | REPAIR SLEEVE FOR ACSR MOOSE CONDUCTOR | COND.ACCES.F004 | ZSPR_ACT | ZSPR | NOS | 36 | 7200 | INR
2000 | Central Zone, Bhubaneswar | 2300 | EHT (O&M) Circle, Chainpal | 2304 | 400 kVS/S Division,Meramundali | C443 | 400 kV Line Sub-Division Meramundali | 3000000471 | REPAIR SLEEVE FOR AAAC MOOSE CONDUCTOR | COND.ACCES.F009 | ZSPR_ACT | ZSPR | NOS | 27 | 7413.93 | INR
2000 | Central Zone, Bhubaneswar | 2300 | EHT (O&M) Circle, Chainpal | 2304 | 400 kVS/S Division,Meramundali | C442 | 400 kV S/S S/D Meramundali | 3000000571 | BENTONITE FOR EARTHING AS ACCESSORIES | ERTH.ACCES.C001 | ZSPR_ACT | ZSPR | KG | 9210 | 73680 | INR
2000 | Central Zone, Bhubaneswar | 2300 | EHT (O&M) Circle, Chainpal | 2304 | 400 kVS/S Division,Meramundali | C442 | 400 kV S/S S/D Meramundali | 3000000582 | EARTHING:50X6mm GI Flat | ERTH.FLAT.GI.A005 | ZSPR_ACT | ZSPR | KG | 925 | 76269.14 | INR
2000 | Central Zone, Bhubaneswar | 2300 | EHT (O&M) Circle, Chainpal | 2304 | 400 kVS/S Division,Meramundali | C444 | 400/220 kV GIS Meramundali | 3000000582 | EARTHING:50X6mm GI Flat | ERTH.FLAT.GI.A005 | ZSPR_ACT | ZSPR | KG | 187 | 15418.73 | INR
2000 | Central Zone, Bhubaneswar | 2300 | EHT (O&M) Circle, Chainpal | 2304 | 400 kVS/S Division,Meramundali | C443 | 400 kV Line Sub-Division Meramundali | 3000000616 | VD FOR 7/3.15MM GI EARTHWIRE | EW.ACCES.B002 | ZSPR_ACT | ZSPR | NOS | 207 | 61479 | INR
2000 | Central Zone, Bhubaneswar | 2300 | EHT (O&M) Circle, Chainpal | 2304 | 400 kVS/S Division,Meramundali | C444 | 400/220 kV GIS Meramundali | 3000000649 | 220KV GIS CT | GIS.245CT.A001 | ZSPR_ACT | ZSPR | NOS | 2 | 0.02 | INR
2000 | Central Zone, Bhubaneswar | 2300 | EHT (O&M) Circle, Chainpal | 2304 | 400 kVS/S Division,Meramundali | C444 | 400/220 kV GIS Meramundali | 3000000652 | 220kV GIS Drive for FAES | GIS.245FES.A002 | ZSPR_ACT | ZSPR | SET | 1 | 0.01 | INR
2000 | Central Zone, Bhubaneswar | 2300 | EHT (O&M) Circle, Chainpal | 2304 | 400 kVS/S Division,Meramundali | C444 | 400/220 kV GIS Meramundali | 3000000653 | 220kV GIS IVT | GIS.245IVT.A001 | ZSPR_ACT | ZSPR | NOS | 1 | 0.01 | INR
2000 | Central Zone, Bhubaneswar | 2300 | EHT (O&M) Circle, Chainpal | 2304 | 400 kVS/S Division,Meramundali | C444 | 400/220 kV GIS Meramundali | 3000000656 | Tripping/closing coil-220KV GIS | GIS.245SPR.A001 | ZSPR_ACT | ZSPR | NOS | 2 | 0.03 | INR
2000 | Central Zone, Bhubaneswar | 2300 | EHT (O&M) Circle, Chainpal | 2304 | 400 kVS/S Division,Meramundali | C444 | 400/220 kV GIS Meramundali | 3000000657 | Control valves for 245KV GIS | GIS.245SPR.A002 | ZSPR_ACT | ZSPR | NOS | 4 | 0.04 | INR
2000 | Central Zone, Bhubaneswar | 2300 | EHT (O&M) Circle, Chainpal | 2304 | 400 kVS/S Division,Meramundali | C444 | 400/220 kV GIS Meramundali | 3000000662 | 220kV GIS Motor for DS&GS | GIS.245SPR.A007 | ZSPR_ACT | ZSPR | NOS | 2 | 0.02 | INR
2000 | Central Zone, Bhubaneswar | 2300 | EHT (O&M) Circle, Chainpal | 2304 | 400 kVS/S Division,Meramundali | C444 | 400/220 kV GIS Meramundali | 3000000664 | 220KV GIS Motor for FAGS | GIS.245SPR.A009 | ZSPR_ACT | ZSPR | NOS | 1 | 0.01 | INR
2000 | Central Zone, Bhubaneswar | 2300 | EHT (O&M) Circle, Chainpal | 2304 | 400 kVS/S Division,Meramundali | C444 | 400/220 kV GIS Meramundali | 3000000665 | 220KV GIS Rupture disc for CB/PT | GIS.245SPR.A010 | ZSPR_ACT | ZSPR | NOS | 2 | 0.02 | INR
2000 | Central Zone, Bhubaneswar | 2300 | EHT (O&M) Circle, Chainpal | 2304 | 400 kVS/S Division,Meramundali | C444 | 400/220 kV GIS Meramundali | 3000000667 | Rupture disc oth compartments(220KV GIS) | GIS.245SPR.A012 | ZSPR_ACT | ZSPR | NOS | 2 | 0.02 | INR
2000 | Central Zone, Bhubaneswar | 2300 | EHT (O&M) Circle, Chainpal | 2304 | 400 kVS/S Division,Meramundali | C444 | 400/220 kV GIS Meramundali | 3000000671 | Density monitors for CB-220KV GIS | GIS.245SPR.A016 | ZSPR_ACT | ZSPR | NOS | 1 | 0.01 | INR
2000 | Central Zone, Bhubaneswar | 2300 | EHT (O&M) Circle, Chainpal | 2304 | 400 kVS/S Division,Meramundali | C444 | 400/220 kV GIS Meramundali | 3000000672 | 220kV GIS D.Monitor-other gas compartmen | GIS.245SPR.A017 | ZSPR_ACT | ZSPR | NOS | 1 | 0.01 | INR
2000 | Central Zone, Bhubaneswar | 2300 | EHT (O&M) Circle, Chainpal | 2304 | 400 kVS/S Division,Meramundali | C444 | 400/220 kV GIS Meramundali | 3000000696 | 220kV GIS SCM for CB | GIS.245SPRM.A010 | ZSPR_ACT | ZSPR | NOS | 2 | 0.02 | INR
2000 | Central Zone, Bhubaneswar | 2300 | EHT (O&M) Circle, Chainpal | 2304 | 400 kVS/S Division,Meramundali | C442 | 400 kV S/S S/D Meramundali | 3000000775 | STEEL DEAD END 220KV/DT MOOSE 642 SQ MM | HWF.DT.220.A018 | ZSPR_ACT | ZSPR | NOS | 30 | 30900 | INR
2000 | Central Zone, Bhubaneswar | 2300 | EHT (O&M) Circle, Chainpal | 2304 | 400 kVS/S Division,Meramundali | C442 | 400 kV S/S S/D Meramundali | 3000000782 | AL.DEAD END 220KV/DT MOOSE 642 SQ MM | HWF.DT.220.A025 | ZSPR_ACT | ZSPR | NOS | 30 | 48600 | INR
2000 | Central Zone, Bhubaneswar | 2300 | EHT (O&M) Circle, Chainpal | 2304 | 400 kVS/S Division,Meramundali | C442 | 400 kV S/S S/D Meramundali | 3000000805 | DT HARDWARE FITTING AAAC ZEBRA | HWF.DT.A010 | ZSPR_US | ZSPR | NOS | 2 | 2 | INR
2000 | Central Zone, Bhubaneswar | 2300 | EHT (O&M) Circle, Chainpal | 2304 | 400 kVS/S Division,Meramundali | C442 | 400 kV S/S S/D Meramundali | 3000000807 | DT HWF FOR AAAC TWIN MOOSE | HWF.DT.A013 | ZSPR_ACT | ZSPR | NOS | 120 | 670443.6 | INR
2000 | Central Zone, Bhubaneswar | 2300 | EHT (O&M) Circle, Chainpal | 2304 | 400 kVS/S Division,Meramundali | C443 | 400 kV Line Sub-Division Meramundali | 3000000815 | DEADEND CLAMP-DT AAAC MOOSE | HWF.DT.C011 | ZSPR_ACT | ZSPR | NOS | 8 | 30320 | INR
2000 | Central Zone, Bhubaneswar | 2300 | EHT (O&M) Circle, Chainpal | 2304 | 400 kVS/S Division,Meramundali | C444 | 400/220 kV GIS Meramundali | 3000000827 | SOCKET EYE OF HARDWARE FITTING | HWF.SOCKETEYE.A001 | ZSPR_ACT | ZSPR | NOS | 30 | 0.3 | INR
2000 | Central Zone, Bhubaneswar | 2300 | EHT (O&M) Circle, Chainpal | 2304 | 400 kVS/S Division,Meramundali | C444 | 400/220 kV GIS Meramundali | 3000000848 | SS H/W Fitting ACSR Moose | HWF.SS.A004 | ZSPR_ACT | ZSPR | NOS | 8 | 0.08 | INR
2000 | Central Zone, Bhubaneswar | 2300 | EHT (O&M) Circle, Chainpal | 2304 | 400 kVS/S Division,Meramundali | C443 | 400 kV Line Sub-Division Meramundali | 3000000850 | SS HARDWARE FITTING ACSR TWIN MOOSE | HWF.SS.A006 | ZSPR_US | ZSPR | NOS | 1 | 1 | INR
2000 | Central Zone, Bhubaneswar | 2300 | EHT (O&M) Circle, Chainpal | 2304 | 400 kVS/S Division,Meramundali | C442 | 400 kV S/S S/D Meramundali | 3000000878 | ST HWF FOR ACSR ZEBRA | HWF.ST.A003 | ZSPR_ACT | ZSPR | NOS | 2 | 2829.22 | INR
2000 | Central Zone, Bhubaneswar | 2300 | EHT (O&M) Circle, Chainpal | 2304 | 400 kVS/S Division,Meramundali | C442 | 400 kV S/S S/D Meramundali | 3000000881 | ST HARDWARE FITTING ACSR TWIN MOOSE | HWF.ST.A006 | ZSPR_ACT | ZSPR | NOS | 11 | 53930.36 | INR
2000 | Central Zone, Bhubaneswar | 2300 | EHT (O&M) Circle, Chainpal | 2304 | 400 kVS/S Division,Meramundali | C443 | 400 kV Line Sub-Division Meramundali | 3000000906 | TENSION CLAMP FOR EARTHWIRE | HWF.TC.EW.A002 | ZSPR_ACT | ZSPR | NOS | 5 | 1750 | INR
2000 | Central Zone, Bhubaneswar | 2300 | EHT (O&M) Circle, Chainpal | 2304 | 400 kVS/S Division,Meramundali | C442 | 400 kV S/S S/D Meramundali | 3000000928 | 2 WAY SWITCH | ILWR.SWITCH.H001 | ZSPR_US | ZSPR | NOS | 3 | 3 | INR
2000 | Central Zone, Bhubaneswar | 2300 | EHT (O&M) Circle, Chainpal | 2304 | 400 kVS/S Division,Meramundali | C443 | 400 kV Line Sub-Division Meramundali | 3000000933 | 160KN ANTIFOG DISC INSULATOR | INS.AF.DISC.B004 | ZSPR_US | ZSPR | NOS | 145 | 7250 | INR
2000 | Central Zone, Bhubaneswar | 2300 | EHT (O&M) Circle, Chainpal | 2304 | 400 kVS/S Division,Meramundali | C442 | 400 kV S/S S/D Meramundali | 3000000947 | 90KN PORCELAIN DISC INSULATOR | INS.POR.DISC.B002 | ZSPR_ACT | ZSPR | NOS | 51 | 33625.32 | INR
2000 | Central Zone, Bhubaneswar | 2300 | EHT (O&M) Circle, Chainpal | 2304 | 400 kVS/S Division,Meramundali | C442 | 400 kV S/S S/D Meramundali | 3000000968 | 400KV HCB Double E/S 2000A Isolator | ISO.400.HCB.A001 | ZSPR_ACT | ZSPR | NOS | 1 | 954000 | INR
2000 | Central Zone, Bhubaneswar | 2300 | EHT (O&M) Circle, Chainpal | 2304 | 400 kVS/S Division,Meramundali | C442 | 400 kV S/S S/D Meramundali | 3000000996 | CT CONSOLE BOX | MISC.CT.CONSOLE.A001 | ZSPR_ACT | ZSPR | NOS | 2 | 33016.34 | INR
2000 | Central Zone, Bhubaneswar | 2300 | EHT (O&M) Circle, Chainpal | 2304 | 400 kVS/S Division,Meramundali | C444 | 400/220 kV GIS Meramundali | 3000001071 | 50KG SF6 EMPTY GAS CYLINDER | MISC.SF6CYLNDR.B002 | ZSPR_SUP | ZSPR | NOS | 239 | 2.39 | INR
2000 | Central Zone, Bhubaneswar | 2300 | EHT (O&M) Circle, Chainpal | 2304 | 400 kVS/S Division,Meramundali | C442 | 400 kV S/S S/D Meramundali | 3000001072 | 26KG SF6 EMPTY GAS CYLINDER | MISC.SF6CYLNDR.B003 | ZSPR_US | ZSPR | NOS | 10 | 10 | INR
2000 | Central Zone, Bhubaneswar | 2300 | EHT (O&M) Circle, Chainpal | 2304 | 400 kVS/S Division,Meramundali | C442 | 400 kV S/S S/D Meramundali | 3000001076 | ASSORTED SIZE SF6 EMPTY GAS CYLINDER | MISC.SF6CYLNDR.C001 | ZSPR_US | ZSPR | NOS | 4 | 4 | INR
2000 | Central Zone, Bhubaneswar | 2300 | EHT (O&M) Circle, Chainpal | 2304 | 400 kVS/S Division,Meramundali | C442 | 400 kV S/S S/D Meramundali | 3000001105 | 0.2s ACCURACY CLASS AEM WITH ACCESSORIES | MTR.0.2S.AEM.A001 | ZSPR_ACT | ZSPR | NOS | 16 | 1618960 | INR
2000 | Central Zone, Bhubaneswar | 2300 | EHT (O&M) Circle, Chainpal | 2304 | 400 kVS/S Division,Meramundali | C442 | 400 kV S/S S/D Meramundali | 3000001110 | 0 TO 500AMP ANALOG AMMETER | MTR.AMMETER.A.A005 | ZSPR_US | ZSPR | NOS | 6 | 6 | INR
2000 | Central Zone, Bhubaneswar | 2300 | EHT (O&M) Circle, Chainpal | 2304 | 400 kVS/S Division,Meramundali | C442 | 400 kV S/S S/D Meramundali | 3000001116 | 3 PHASE 3 WIRE 110VOLT 1AMP APEX METER | MTR.APEX.A001 | ZSPR_US | ZSPR | NOS | 2 | 100000 | INR
2000 | Central Zone, Bhubaneswar | 2300 | EHT (O&M) Circle, Chainpal | 2304 | 400 kVS/S Division,Meramundali | C442 | 400 kV S/S S/D Meramundali | 3000001119 | 3P 4WIRE 63.5V 5A APEX UPGRADED METER | MTR.APEX.B004 | ZSPR_US | ZSPR | NOS | 4 | 150100 | INR
2000 | Central Zone, Bhubaneswar | 2300 | EHT (O&M) Circle, Chainpal | 2304 | 400 kVS/S Division,Meramundali | C442 | 400 kV S/S S/D Meramundali | 3000001120 | APEX METERING PANEL | MTR.APEXPNL.A001 | ZSPR_ACT | ZSPR | NOS | 2 | 203024.76 | INR
2000 | Central Zone, Bhubaneswar | 2300 | EHT (O&M) Circle, Chainpal | 2304 | 400 kVS/S Division,Meramundali | C442 | 400 kV S/S S/D Meramundali | 3000001146 | DC Voltmeter -300-0-300 V | MTR.VOLTMETER.A.A005 | ZSPR_US | ZSPR | NOS | 2 | 2 | INR
2000 | Central Zone, Bhubaneswar | 2300 | EHT (O&M) Circle, Chainpal | 2304 | 400 kVS/S Division,Meramundali | C444 | 400/220 kV GIS Meramundali | 3000001154 | NUTS AND BOLTS | NBW.ASRT.GINB.A001 | ZSPR_ACT | ZSPR | KG | 5 | 2969.66 | INR
2000 | Central Zone, Bhubaneswar | 2300 | EHT (O&M) Circle, Chainpal | 2304 | 400 kVS/S Division,Meramundali | C443 | 400 kV Line Sub-Division Meramundali | 3000001154 | NUTS AND BOLTS | NBW.ASRT.GINB.A001 | ZSPR_ACT | ZSPR | KG | 6163.21 | 3660529.37 | INR
2000 | Central Zone, Bhubaneswar | 2300 | EHT (O&M) Circle, Chainpal | 2304 | 400 kVS/S Division,Meramundali | C444 | 400/220 kV GIS Meramundali | 3000001272 | 48 FIBRE OPGW CABLE ( DWSM ) | SPR.BPI400.A003 | ZSPR_ACT | ZSPR | NOS | 5 | 0.05 | INR
2000 | Central Zone, Bhubaneswar | 2300 | EHT (O&M) Circle, Chainpal | 2304 | 400 kVS/S Division,Meramundali | C444 | 400/220 kV GIS Meramundali | 3000001304 | 220V DC Emergency Ligh DB | PNL.DCDB.A003 | ZSPR_ACT | ZSPR | NOS | 1 | 0.01 | INR
2000 | Central Zone, Bhubaneswar | 2300 | EHT (O&M) Circle, Chainpal | 2304 | 400 kVS/S Division,Meramundali | C442 | 400 kV S/S S/D Meramundali | 3000001310 | Console Box for Switchyard Lighting | PNL.SY.CBOX.A001 | ZSPR_ACT | ZSPR | NOS | 3 | 12600 | INR
2000 | Central Zone, Bhubaneswar | 2300 | EHT (O&M) Circle, Chainpal | 2304 | 400 kVS/S Division,Meramundali | C442 | 400 kV S/S S/D Meramundali | 3000001320 | Used Numerical Relay | RCVR.EF.RLAY.A001 | ZSPR_US | ZSPR | NOS | 3 | 3 | INR
2000 | Central Zone, Bhubaneswar | 2300 | EHT (O&M) Circle, Chainpal | 2304 | 400 kVS/S Division,Meramundali | C442 | 400 kV S/S S/D Meramundali | 3000001326 | 24 WINDOW FACIA ANNUNCIATOR RELAY | RLAY.ANCITOR.A002 | ZSPR_ACT | ZSPR | NOS | 1 | 31801 | INR
2000 | Central Zone, Bhubaneswar | 2300 | EHT (O&M) Circle, Chainpal | 2304 | 400 kVS/S Division,Meramundali | C442 | 400 kV S/S S/D Meramundali | 3000001328 | 16 Window Annunciation fascia | RLAY.ANCITOR.A004 | ZSPR_ACT | ZSPR | NOS | 6 | 59826 | INR
2000 | Central Zone, Bhubaneswar | 2300 | EHT (O&M) Circle, Chainpal | 2304 | 400 kVS/S Division,Meramundali | C442 | 400 kV S/S S/D Meramundali | 3000001329 | ELECTROMAGNETIC AUXILLARY RELAY | RLAY.AUX.A001 | ZSPR_ACT | ZSPR | NOS | 3 | 2534.74 | INR
2000 | Central Zone, Bhubaneswar | 2300 | EHT (O&M) Circle, Chainpal | 2304 | 400 kVS/S Division,Meramundali | C442 | 400 kV S/S S/D Meramundali | 3000001336 | Busbar Trip Relay | RLAY.BBTRIP.A001 | ZSPR_ACT | ZSPR | NOS | 2 | 330400 | INR
2000 | Central Zone, Bhubaneswar | 2300 | EHT (O&M) Circle, Chainpal | 2304 | 400 kVS/S Division,Meramundali | C442 | 400 kV S/S S/D Meramundali | 3000001346 | ELECTROMAGNETIC DIFFERENTIAL RELAY | RLAY.DIFFTIAL.A001 | ZSPR_US | ZSPR | NOS | 1 | 1 | INR
2000 | Central Zone, Bhubaneswar | 2300 | EHT (O&M) Circle, Chainpal | 2304 | 400 kVS/S Division,Meramundali | C442 | 400 kV S/S S/D Meramundali | 3000001348 | DIFFERENTIALPROTECTION RELAY | RLAY.DIFFTIAL.C002 | ZSPR_US | ZSPR | NOS | 1 | 1 | INR
2000 | Central Zone, Bhubaneswar | 2300 | EHT (O&M) Circle, Chainpal | 2304 | 400 kVS/S Division,Meramundali | C442 | 400 kV S/S S/D Meramundali | 3000001354 | Back Up relay | RLAY.EMBACKUP.A001 | ZSPR_US | ZSPR | NOS | 1 | 1 | INR
2000 | Central Zone, Bhubaneswar | 2300 | EHT (O&M) Circle, Chainpal | 2304 | 400 kVS/S Division,Meramundali | C442 | 400 kV S/S S/D Meramundali | 3000001359 | OVER CURRENT BACK UP RELAY | RLAY.EMBACKUP.C008 | ZSPR_US | ZSPR | NOS | 1 | 1 | INR
2000 | Central Zone, Bhubaneswar | 2300 | EHT (O&M) Circle, Chainpal | 2304 | 400 kVS/S Division,Meramundali | C442 | 400 kV S/S S/D Meramundali | 3000001366 | TP INSTANTENEOUS OC EM BACK-UP RELAY | RLAY.EMBACKUP.D009 | ZSPR_US | ZSPR | NOS | 1 | 1 | INR
2000 | Central Zone, Bhubaneswar | 2300 | EHT (O&M) Circle, Chainpal | 2304 | 400 kVS/S Division,Meramundali | C442 | 400 kV S/S S/D Meramundali | 3000001372 | 2 TJM 12 EARTH FAULT DIR BACK UP RELAY | RLAY.EMBACKUP.F004 | ZSPR_ACT | ZSPR | NOS | 2 | 11000 | INR
2000 | Central Zone, Bhubaneswar | 2300 | EHT (O&M) Circle, Chainpal | 2304 | 400 kVS/S Division,Meramundali | C442 | 400 kV S/S S/D Meramundali | 3000001374 | 7RW600 NUM FREQUENCY PROTECTION RELAY | RLAY.FQ.PTN.C002 | ZSPR_US | ZSPR | NOS | 1 | 1 | INR
2000 | Central Zone, Bhubaneswar | 2300 | EHT (O&M) Circle, Chainpal | 2304 | 400 kVS/S Division,Meramundali | C442 | 400 kV S/S S/D Meramundali | 3000001397 | Tfr PROTECTION RELAY | RLAY.NU.T.PTN.A002 | ZSPR_US | ZSPR | NOS | 1 | 1 | INR
2000 | Central Zone, Bhubaneswar | 2300 | EHT (O&M) Circle, Chainpal | 2304 | 400 kVS/S Division,Meramundali | C442 | 400 kV S/S S/D Meramundali | 3000001403 | OC E/F DIR NUMERIC BACKUP RELAY | RLAY.NUMBACKUP.B001 | ZSPR_ACT | ZSPR | NOS | 1 | 29250.55 | INR
2000 | Central Zone, Bhubaneswar | 2300 | EHT (O&M) Circle, Chainpal | 2304 | 400 kVS/S Division,Meramundali | C442 | 400 kV S/S S/D Meramundali | 3000001404 | Numerical Back up Relay | RLAY.NUMBACKUP.B002 | ZSPR_ACT | ZSPR | NOS | 2 | 146931.14 | INR
2000 | Central Zone, Bhubaneswar | 2300 | EHT (O&M) Circle, Chainpal | 2304 | 400 kVS/S Division,Meramundali | C442 | 400 kV S/S S/D Meramundali | 3000001412 | DEFINITE TIME OVER CURRENT RELAY | RLAY.OVRCURNT.A001 | ZSPR_US | ZSPR | NOS | 1 | 1 | INR
2000 | Central Zone, Bhubaneswar | 2300 | EHT (O&M) Circle, Chainpal | 2304 | 400 kVS/S Division,Meramundali | C442 | 400 kV S/S S/D Meramundali | 3000001425 | Instantaneous Under voltage relay 220V | RLAY.UNDRVOLT.A002 | ZSPR_US | ZSPR | NOS | 1 | 1 | INR
2000 | Central Zone, Bhubaneswar | 2300 | EHT (O&M) Circle, Chainpal | 2304 | 400 kVS/S Division,Meramundali | C442 | 400 kV S/S S/D Meramundali | 3000001426 | Instantaneous Under Voltage Relay | RLAY.UNDRVOLT.A003 | ZSPR_US | ZSPR | NOS | 1 | 1 | INR
2000 | Central Zone, Bhubaneswar | 2300 | EHT (O&M) Circle, Chainpal | 2304 | 400 kVS/S Division,Meramundali | C442 | 400 kV S/S S/D Meramundali | 3000001428 | DEFINITE TIME DELAY RELAY | RLAY.VTDELAY.A001 | ZSPR_US | ZSPR | NOS | 1 | 1 | INR
2000 | Central Zone, Bhubaneswar | 2300 | EHT (O&M) Circle, Chainpal | 2304 | 400 kVS/S Division,Meramundali | C442 | 400 kV S/S S/D Meramundali | 3000001553 | ROLLER PIN OF 132KV BHEL MOCB | SPR.BKR132BHEL.C092 | ZSPR_US | ZSPR | NOS | 12 | 2772 | INR
2000 | Central Zone, Bhubaneswar | 2300 | EHT (O&M) Circle, Chainpal | 2304 | 400 kVS/S Division,Meramundali | C442 | 400 kV S/S S/D Meramundali | 3000001559 | Lock Nut&Friction ring of 132KV BHEL SF6 | SPR.BKR132BHEL.D033 | ZSPR_US | ZSPR | NOS | 126 | 1433.88 | INR
2000 | Central Zone, Bhubaneswar | 2300 | EHT (O&M) Circle, Chainpal | 2304 | 400 kVS/S Division,Meramundali | C442 | 400 kV S/S S/D Meramundali | 3000001560 | Closing COIL of 132KV BHEL SF6 CB | SPR.BKR132BHEL.D034 | ZSPR_US | ZSPR | NOS | 9 | 6086.88 | INR
2000 | Central Zone, Bhubaneswar | 2300 | EHT (O&M) Circle, Chainpal | 2304 | 400 kVS/S Division,Meramundali | C442 | 400 kV S/S S/D Meramundali | 3000001561 | CylindricalHead screw 132KV BHEL SF6 CB | SPR.BKR132BHEL.D036 | ZSPR_US | ZSPR | NOS | 80 | 1600 | INR
2000 | Central Zone, Bhubaneswar | 2300 | EHT (O&M) Circle, Chainpal | 2304 | 400 kVS/S Division,Meramundali | C442 | 400 kV S/S S/D Meramundali | 3000001598 | OVER LOAD RELAY 132 KV SF6 CGL BREAKER | SPR.BKR132CGL.D040 | ZSPR_ACT | ZSPR | NOS | 3 | 9000 | INR
2000 | Central Zone, Bhubaneswar | 2300 | EHT (O&M) Circle, Chainpal | 2304 | 400 kVS/S Division,Meramundali | C442 | 400 kV S/S S/D Meramundali | 3000001654 | RUBBER RING & SEALS 132KV SIEMENS SF6 CB | SPR.BKR132SMNS.D003 | ZSPR_ACT | ZSPR | NOS | 15 | 20144.1 | INR
2000 | Central Zone, Bhubaneswar | 2300 | EHT (O&M) Circle, Chainpal | 2304 | 400 kVS/S Division,Meramundali | C442 | 400 kV S/S S/D Meramundali | 3000001677 | Tripping coil of 245kV SF6 CB | SPR.BKR220.C002 | ZSPR_ACT | ZSPR | NOS | 17 | 19338.18 | INR
2000 | Central Zone, Bhubaneswar | 2300 | EHT (O&M) Circle, Chainpal | 2304 | 400 kVS/S Division,Meramundali | C442 | 400 kV S/S S/D Meramundali | 3000001804 | CABLE PLUG DENSITY MONITOR 220 KVABB CB | SPR.BKR220ABB.D182 | ZSPR_ACT | ZSPR | NOS | 48 | 8592 | INR
2000 | Central Zone, Bhubaneswar | 2300 | EHT (O&M) Circle, Chainpal | 2304 | 400 kVS/S Division,Meramundali | C442 | 400 kV S/S S/D Meramundali | 3000001851 | GPL contactor Of 220KV SF6 CB SIEMENS | SPR.BKR220SMNS.D002 | ZSPR_ACT | ZSPR | NOS | 11 | 16500 | INR
2000 | Central Zone, Bhubaneswar | 2300 | EHT (O&M) Circle, Chainpal | 2304 | 400 kVS/S Division,Meramundali | C442 | 400 kV S/S S/D Meramundali | 3000001853 | INSULATING NOZZEL 220KV SIEMENS SF6 CB | SPR.BKR220SMNS.D008 | ZSPR_ACT | ZSPR | NOS | 2 | 24443 | INR
2000 | Central Zone, Bhubaneswar | 2300 | EHT (O&M) Circle, Chainpal | 2304 | 400 kVS/S Division,Meramundali | C442 | 400 kV S/S S/D Meramundali | 3000001855 | TRIP/CLOSE COIL 220KV SIEMENS SF6 CB | SPR.BKR220SMNS.D010 | ZSPR_ACT | ZSPR | NOS | 44 | 88000 | INR
2000 | Central Zone, Bhubaneswar | 2300 | EHT (O&M) Circle, Chainpal | 2304 | 400 kVS/S Division,Meramundali | C442 | 400 kV S/S S/D Meramundali | 3000001858 | SCM FOR 220KV SMNS SF6 CB | SPR.BKR220SMNS.D015 | ZSPR_ACT | ZSPR | NOS | 11 | 55000 | INR
2000 | Central Zone, Bhubaneswar | 2300 | EHT (O&M) Circle, Chainpal | 2304 | 400 kVS/S Division,Meramundali | C442 | 400 kV S/S S/D Meramundali | 3000001859 | GAS FILLING DEVICE 220KV SIEMENS SF6 CB | SPR.BKR220SMNS.D017 | ZSPR_ACT | ZSPR | NOS | 8 | 60000 | INR
2000 | Central Zone, Bhubaneswar | 2300 | EHT (O&M) Circle, Chainpal | 2304 | 400 kVS/S Division,Meramundali | C442 | 400 kV S/S S/D Meramundali | 3000001866 | Motor limit switch 220KV SF6 CB SIEMENS | SPR.BKR220SMNS.D029 | ZSPR_ACT | ZSPR | NOS | 17 | 34000 | INR
2000 | Central Zone, Bhubaneswar | 2300 | EHT (O&M) Circle, Chainpal | 2304 | 400 kVS/S Division,Meramundali | C442 | 400 kV S/S S/D Meramundali | 3000001930 | ONE POLE OF CIRCUIT 36KV CGL VCB | SPR.BKR36CGL.E002 | ZSPR_US | ZSPR | NOS | 1 | 1 | INR
2000 | Central Zone, Bhubaneswar | 2300 | EHT (O&M) Circle, Chainpal | 2304 | 400 kVS/S Division,Meramundali | C442 | 400 kV S/S S/D Meramundali | 3000001933 | SPRING CHARGING MOTOR-C/36 36KV VCB CGL | SPR.BKR36CGL.E006 | ZSPR_US | ZSPR | NOS | 2 | 2 | INR
2000 | Central Zone, Bhubaneswar | 2300 | EHT (O&M) Circle, Chainpal | 2304 | 400 kVS/S Division,Meramundali | C442 | 400 kV S/S S/D Meramundali | 3000001940 | Power ContaCTBlock 36KV CGL VCB | SPR.BKR36CGL.E013 | ZSPR_US | ZSPR | NOS | 2 | 2 | INR
2000 | Central Zone, Bhubaneswar | 2300 | EHT (O&M) Circle, Chainpal | 2304 | 400 kVS/S Division,Meramundali | C442 | 400 kV S/S S/D Meramundali | 3000001941 | Limit switch for 36 KV CGL VCB Breaker | SPR.BKR36CGL.E014 | ZSPR_US | ZSPR | NOS | 4 | 4 | INR
2000 | Central Zone, Bhubaneswar | 2300 | EHT (O&M) Circle, Chainpal | 2304 | 400 kVS/S Division,Meramundali | C442 | 400 kV S/S S/D Meramundali | 3000001942 | JAW Contacts for 36 KV CGL VCB Breaker | SPR.BKR36CGL.E015 | ZSPR_US | ZSPR | NOS | 2 | 2 | INR
2000 | Central Zone, Bhubaneswar | 2300 | EHT (O&M) Circle, Chainpal | 2304 | 400 kVS/S Division,Meramundali | C442 | 400 kV S/S S/D Meramundali | 3000001943 | Arc Chute for 36 KV CGL VCB Breaker | SPR.BKR36CGL.E016 | ZSPR_US | ZSPR | NOS | 1 | 1 | INR
2000 | Central Zone, Bhubaneswar | 2300 | EHT (O&M) Circle, Chainpal | 2304 | 400 kVS/S Division,Meramundali | C442 | 400 kV S/S S/D Meramundali | 3000001944 | Arc ContaCTfor 36 KV CGL VCB Breaker | SPR.BKR36CGL.E017 | ZSPR_US | ZSPR | NOS | 1 | 1 | INR
2000 | Central Zone, Bhubaneswar | 2300 | EHT (O&M) Circle, Chainpal | 2304 | 400 kVS/S Division,Meramundali | C442 | 400 kV S/S S/D Meramundali | 3000001945 | Closing spring for 36 KV CGL VCB Breaker | SPR.BKR36CGL.E018 | ZSPR_US | ZSPR | NOS | 2 | 2 | INR
2000 | Central Zone, Bhubaneswar | 2300 | EHT (O&M) Circle, Chainpal | 2304 | 400 kVS/S Division,Meramundali | C442 | 400 kV S/S S/D Meramundali | 3000001946 | Moving contaCTfor 36 KV CGL VCB Breaker | SPR.BKR36CGL.E019 | ZSPR_US | ZSPR | NOS | 1 | 1 | INR
2000 | Central Zone, Bhubaneswar | 2300 | EHT (O&M) Circle, Chainpal | 2304 | 400 kVS/S Division,Meramundali | C442 | 400 kV S/S S/D Meramundali | 3000001947 | Fixed contaCTfor 36 KV CGL VCB Breaker | SPR.BKR36CGL.E020 | ZSPR_US | ZSPR | NOS | 1 | 1 | INR
2000 | Central Zone, Bhubaneswar | 2300 | EHT (O&M) Circle, Chainpal | 2304 | 400 kVS/S Division,Meramundali | C442 | 400 kV S/S S/D Meramundali | 3000001948 | Busbar seal Insulators 36KV CGL VCB | SPR.BKR36CGL.E021 | ZSPR_US | ZSPR | NOS | 20 | 20 | INR
2000 | Central Zone, Bhubaneswar | 2300 | EHT (O&M) Circle, Chainpal | 2304 | 400 kVS/S Division,Meramundali | C442 | 400 kV S/S S/D Meramundali | 3000001949 | Interphase Barriers 36KV CGL VCB | SPR.BKR36CGL.E022 | ZSPR_US | ZSPR | NOS | 1 | 1 | INR
2000 | Central Zone, Bhubaneswar | 2300 | EHT (O&M) Circle, Chainpal | 2304 | 400 kVS/S Division,Meramundali | C442 | 400 kV S/S S/D Meramundali | 3000001950 | Busbar sleaves for 36 KV CGL VCB Breaker | SPR.BKR36CGL.E023 | ZSPR_US | ZSPR | NOS | 2 | 2 | INR
2000 | Central Zone, Bhubaneswar | 2300 | EHT (O&M) Circle, Chainpal | 2304 | 400 kVS/S Division,Meramundali | C442 | 400 kV S/S S/D Meramundali | 3000001968 | ROTARY SWITCH 2P 6A 440V 36KV SALZER | SPR.BKR36SLZR.C001 | ZSPR_ACT | ZSPR | NOS | 2 | 412.12 | INR
2000 | Central Zone, Bhubaneswar | 2300 | EHT (O&M) Circle, Chainpal | 2304 | 400 kVS/S Division,Meramundali | C442 | 400 kV S/S S/D Meramundali | 3000002082 | Closing coil 420KV Sf6 CB GE CB | SPR.BKR420GE.D001 | ZSPR_ACT | ZSPR | NOS | 8 | 40000 | INR
2000 | Central Zone, Bhubaneswar | 2300 | EHT (O&M) Circle, Chainpal | 2304 | 400 kVS/S Division,Meramundali | C442 | 400 kV S/S S/D Meramundali | 3000002083 | SC motor for 420kV Sf6 CB GECB | SPR.BKR420GE.D002 | ZSPR_ACT | ZSPR | NOS | 5 | 10000 | INR
2000 | Central Zone, Bhubaneswar | 2300 | EHT (O&M) Circle, Chainpal | 2304 | 400 kVS/S Division,Meramundali | C442 | 400 kV S/S S/D Meramundali | 3000002084 | limit switch 420KV Sf6 CB GE CB | SPR.BKR420GE.D003 | ZSPR_ACT | ZSPR | NOS | 10 | 120000 | INR
2000 | Central Zone, Bhubaneswar | 2300 | EHT (O&M) Circle, Chainpal | 2304 | 400 kVS/S Division,Meramundali | C442 | 400 kV S/S S/D Meramundali | 3000002085 | Gas filling kit 420KV GE circuit | SPR.BKR420GE.D004 | ZSPR_ACT | ZSPR | NOS | 5 | 37500 | INR
2000 | Central Zone, Bhubaneswar | 2300 | EHT (O&M) Circle, Chainpal | 2304 | 400 kVS/S Division,Meramundali | C442 | 400 kV S/S S/D Meramundali | 3000002086 | Gas pressure L/O Contactor 420KV GE CB | SPR.BKR420GE.D005 | ZSPR_ACT | ZSPR | NOS | 5 | 2500 | INR
2000 | Central Zone, Bhubaneswar | 2300 | EHT (O&M) Circle, Chainpal | 2304 | 400 kVS/S Division,Meramundali | C442 | 400 kV S/S S/D Meramundali | 3000002087 | Tripping coil 420KV Sf6 CB GE CB | SPR.BKR420GE.D006 | ZSPR_ACT | ZSPR | NOS | 6 | 7200 | INR
2000 | Central Zone, Bhubaneswar | 2300 | EHT (O&M) Circle, Chainpal | 2304 | 400 kVS/S Division,Meramundali | C442 | 400 kV S/S S/D Meramundali | 3000002089 | Tripping coil 420KV SF6 CB of Simens | SPR.BKR420SMNS.D003 | ZSPR_ACT | ZSPR | NOS | 7 | 8400 | INR
2000 | Central Zone, Bhubaneswar | 2300 | EHT (O&M) Circle, Chainpal | 2304 | 400 kVS/S Division,Meramundali | C442 | 400 kV S/S S/D Meramundali | 3000002090 | Closing coil 420KV SF6 CB of Simens | SPR.BKR420SMNS.D004 | ZSPR_ACT | ZSPR | NOS | 12 | 60000 | INR
2000 | Central Zone, Bhubaneswar | 2300 | EHT (O&M) Circle, Chainpal | 2304 | 400 kVS/S Division,Meramundali | C442 | 400 kV S/S S/D Meramundali | 3000002091 | SC motor for 420KV SF6 CB Smns | SPR.BKR420SMNS.D005 | ZSPR_ACT | ZSPR | NOS | 4 | 8000 | INR
2000 | Central Zone, Bhubaneswar | 2300 | EHT (O&M) Circle, Chainpal | 2304 | 400 kVS/S Division,Meramundali | C442 | 400 kV S/S S/D Meramundali | 3000002092 | Limit switch for 420KV SF6 CB Simens | SPR.BKR420SMNS.D006 | ZSPR_ACT | ZSPR | NOS | 7 | 84000 | INR
2000 | Central Zone, Bhubaneswar | 2300 | EHT (O&M) Circle, Chainpal | 2304 | 400 kVS/S Division,Meramundali | C442 | 400 kV S/S S/D Meramundali | 3000002112 | VOLTAGE REGULATOR CARD-CHARGER | SPR.CHRG.CLDN.A001 | ZSPR_ACT | ZSPR | NOS | 1 | 1000 | INR
2000 | Central Zone, Bhubaneswar | 2300 | EHT (O&M) Circle, Chainpal | 2304 | 400 kVS/S Division,Meramundali | C442 | 400 kV S/S S/D Meramundali | 3000002113 | PROTECTION CARD BAT CHARGER | SPR.CHRG.CLDN.A002 | ZSPR_ACT | ZSPR | NOS | 1 | 200 | INR
2000 | Central Zone, Bhubaneswar | 2300 | EHT (O&M) Circle, Chainpal | 2304 | 400 kVS/S Division,Meramundali | C442 | 400 kV S/S S/D Meramundali | 3000002114 | THYRISTER(SCR) BATTERY CHARGER | SPR.CHRG.CLDN.A003 | ZSPR_ACT | ZSPR | NOS | 4 | 800 | INR
2000 | Central Zone, Bhubaneswar | 2300 | EHT (O&M) Circle, Chainpal | 2304 | 400 kVS/S Division,Meramundali | C442 | 400 kV S/S S/D Meramundali | 3000002116 | BLOCKING DIODE OF BATTERY CHARGER | SPR.CHRG.CLDN.A005 | ZSPR_ACT | ZSPR | NOS | 2 | 20 | INR
2000 | Central Zone, Bhubaneswar | 2300 | EHT (O&M) Circle, Chainpal | 2304 | 400 kVS/S Division,Meramundali | C442 | 400 kV S/S S/D Meramundali | 3000002117 | FILTER CAPACITOR OF BAT CHARGER | SPR.CHRG.CLDN.A006 | ZSPR_ACT | ZSPR | NOS | 1 | 200 | INR
2000 | Central Zone, Bhubaneswar | 2300 | EHT (O&M) Circle, Chainpal | 2304 | 400 kVS/S Division,Meramundali | C442 | 400 kV S/S S/D Meramundali | 3000002118 | AUTO MANUAL SELECTORSWITCH-CHARGER | SPR.CHRG.CLDN.A007 | ZSPR_ACT | ZSPR | NOS | 2 | 700 | INR
2000 | Central Zone, Bhubaneswar | 2300 | EHT (O&M) Circle, Chainpal | 2304 | 400 kVS/S Division,Meramundali | C442 | 400 kV S/S S/D Meramundali | 3000002119 | INDICATING LED OF BATTERY CHARGER | SPR.CHRG.CLDN.A008 | ZSPR_ACT | ZSPR | NOS | 10 | 400 | INR
2000 | Central Zone, Bhubaneswar | 2300 | EHT (O&M) Circle, Chainpal | 2304 | 400 kVS/S Division,Meramundali | C442 | 400 kV S/S S/D Meramundali | 3000002120 | INDICATING FUSE OF BAT CHARGER | SPR.CHRG.CLDN.A009 | ZSPR_ACT | ZSPR | NOS | 2 | 40 | INR
2000 | Central Zone, Bhubaneswar | 2300 | EHT (O&M) Circle, Chainpal | 2304 | 400 kVS/S Division,Meramundali | C442 | 400 kV S/S S/D Meramundali | 3000002121 | AC CONTACTOR FOR BATTERY CHARGER | SPR.CHRG.CLDN.A010 | ZSPR_ACT | ZSPR | NOS | 2 | 400 | INR
2000 | Central Zone, Bhubaneswar | 2300 | EHT (O&M) Circle, Chainpal | 2304 | 400 kVS/S Division,Meramundali | C442 | 400 kV S/S S/D Meramundali | 3000002122 | RECTIFIER FUSE | SPR.CHRG.CLDN.A011 | ZSPR_ACT | ZSPR | NOS | 8 | 160 | INR
2000 | Central Zone, Bhubaneswar | 2300 | EHT (O&M) Circle, Chainpal | 2304 | 400 kVS/S Division,Meramundali | C442 | 400 kV S/S S/D Meramundali | 3000002141 | INDICATIONG LED BATTERY CHARGER CALDYNE | SPR.CHRG.CLDN.A033 | ZSPR_ACT | ZSPR | NOS | 20 | 420 | INR
2000 | Central Zone, Bhubaneswar | 2300 | EHT (O&M) Circle, Chainpal | 2304 | 400 kVS/S Division,Meramundali | C442 | 400 kV S/S S/D Meramundali | 3000002229 | Rigid TC for 420 KV CT | SPR.CT420.A002 | ZSPR_ACT | ZSPR | NOS | 16 | 15512.5 | INR
2000 | Central Zone, Bhubaneswar | 2300 | EHT (O&M) Circle, Chainpal | 2304 | 400 kVS/S Division,Meramundali | C442 | 400 kV S/S S/D Meramundali | 3000002246 | HEATING ELEMENT NIRMAL FILTER MACHINE | SPR.FLTM.NRML.D001 | ZSPR_US | ZSPR | NOS | 12 | 12 | INR
2000 | Central Zone, Bhubaneswar | 2300 | EHT (O&M) Circle, Chainpal | 2304 | 400 kVS/S Division,Meramundali | C442 | 400 kV S/S S/D Meramundali | 3000002250 | VACUUM PUMPSUMESH FILTER MACHINE | SPR.FLTM.SMSH.D009 | ZSPR_US | ZSPR | NOS | 1 | 1 | INR
2000 | Central Zone, Bhubaneswar | 2300 | EHT (O&M) Circle, Chainpal | 2304 | 400 kVS/S Division,Meramundali | C442 | 400 kV S/S S/D Meramundali | 3000002270 | SOLENOID COIL ASSY.FOR 250KVA GC DG Set | SPR.GEN.GC.A002 | ZSPR_US | ZSPR | NOS | 2 | 2 | INR
2000 | Central Zone, Bhubaneswar | 2300 | EHT (O&M) Circle, Chainpal | 2304 | 400 kVS/S Division,Meramundali | C442 | 400 kV S/S S/D Meramundali | 3000002271 | SELF STATOR ASSY. 250KVA DG OF GC | SPR.GEN.GC.A003 | ZSPR_US | ZSPR | NOS | 1 | 1 | INR
2000 | Central Zone, Bhubaneswar | 2300 | EHT (O&M) Circle, Chainpal | 2304 | 400 kVS/S Division,Meramundali | C442 | 400 kV S/S S/D Meramundali | 3000002272 | Pressure Control / sensor of DG set | SPR.GEN.GC.A004 | ZSPR_US | ZSPR | NOS | 3 | 3 | INR
2000 | Central Zone, Bhubaneswar | 2300 | EHT (O&M) Circle, Chainpal | 2304 | 400 kVS/S Division,Meramundali | C442 | 400 kV S/S S/D Meramundali | 3000002360 | ES OF MALE CONTACT 132KV SS ISOLATOR | SPR.ISO132SS.A008 | ZSPR_US | ZSPR | NOS | 1 | 5500 | INR
2000 | Central Zone, Bhubaneswar | 2300 | EHT (O&M) Circle, Chainpal | 2304 | 400 kVS/S Division,Meramundali | C442 | 400 kV S/S S/D Meramundali | 3000002370 | FC WITH JUMPER PAD 132KV SS ISOLATOR | SPR.ISO132SS.A018 | ZSPR_ACT | ZSPR | NOS | 25 | 52500 | INR
2000 | Central Zone, Bhubaneswar | 2300 | EHT (O&M) Circle, Chainpal | 2304 | 400 kVS/S Division,Meramundali | C442 | 400 kV S/S S/D Meramundali | 3000002371 | MALE CONTACTFOR 132 KV SS MAKE ISOLATOR | SPR.ISO132SS.A019 | ZSPR_ACT | ZSPR | NOS | 4 | 33600 | INR
2000 | Central Zone, Bhubaneswar | 2300 | EHT (O&M) Circle, Chainpal | 2304 | 400 kVS/S Division,Meramundali | C442 | 400 kV S/S S/D Meramundali | 3000002374 | PI STACK ONE POLE 132KV SS ISOLATOR | SPR.ISO132SS.A022 | ZSPR_ACT | ZSPR | NOS | 15 | 135000 | INR
2000 | Central Zone, Bhubaneswar | 2300 | EHT (O&M) Circle, Chainpal | 2304 | 400 kVS/S Division,Meramundali | C442 | 400 kV S/S S/D Meramundali | 3000002394 | MALE CONTACTSPARES FOR 220KV ISOLATOR | SPR.ISO220.A002 | ZSPR_US | ZSPR | NOS | 2 | 2 | INR
2000 | Central Zone, Bhubaneswar | 2300 | EHT (O&M) Circle, Chainpal | 2304 | 400 kVS/S Division,Meramundali | C442 | 400 kV S/S S/D Meramundali | 3000002395 | FEMALE CONTACTfor 220 KV ISOLATOR | SPR.ISO220.A003 | ZSPR_US | ZSPR | NOS | 2 | 2 | INR
2000 | Central Zone, Bhubaneswar | 2300 | EHT (O&M) Circle, Chainpal | 2304 | 400 kVS/S Division,Meramundali | C442 | 400 kV S/S S/D Meramundali | 3000002435 | MALE&FEMALE CONTACT-220KV GRP ISOLAOR | SPR.ISO220SS.A010 | ZSPR_ACT | ZSPR | NOS | 12 | 168000 | INR
2000 | Central Zone, Bhubaneswar | 2300 | EHT (O&M) Circle, Chainpal | 2304 | 400 kVS/S Division,Meramundali | C442 | 400 kV S/S S/D Meramundali | 3000002437 | SUPPORT INSULATO FOR 220KV GRP ISOLAOR | SPR.ISO220SS.A012 | ZSPR_ACT | ZSPR | NOS | 1 | 61500 | INR
2000 | Central Zone, Bhubaneswar | 2300 | EHT (O&M) Circle, Chainpal | 2304 | 400 kVS/S Division,Meramundali | C442 | 400 kV S/S S/D Meramundali | 3000002439 | LIMIT&AUXILIARY SWITCH-220KV SS ISOLATOR | SPR.ISO220SS.A014 | ZSPR_ACT | ZSPR | NOS | 2 | 3120 | INR
2000 | Central Zone, Bhubaneswar | 2300 | EHT (O&M) Circle, Chainpal | 2304 | 400 kVS/S Division,Meramundali | C442 | 400 kV S/S S/D Meramundali | 3000002513 | MALE & FEMALECONTACT-400 KV ISOLATOR | SPR.ISO400.A001 | ZSPR_ACT | ZSPR | NOS | 12 | 2407200 | INR
2000 | Central Zone, Bhubaneswar | 2300 | EHT (O&M) Circle, Chainpal | 2304 | 400 kVS/S Division,Meramundali | C442 | 400 kV S/S S/D Meramundali | 3000002544 | BEARING OF EACH 400KV ISOLATOR ELPRO | SPR.ISO400ELPR.A010 | ZSPR_US | ZSPR | NOS | 1 | 1 | INR
2000 | Central Zone, Bhubaneswar | 2300 | EHT (O&M) Circle, Chainpal | 2304 | 400 kVS/S Division,Meramundali | C442 | 400 kV S/S S/D Meramundali | 3000002545 | INTERLOCKING COIL FOR400KV ELPR ISOLATOR | SPR.ISO400ELPR.A011 | ZSPR_US | ZSPR | NOS | 1 | 1 | INR
2000 | Central Zone, Bhubaneswar | 2300 | EHT (O&M) Circle, Chainpal | 2304 | 400 kVS/S Division,Meramundali | C442 | 400 kV S/S S/D Meramundali | 3000002554 | MISCELLANEOUS SPARE ITEMS | SPR.MISC.A001 | ZSPR_ACT | ZSPR | NOS | 18 | 13085 | INR
2000 | Central Zone, Bhubaneswar | 2300 | EHT (O&M) Circle, Chainpal | 2304 | 400 kVS/S Division,Meramundali | C442 | 400 kV S/S S/D Meramundali | 3000002571 | Trip Transfer Switch | SPR.MISC.A032 | ZSPR_US | ZSPR | NOS | 1 | 1 | INR
2000 | Central Zone, Bhubaneswar | 2300 | EHT (O&M) Circle, Chainpal | 2304 | 400 kVS/S Division,Meramundali | C442 | 400 kV S/S S/D Meramundali | 3000002581 | EVENT LOGGER WITH POWER SUPPLY MODULE | SPR.MISC.A062 | ZSPR_US | ZSPR | NOS | 1 | 1 | INR
2000 | Central Zone, Bhubaneswar | 2300 | EHT (O&M) Circle, Chainpal | 2304 | 400 kVS/S Division,Meramundali | C442 | 400 kV S/S S/D Meramundali | 3000002598 | 132 KV distance protection input module | SPR.MISC.A1 | ZSPR_ACT | ZSPR | NOS | 1 | 240033.5 | INR
2000 | Central Zone, Bhubaneswar | 2300 | EHT (O&M) Circle, Chainpal | 2304 | 400 kVS/S Division,Meramundali | C442 | 400 kV S/S S/D Meramundali | 3000002624 | 220KV CKT SPARE BREAKER | SPR.MISC.A192 | ZSPR_ACT | ZSPR | NOS | 10 | 9543.4 | INR
2000 | Central Zone, Bhubaneswar | 2300 | EHT (O&M) Circle, Chainpal | 2304 | 400 kVS/S Division,Meramundali | C442 | 400 kV S/S S/D Meramundali | 3000002625 | POWER CONTACTOR | SPR.MISC.A193 | ZSPR_ACT | ZSPR | NOS | 14 | 119420 | INR
2000 | Central Zone, Bhubaneswar | 2300 | EHT (O&M) Circle, Chainpal | 2304 | 400 kVS/S Division,Meramundali | C442 | 400 kV S/S S/D Meramundali | 3000002648 | Condenser | SPR.MISC.A228 | ZSPR_ACT | ZSPR | NOS | 2 | 2 | INR
2000 | Central Zone, Bhubaneswar | 2300 | EHT (O&M) Circle, Chainpal | 2304 | 400 kVS/S Division,Meramundali | C442 | 400 kV S/S S/D Meramundali | 3000002740 | Old & used Ballast | SPR.MISC.A399 | ZSPR_ACT | ZSPR | NOS | 6 | 8150.04 | INR
2000 | Central Zone, Bhubaneswar | 2300 | EHT (O&M) Circle, Chainpal | 2304 | 400 kVS/S Division,Meramundali | C442 | 400 kV S/S S/D Meramundali | 3000002746 | Air Tank for 220KVBreaker | SPR.MISC.A436 | ZSPR_US | ZSPR | NOS | 1 | 1000 | INR
2000 | Central Zone, Bhubaneswar | 2300 | EHT (O&M) Circle, Chainpal | 2304 | 400 kVS/S Division,Meramundali | C442 | 400 kV S/S S/D Meramundali | 3000002747 | Flexible CU bond | SPR.MISC.A443 | ZSPR_ACT | ZSPR | NOS | 9 | 11279.97 | INR
2000 | Central Zone, Bhubaneswar | 2300 | EHT (O&M) Circle, Chainpal | 2304 | 400 kVS/S Division,Meramundali | C442 | 400 kV S/S S/D Meramundali | 3000002760 | GPS based Time synchronising equipment | SPR.MISC.A483 | ZSPR_US | ZSPR | NOS | 1 | 1 | INR
2000 | Central Zone, Bhubaneswar | 2300 | EHT (O&M) Circle, Chainpal | 2304 | 400 kVS/S Division,Meramundali | C442 | 400 kV S/S S/D Meramundali | 3000002761 | Ammeter with transduser of CT | SPR.MISC.A484 | ZSPR_US | ZSPR | NOS | 1 | 1 | INR
2000 | Central Zone, Bhubaneswar | 2300 | EHT (O&M) Circle, Chainpal | 2304 | 400 kVS/S Division,Meramundali | C442 | 400 kV S/S S/D Meramundali | 3000002762 | Wattmeter with transduser | SPR.MISC.A487 | ZSPR_US | ZSPR | NOS | 1 | 1 | INR
2000 | Central Zone, Bhubaneswar | 2300 | EHT (O&M) Circle, Chainpal | 2304 | 400 kVS/S Division,Meramundali | C442 | 400 kV S/S S/D Meramundali | 3000002763 | VAR meter with transduser 350-700 range | SPR.MISC.A488 | ZSPR_US | ZSPR | NOS | 1 | 1 | INR
2000 | Central Zone, Bhubaneswar | 2300 | EHT (O&M) Circle, Chainpal | 2304 | 400 kVS/S Division,Meramundali | C442 | 400 kV S/S S/D Meramundali | 3000002765 | BASE FOR POST INSULATOR | SPR.MISC.A502 | ZSPR_ACT | ZSPR | NOS | 14 | 16548 | INR
2000 | Central Zone, Bhubaneswar | 2300 | EHT (O&M) Circle, Chainpal | 2304 | 400 kVS/S Division,Meramundali | C444 | 400/220 kV GIS Meramundali | 3000002771 | NITROGEN GAS EMPTY CYLINDER | SPR.MISC.A515 | ZSPR_SUP | ZSPR | NOS | 4 | 0.04 | INR
2000 | Central Zone, Bhubaneswar | 2300 | EHT (O&M) Circle, Chainpal | 2304 | 400 kVS/S Division,Meramundali | C442 | 400 kV S/S S/D Meramundali | 3000002827 | BUSBAR INSULATOR FOR ACDC | SPR.PNL400MKTL.A004 | ZSPR_US | ZSPR | NOS | 10 | 10 | INR
2000 | Central Zone, Bhubaneswar | 2300 | EHT (O&M) Circle, Chainpal | 2304 | 400 kVS/S Division,Meramundali | C442 | 400 kV S/S S/D Meramundali | 3000002836 | CB CONTROL SWITCH&SPRING FOR ACDC | SPR.PNL400MKTL.A013 | ZSPR_US | ZSPR | NOS | 1 | 1 | INR
2000 | Central Zone, Bhubaneswar | 2300 | EHT (O&M) Circle, Chainpal | 2304 | 400 kVS/S Division,Meramundali | C442 | 400 kV S/S S/D Meramundali | 3000002846 | MOLG of Reactor-80MVA sukrut | SPR.RCTR80BHEL.A005 | ZSPR_US | ZSPR | NOS | 1 | 1 | INR
2000 | Central Zone, Bhubaneswar | 2300 | EHT (O&M) Circle, Chainpal | 2304 | 400 kVS/S Division,Meramundali | C442 | 400 kV S/S S/D Meramundali | 3000002848 | Conservator 80MVA Reactor | SPR.RCTR80BHEL.A009 | ZSPR_US | ZSPR | NOS | 1 | 1 | INR
2000 | Central Zone, Bhubaneswar | 2300 | EHT (O&M) Circle, Chainpal | 2304 | 400 kVS/S Division,Meramundali | C444 | 400/220 kV GIS Meramundali | 3000002861 | Terminal Connector for LA- Twin Moose | SPR.SA420.A001 | ZSPR_ACT | ZSPR | NOS | 4 | 0.04 | INR
2000 | Central Zone, Bhubaneswar | 2300 | EHT (O&M) Circle, Chainpal | 2304 | 400 kVS/S Division,Meramundali | C442 | 400 kV S/S S/D Meramundali | 3000002941 | HVBushing &Rod-160MVA 220/132/33KVBHELAT | SPR.TFR160BHEL.DC10 | ZSPR_ACT | ZSPR | NOS | 2 | 685155.2 | INR
2000 | Central Zone, Bhubaneswar | 2300 | EHT (O&M) Circle, Chainpal | 2304 | 400 kVS/S Division,Meramundali | C442 | 400 kV S/S S/D Meramundali | 3000003024 | C.I BUTTERFLY VALVE 80mm 20MVA ASTM Tfr | SPR.TFR20ASTM.EF01 | ZSPR_US | ZSPR | NOS | 1 | 1 | INR
2000 | Central Zone, Bhubaneswar | 2300 | EHT (O&M) Circle, Chainpal | 2304 | 400 kVS/S Division,Meramundali | C442 | 400 kV S/S S/D Meramundali | 3000003112 | CF & MOTOR 400/220/33KV 315MVA ICT | SPR.TFR315BHEL.BA02 | ZSPR_US | ZSPR | NOS | 2 | 2 | INR
2000 | Central Zone, Bhubaneswar | 2300 | EHT (O&M) Circle, Chainpal | 2304 | 400 kVS/S Division,Meramundali | C442 | 400 kV S/S S/D Meramundali | 3000003113 | BA OLTC 315MVA 400/220KV ICTBHEL Tfr | SPR.TFR315BHEL.BB01 | ZSPR_US | ZSPR | NOS | 2 | 2 | INR
2000 | Central Zone, Bhubaneswar | 2300 | EHT (O&M) Circle, Chainpal | 2304 | 400 kVS/S Division,Meramundali | C442 | 400 kV S/S S/D Meramundali | 3000003119 | CONSORVATOR of 315MVA 400/220KV ICTBHEL | SPR.TFR315BHEL.BC06 | ZSPR_US | ZSPR | NOS | 1 | 1 | INR
2000 | Central Zone, Bhubaneswar | 2300 | EHT (O&M) Circle, Chainpal | 2304 | 400 kVS/S Division,Meramundali | C442 | 400 kV S/S S/D Meramundali | 3000003120 | OFI FOR 315MVA 400/220KV ICTBHEL | SPR.TFR315BHEL.BC07 | ZSPR_US | ZSPR | NOS | 2 | 2 | INR
2000 | Central Zone, Bhubaneswar | 2300 | EHT (O&M) Circle, Chainpal | 2304 | 400 kVS/S Division,Meramundali | C442 | 400 kV S/S S/D Meramundali | 3000003125 | AUXILARY of 315MVA 400/220KV ICTBHEL | SPR.TFR315BHEL.BC13 | ZSPR_US | ZSPR | NOS | 1 | 1 | INR
2000 | Central Zone, Bhubaneswar | 2300 | EHT (O&M) Circle, Chainpal | 2304 | 400 kVS/S Division,Meramundali | C442 | 400 kV S/S S/D Meramundali | 3000003130 | CONTROLER of 315MVA 400/220KV ICTBHEL | SPR.TFR315BHEL.BC19 | ZSPR_US | ZSPR | NOS | 6 | 6 | INR
2000 | Central Zone, Bhubaneswar | 2300 | EHT (O&M) Circle, Chainpal | 2304 | 400 kVS/S Division,Meramundali | C442 | 400 kV S/S S/D Meramundali | 3000003131 | CLAMP CONNECTORS 315MVA ICT BUSHING | SPR.TFR315BHEL.BC20 | ZSPR_US | ZSPR | NOS | 2 | 2 | INR
2000 | Central Zone, Bhubaneswar | 2300 | EHT (O&M) Circle, Chainpal | 2304 | 400 kVS/S Division,Meramundali | C442 | 400 kV S/S S/D Meramundali | 3000003133 | GW VALVE 315MVA 400/220KV ICTBHEL Tfr | SPR.TFR315BHEL.BD02 | ZSPR_ACT | ZSPR | NOS | 5 | 58000 | INR
2000 | Central Zone, Bhubaneswar | 2300 | EHT (O&M) Circle, Chainpal | 2304 | 400 kVS/S Division,Meramundali | C442 | 400 kV S/S S/D Meramundali | 3000003134 | WTI FOR 400/220/33KV 315MVA ICTBHEL | SPR.TFR315BHEL.BD11 | ZSPR_ACT | ZSPR | NOS | 1 | 5000 | INR
2000 | Central Zone, Bhubaneswar | 2300 | EHT (O&M) Circle, Chainpal | 2304 | 400 kVS/S Division,Meramundali | C442 | 400 kV S/S S/D Meramundali | 3000003135 | E. JOINTof 315MVA 400/220KV ICTBHEL | SPR.TFR315BHEL.BD12 | ZSPR_US | ZSPR | NOS | 5 | 5 | INR
2000 | Central Zone, Bhubaneswar | 2300 | EHT (O&M) Circle, Chainpal | 2304 | 400 kVS/S Division,Meramundali | C442 | 400 kV S/S S/D Meramundali | 3000003136 | B valve 315MVA ICT 400/220/33KV BHEL | SPR.TFR315BHEL.BD15 | ZSPR_US | ZSPR | NOS | 2 | 2 | INR
2000 | Central Zone, Bhubaneswar | 2300 | EHT (O&M) Circle, Chainpal | 2304 | 400 kVS/S Division,Meramundali | C442 | 400 kV S/S S/D Meramundali | 3000003140 | CT HV Bush315 MVA 400/220/33 KV ICT BHEL | SPR.TFR315BHEL.BF04 | ZSPR_US | ZSPR | NOS | 12 | 12 | INR
2000 | Central Zone, Bhubaneswar | 2300 | EHT (O&M) Circle, Chainpal | 2304 | 400 kVS/S Division,Meramundali | C442 | 400 kV S/S S/D Meramundali | 3000003147 | Current convertor of 315MVA ICT | SPR.TFR315BHEL.BF11 | ZSPR_US | ZSPR | NOS | 52 | 52 | INR
2000 | Central Zone, Bhubaneswar | 2300 | EHT (O&M) Circle, Chainpal | 2304 | 400 kVS/S Division,Meramundali | C442 | 400 kV S/S S/D Meramundali | 3000003151 | Power supply unit | SPR.TFR315BHEL.BK02 | ZSPR_US | ZSPR | NOS | 1 | 1 | INR
2000 | Central Zone, Bhubaneswar | 2300 | EHT (O&M) Circle, Chainpal | 2304 | 400 kVS/S Division,Meramundali | C442 | 400 kV S/S S/D Meramundali | 3000003270 | PRV FOR 40MVA 132/33KV GECA Tfr | SPR.TFR40GECA.EC04 | ZSPR_ACT | ZSPR | NOS | 1 | 1 | INR
2000 | Central Zone, Bhubaneswar | 2300 | EHT (O&M) Circle, Chainpal | 2304 | 400 kVS/S Division,Meramundali | C442 | 400 kV S/S S/D Meramundali | 3000003343 | CLAMP FOR 220KV WAVE TRAP | SPR.WT.CLMP.A001 | ZSPR_ACT | ZSPR | NOS | 7 | 6300 | INR
2000 | Central Zone, Bhubaneswar | 2300 | EHT (O&M) Circle, Chainpal | 2304 | 400 kVS/S Division,Meramundali | C442 | 400 kV S/S S/D Meramundali | 3000003344 | CLAMP FOR 400 KV WAVE TRAP | SPR.WT.CLMP.A002 | ZSPR_ACT | ZSPR | NOS | 15 | 24090 | INR
2000 | Central Zone, Bhubaneswar | 2300 | EHT (O&M) Circle, Chainpal | 2304 | 400 kVS/S Division,Meramundali | C442 | 400 kV S/S S/D Meramundali | 3000003392 | G2 132 KV BEAM STRUCTURE | STRS.132BEAM.A003 | ZSPR_ACT | ZSPR | MT | 0.855 | 70353.05 | INR
2000 | Central Zone, Bhubaneswar | 2300 | EHT (O&M) Circle, Chainpal | 2304 | 400 kVS/S Division,Meramundali | C442 | 400 kV S/S S/D Meramundali | 3000003395 | T4S 132 KV COLUMN STRUCTURE | STRS.132COLMN.A002 | ZSPR_ACT | ZSPR | MT | 0.922 | 71937.83 | INR
2000 | Central Zone, Bhubaneswar | 2300 | EHT (O&M) Circle, Chainpal | 2304 | 400 kVS/S Division,Meramundali | C443 | 400 kV Line Sub-Division Meramundali | 3000003550 | NORMAL TOWER 400KV DA JYOTIHT TOWER | TWR.400DA.L.A002 | ZSPR_ACT | ZSPR | MT | 11.79 | 796000.5 | INR
2000 | Central Zone, Bhubaneswar | 2300 | EHT (O&M) Circle, Chainpal | 2304 | 400 kVS/S Division,Meramundali | C443 | 400 kV Line Sub-Division Meramundali | 3000003562 | ASSORTED GI TOWER ANGLE | TWR.GI.ANGLE.A001 | ZSPR_ACT | ZSPR | MT | 10.771 | 344672 | INR
2000 | Central Zone, Bhubaneswar | 2300 | EHT (O&M) Circle, Chainpal | 2304 | 400 kVS/S Division,Meramundali | C444 | 400/220 kV GIS Meramundali | 3000003604 | 1.5SQMM 12C CONTROL CABLE | CBLE.CTRL.UAR.A012 | ZSPR_ACT | ZSPR | KM | 0.04 | 0.4 | INR
2000 | Central Zone, Bhubaneswar | 2300 | EHT (O&M) Circle, Chainpal | 2304 | 400 kVS/S Division,Meramundali | C442 | 400 kV S/S S/D Meramundali | 3000003612 | Isolator PI 40mm Stud-120mm dia Al Pipe | CLMP.ASRT.A004 | ZSPR_ACT | ZSPR | NOS | 3 | 360 | INR
2000 | Central Zone, Bhubaneswar | 2300 | EHT (O&M) Circle, Chainpal | 2304 | 400 kVS/S Division,Meramundali | C442 | 400 kV S/S S/D Meramundali | 3000003613 | Al clamp for Twin moose drop-120 mm pipe | CLMP.ASRT.A007 | ZSPR_ACT | ZSPR | NOS | 1 | 4478 | INR
2000 | Central Zone, Bhubaneswar | 2300 | EHT (O&M) Circle, Chainpal | 2304 | 400 kVS/S Division,Meramundali | C442 | 400 kV S/S S/D Meramundali | 3000003614 | Bi mettalic al Clamp for 30 mm CT Twin | CLMP.ASRT.A018 | ZSPR_ACT | ZSPR | NOS | 8 | 15120 | INR
2000 | Central Zone, Bhubaneswar | 2300 | EHT (O&M) Circle, Chainpal | 2304 | 400 kVS/S Division,Meramundali | C442 | 400 kV S/S S/D Meramundali | 3000003635 | ALLUMINIUM PIPE | MISC.AL.PIPE.A001 | ZSPR_ACT | ZSPR | M | 724 | 258953.6 | INR
2000 | Central Zone, Bhubaneswar | 2300 | EHT (O&M) Circle, Chainpal | 2304 | 400 kVS/S Division,Meramundali | C442 | 400 kV S/S S/D Meramundali | 3000003635 | ALLUMINIUM PIPE | MISC.AL.PIPE.A001 | ZSPR_US | ZSPR | M | 12 | 12 | INR
2000 | Central Zone, Bhubaneswar | 2300 | EHT (O&M) Circle, Chainpal | 2304 | 400 kVS/S Division,Meramundali | C444 | 400/220 kV GIS Meramundali | 3000003647 | Remote Terminal Unit (RTU) | SPR.BPI400.A004 | ZSPR_ACT | ZSPR | NOS | 5 | 0.05 | INR
2000 | Central Zone, Bhubaneswar | 2300 | EHT (O&M) Circle, Chainpal | 2304 | 400 kVS/S Division,Meramundali | C444 | 400/220 kV GIS Meramundali | 3000003650 | HARDWARE SET FOR 24F OPGW | SPR.BPI400.A005 | ZSPR_ACT | ZSPR | NOS | 1 | 0.01 | INR
2000 | Central Zone, Bhubaneswar | 2300 | EHT (O&M) Circle, Chainpal | 2304 | 400 kVS/S Division,Meramundali | C444 | 400/220 kV GIS Meramundali | 3000003651 | HARDWARE SET FOR 48F OPGW | SPR.BPI400.A006 | ZSPR_ACT | ZSPR | NOS | 6 | 0.06 | INR
2000 | Central Zone, Bhubaneswar | 2300 | EHT (O&M) Circle, Chainpal | 2304 | 400 kVS/S Division,Meramundali | C444 | 400/220 kV GIS Meramundali | 3000003674 | Spare Card for Charger | CLMP.T.AL.C001 | ZSPR_ACT | ZSPR | NOS | 16 | 0.16 | INR
2000 | Central Zone, Bhubaneswar | 2300 | EHT (O&M) Circle, Chainpal | 2304 | 400 kVS/S Division,Meramundali | C444 | 400/220 kV GIS Meramundali | 3000003677 | ACCESSORIES FOR 800A Wave Trap | CLMP.T.AL.C002 | ZSPR_ACT | ZSPR | NOS | 92 | 0.92 | INR
2000 | Central Zone, Bhubaneswar | 2300 | EHT (O&M) Circle, Chainpal | 2304 | 400 kVS/S Division,Meramundali | C444 | 400/220 kV GIS Meramundali | 3000003678 | ACSTR RELAY FOR CALDYNE CHARGER | SPR.MISC.TC.A001 | ZSPR_ACT | ZSPR | NOS | 14 | 0.14 | INR
2000 | Central Zone, Bhubaneswar | 2300 | EHT (O&M) Circle, Chainpal | 2304 | 400 kVS/S Division,Meramundali | C444 | 400/220 kV GIS Meramundali | 3000003679 | AVR SPARE CARD FOR CALDYNE CHARGER | SPR.MISC.TC.A002 | ZSPR_ACT | ZSPR | NOS | 15 | 0.15 | INR
2000 | Central Zone, Bhubaneswar | 2300 | EHT (O&M) Circle, Chainpal | 2304 | 400 kVS/S Division,Meramundali | C444 | 400/220 kV GIS Meramundali | 3000003691 | Pad type Clamp to receive Shild wire | CLMP.PAD.SH.A001 | ZSPR_ACT | ZSPR | NOS | 14 | 0.14 | INR
2000 | Central Zone, Bhubaneswar | 2300 | EHT (O&M) Circle, Chainpal | 2304 | 400 kVS/S Division,Meramundali | C444 | 400/220 kV GIS Meramundali | 3000003692 | Isolator Pad Clamp for 4" IPS | CLMP.ISO.AL.F005 | ZSPR_ACT | ZSPR | NOS | 1 | 0.01 | INR
2000 | Central Zone, Bhubaneswar | 2300 | EHT (O&M) Circle, Chainpal | 2304 | 400 kVS/S Division,Meramundali | C442 | 400 kV S/S S/D Meramundali | 3000003751 | Recovered 132KV used SA/LA | RCVR.132SA.A001 | ZSPR_US | ZSPR | NOS | 1 | 1 | INR
2000 | Central Zone, Bhubaneswar | 2300 | EHT (O&M) Circle, Chainpal | 2304 | 400 kVS/S Division,Meramundali | C444 | 400/220 kV GIS Meramundali | 3000003760 | 420KV GIS Bus Bar Bay unit | GIS.420BBU.A001 | ZSPR_ACT | ZSPR | NOS | 2 | 0.02 | INR
2000 | Central Zone, Bhubaneswar | 2300 | EHT (O&M) Circle, Chainpal | 2304 | 400 kVS/S Division,Meramundali | C444 | 400/220 kV GIS Meramundali | 3000003760 | 420KV GIS Bus Bar Bay unit | GIS.420BBU.A001 | ZSPR_US | ZSPR | NOS | 3 | 0.03 | INR
2000 | Central Zone, Bhubaneswar | 2300 | EHT (O&M) Circle, Chainpal | 2304 | 400 kVS/S Division,Meramundali | C444 | 400/220 kV GIS Meramundali | 3000003761 | 220V DC Close Coils for 420KV GIS | GIS.420SPR.A001 | ZSPR_ACT | ZSPR | NOS | 2 | 8109.96 | INR
2000 | Central Zone, Bhubaneswar | 2300 | EHT (O&M) Circle, Chainpal | 2304 | 400 kVS/S Division,Meramundali | C444 | 400/220 kV GIS Meramundali | 3000003762 | 220V DC Close Coils for 420KV GIS | GIS.245MISC.A001 | ZSPR_ACT | ZSPR | NOS | 72 | 0.72 | INR
2000 | Central Zone, Bhubaneswar | 2300 | EHT (O&M) Circle, Chainpal | 2304 | 400 kVS/S Division,Meramundali | C444 | 400/220 kV GIS Meramundali | 3000003763 | 245 KV GIS Structure | GIS.245STRS.A001 | ZSPR_ACT | ZSPR | NOS | 9 | 0.09 | INR
2000 | Central Zone, Bhubaneswar | 2300 | EHT (O&M) Circle, Chainpal | 2304 | 400 kVS/S Division,Meramundali | C444 | 400/220 kV GIS Meramundali | 3000003764 | 245KV GIS Gas parmeable Bushing | GIS.245SPR.A042 | ZSPR_ACT | ZSPR | NOS | 1 | 0.01 | INR
2000 | Central Zone, Bhubaneswar | 2300 | EHT (O&M) Circle, Chainpal | 2304 | 400 kVS/S Division,Meramundali | C444 | 400/220 kV GIS Meramundali | 3000003765 | 420 KV GIS CT | GIS.420CT.A001 | ZSPR_ACT | ZSPR | NOS | 2 | 0.02 | INR
2000 | Central Zone, Bhubaneswar | 2300 | EHT (O&M) Circle, Chainpal | 2304 | 400 kVS/S Division,Meramundali | C444 | 400/220 kV GIS Meramundali | 3000003766 | 420 KV GIS VT | GIS.420IVT.A001 | ZSPR_ACT | ZSPR | NOS | 1 | 0.01 | INR
2000 | Central Zone, Bhubaneswar | 2300 | EHT (O&M) Circle, Chainpal | 2304 | 400 kVS/S Division,Meramundali | C444 | 400/220 kV GIS Meramundali | 3000003767 | 420 KV GIS DS Drive | GIS.420DS.A002 | ZSPR_ACT | ZSPR | NOS | 1 | 0.01 | INR
2000 | Central Zone, Bhubaneswar | 2300 | EHT (O&M) Circle, Chainpal | 2304 | 400 kVS/S Division,Meramundali | C444 | 400/220 kV GIS Meramundali | 3000003768 | 245 KV GIS- Gas Tight Bushing | GIS.245SPR.A041 | ZSPR_ACT | ZSPR | NOS | 1 | 0.01 | INR
2000 | Central Zone, Bhubaneswar | 2300 | EHT (O&M) Circle, Chainpal | 2304 | 400 kVS/S Division,Meramundali | C444 | 400/220 kV GIS Meramundali | 3000003769 | 420 KV GIS SF6 Air Bushing 4 GB 148 | GIS.420SAB.A001 | ZSPR_ACT | ZSPR | NOS | 1 | 0.01 | INR
2000 | Central Zone, Bhubaneswar | 2300 | EHT (O&M) Circle, Chainpal | 2304 | 400 kVS/S Division,Meramundali | C444 | 400/220 kV GIS Meramundali | 3000003770 | 420 KV GIS FAS Drive | GIS.420FAS.A002 | ZSPR_ACT | ZSPR | NOS | 1 | 0.01 | INR
2000 | Central Zone, Bhubaneswar | 2300 | EHT (O&M) Circle, Chainpal | 2304 | 400 kVS/S Division,Meramundali | C444 | 400/220 kV GIS Meramundali | 3000003771 | 420 kV Reversing rupture disc for CB | GIS.420SPR.A011 | ZSPR_ACT | ZSPR | NOS | 1 | 0.01 | INR
2000 | Central Zone, Bhubaneswar | 2300 | EHT (O&M) Circle, Chainpal | 2304 | 400 kVS/S Division,Meramundali | C444 | 400/220 kV GIS Meramundali | 3000003772 | Reversing rupture disc for other compart | GIS.420SPR.A013 | ZSPR_ACT | ZSPR | NOS | 3 | 0.03 | INR
2000 | Central Zone, Bhubaneswar | 2300 | EHT (O&M) Circle, Chainpal | 2304 | 400 kVS/S Division,Meramundali | C444 | 400/220 kV GIS Meramundali | 3000003773 | Density monitor for CB for 420 KV GIS | GIS.420SPR.A016 | ZSPR_ACT | ZSPR | NOS | 1 | 0.01 | INR
2000 | Central Zone, Bhubaneswar | 2300 | EHT (O&M) Circle, Chainpal | 2304 | 400 kVS/S Division,Meramundali | C444 | 400/220 kV GIS Meramundali | 3000003774 | Density monitor for other switchgear of | GIS.420SPR.A017 | ZSPR_ACT | ZSPR | NOS | 1 | 0.01 | INR
2000 | Central Zone, Bhubaneswar | 2300 | EHT (O&M) Circle, Chainpal | 2304 | 400 kVS/S Division,Meramundali | C444 | 400/220 kV GIS Meramundali | 3000003775 | 420 KV GIS Plate (CONSIGNMENT- Bearing) | GIS.400MISC.A001 | ZSPR_ACT | ZSPR | NOS | 1 | 0.01 | INR
2000 | Central Zone, Bhubaneswar | 2300 | EHT (O&M) Circle, Chainpal | 2304 | 400 kVS/S Division,Meramundali | C444 | 400/220 kV GIS Meramundali | 3000003776 | Connector of 420kV GIS | GIS.400MISC.A002 | ZSPR_ACT | ZSPR | NOS | 1 | 0.01 | INR
2000 | Central Zone, Bhubaneswar | 2300 | EHT (O&M) Circle, Chainpal | 2304 | 400 kVS/S Division,Meramundali | C444 | 400/220 kV GIS Meramundali | 3000003777 | 420KV GIS Miscellaneous spare parts like | GIS.400MISC.A003 | ZSPR_ACT | ZSPR | NOS | 30 | 0.3 | INR
2000 | Central Zone, Bhubaneswar | 2300 | EHT (O&M) Circle, Chainpal | 2304 | 400 kVS/S Division,Meramundali | C444 | 400/220 kV GIS Meramundali | 3000003778 | Limit Switch for 420 KV GIS | GIS.420SPR.A014 | ZSPR_ACT | ZSPR | NOS | 14 | 0.14 | INR
2000 | Central Zone, Bhubaneswar | 2300 | EHT (O&M) Circle, Chainpal | 2304 | 400 kVS/S Division,Meramundali | C444 | 400/220 kV GIS Meramundali | 3000003779 | Auxillary Switch for 420 KV GIS | GIS.420SPR.A015 | ZSPR_ACT | ZSPR | NOS | 3 | 0.03 | INR
2000 | Central Zone, Bhubaneswar | 2300 | EHT (O&M) Circle, Chainpal | 2304 | 400 kVS/S Division,Meramundali | C444 | 400/220 kV GIS Meramundali | 3000003780 | Reversing rupture disc for VT / other | GIS.420SPR.A018 | ZSPR_ACT | ZSPR | NOS | 1 | 0.01 | INR
2000 | Central Zone, Bhubaneswar | 2300 | EHT (O&M) Circle, Chainpal | 2304 | 400 kVS/S Division,Meramundali | C444 | 400/220 kV GIS Meramundali | 3000003781 | CB Motors for 420 KV GIS | GIS.420SPR.A019 | ZSPR_ACT | ZSPR | NOS | 1 | 0.01 | INR
2000 | Central Zone, Bhubaneswar | 2300 | EHT (O&M) Circle, Chainpal | 2304 | 400 kVS/S Division,Meramundali | C444 | 400/220 kV GIS Meramundali | 3000003782 | Cast-resin partition for 420 KV GIS | GIS.420SPR.A020 | ZSPR_ACT | ZSPR | NOS | 2 | 0.02 | INR
2000 | Central Zone, Bhubaneswar | 2300 | EHT (O&M) Circle, Chainpal | 2304 | 400 kVS/S Division,Meramundali | C444 | 400/220 kV GIS Meramundali | 3000003783 | Pressure Gauge & Coupling Device-420 KV | GIS.420SPR.A021 | ZSPR_ACT | ZSPR | NOS | 1 | 0.01 | INR
2000 | Central Zone, Bhubaneswar | 2300 | EHT (O&M) Circle, Chainpal | 2304 | 400 kVS/S Division,Meramundali | C444 | 400/220 kV GIS Meramundali | 3000003784 | Socket housing for 420 KV GIS | GIS.420SPR.A022 | ZSPR_ACT | ZSPR | NOS | 2 | 0.02 | INR
2000 | Central Zone, Bhubaneswar | 2300 | EHT (O&M) Circle, Chainpal | 2304 | 400 kVS/S Division,Meramundali | C444 | 400/220 kV GIS Meramundali | 3000003785 | Miscellaneous components of LCC - 420KV | GIS.420SPR.A023 | ZSPR_ACT | ZSPR | NOS | 10 | 0.1 | INR
2000 | Central Zone, Bhubaneswar | 2300 | EHT (O&M) Circle, Chainpal | 2304 | 400 kVS/S Division,Meramundali | C444 | 400/220 kV GIS Meramundali | 3000003787 | PSD Sensor cable | CBLE.SENSOR.A001 | ZSPR_ACT | ZSPR | KM | 0.1 | 1 | INR
2000 | Central Zone, Bhubaneswar | 2300 | EHT (O&M) Circle, Chainpal | 2304 | 400 kVS/S Division,Meramundali | C444 | 400/220 kV GIS Meramundali | 3000003788 | GI Coupler plate (70X210 mm) | MISC.GI.PLATE.A001 | ZSPR_ACT | ZSPR | NOS | 267 | 2.67 | INR
2000 | Central Zone, Bhubaneswar | 2300 | EHT (O&M) Circle, Chainpal | 2304 | 400 kVS/S Division,Meramundali | C444 | 400/220 kV GIS Meramundali | 3000003848 | Flexible Hose NB of different sizes | SPR.TFR500BHEL.DC14 | ZSPR_ACT | ZSPR | NOS | 10 | 0.1 | INR
2000 | Central Zone, Bhubaneswar | 2300 | EHT (O&M) Circle, Chainpal | 2304 | 400 kVS/S Division,Meramundali | C444 | 400/220 kV GIS Meramundali | 3000003849 | NIFPS of 40MVA 220/33kV Power Transforme | SPR.TFR40BBE.DA01 | ZSPR_ACT | ZSPR | NOS | 2 | 3422000 | INR
2000 | Central Zone, Bhubaneswar | 2300 | EHT (O&M) Circle, Chainpal | 2304 | 400 kVS/S Division,Meramundali | C444 | 400/220 kV GIS Meramundali | 3000003857 | BPI Clamp for Conductor | SPR.MISC.A002 | ZSPR_ACT | ZSPR | NOS | 1 | 0.01 | INR
2000 | Central Zone, Bhubaneswar | 2300 | EHT (O&M) Circle, Chainpal | 2304 | 400 kVS/S Division,Meramundali | C444 | 400/220 kV GIS Meramundali | 3000003858 | Prefilter of AHU Box | SPR.MISC.A004 | ZSPR_ACT | ZSPR | NOS | 11 | 0.11 | INR
2000 | Central Zone, Bhubaneswar | 2300 | EHT (O&M) Circle, Chainpal | 2304 | 400 kVS/S Division,Meramundali | C444 | 400/220 kV GIS Meramundali | 3000003859 | 47C X1.5 Sqmm GIS cable | CBLE.GIS.A047 | ZSPR_ACT | ZSPR | M | 127 | 1.27 | INR
2000 | Central Zone, Bhubaneswar | 2300 | EHT (O&M) Circle, Chainpal | 2304 | 400 kVS/S Division,Meramundali | C444 | 400/220 kV GIS Meramundali | 3000003860 | Auxillary Switch for 245KV GIS | GIS.245SPR.A045 | ZSPR_ACT | ZSPR | NOS | 4 | 0.04 | INR
2000 | Central Zone, Bhubaneswar | 2300 | EHT (O&M) Circle, Chainpal | 2304 | 400 kVS/S Division,Meramundali | C444 | 400/220 kV GIS Meramundali | 3000003861 | Limit Switch for 245KV GIS | GIS.245SPR.A046 | ZSPR_ACT | ZSPR | NOS | 6 | 0.06 | INR
2000 | Central Zone, Bhubaneswar | 2300 | EHT (O&M) Circle, Chainpal | 2304 | 400 kVS/S Division,Meramundali | C444 | 400/220 kV GIS Meramundali | 3000003862 | Assembly housing for GIS | GIS.SPR.MISC.A001 | ZSPR_ACT | ZSPR | NOS | 1 | 0.01 | INR
2000 | Central Zone, Bhubaneswar | 2300 | EHT (O&M) Circle, Chainpal | 2304 | 400 kVS/S Division,Meramundali | C444 | 400/220 kV GIS Meramundali | 3000003863 | 3RH2911-1GA04\Aux.Swi Block, 4 NC of GIS | GIS.SPR.MISC.A002 | ZSPR_ACT | ZSPR | NOS | 1 | 0.01 | INR
2000 | Central Zone, Bhubaneswar | 2300 | EHT (O&M) Circle, Chainpal | 2304 | 400 kVS/S Division,Meramundali | C444 | 400/220 kV GIS Meramundali | 3000003864 | 55T3010 \Aux. Switch Is10E of GIS | GIS.SPR.MISC.A003 | ZSPR_ACT | ZSPR | NOS | 1 | 0.01 | INR
2000 | Central Zone, Bhubaneswar | 2300 | EHT (O&M) Circle, Chainpal | 2304 | 400 kVS/S Division,Meramundali | C444 | 400/220 kV GIS Meramundali | 3000003865 | 3RH2911-1FA40\Aux.Swi Block,4 NO of GIS | GIS.SPR.MISC.A004 | ZSPR_ACT | ZSPR | NOS | 1 | 0.01 | INR
2000 | Central Zone, Bhubaneswar | 2300 | EHT (O&M) Circle, Chainpal | 2304 | 400 kVS/S Division,Meramundali | C444 | 400/220 kV GIS Meramundali | 3000003866 | 3RH2911-1FA22\Aux.Swi Block,2NO+2NCofGIS | GIS.SPR.MISC.A005 | ZSPR_ACT | ZSPR | NOS | 1 | 0.01 | INR
2000 | Central Zone, Bhubaneswar | 2300 | EHT (O&M) Circle, Chainpal | 2304 | 400 kVS/S Division,Meramundali | C444 | 400/220 kV GIS Meramundali | 3000003867 | 3RH2911-1HA31\Aux.Swi Block-3NO+1NCofGIS | GIS.SPR.MISC.A006 | ZSPR_ACT | ZSPR | NOS | 1 | 0.01 | INR
2000 | Central Zone, Bhubaneswar | 2300 | EHT (O&M) Circle, Chainpal | 2304 | 400 kVS/S Division,Meramundali | C444 | 400/220 kV GIS Meramundali | 3000003868 | Cooling fan for 500 MVA ICTs | SPR.ICT500.A001 | ZSPR_ACT | ZSPR | NOS | 2 | 0.02 | INR
2000 | Central Zone, Bhubaneswar | 2300 | EHT (O&M) Circle, Chainpal | 2304 | 400 kVS/S Division,Meramundali | C442 | 400 kV S/S S/D Meramundali | 4000000037 | STEEL CUTTER | TNP.CUTTER.A001 | ZTNP_US | ZTNP | NOS | 1 | 1 | INR
2000 | Central Zone, Bhubaneswar | 2300 | EHT (O&M) Circle, Chainpal | 2304 | 400 kVS/S Division,Meramundali | C442 | 400 kV S/S S/D Meramundali | 4000000056 | Distilled Water plant | TNP.DW.PLANT.A001 | ZTNP_US | ZTNP | NOS | 2 | 2 | INR
2000 | Central Zone, Bhubaneswar | 2300 | EHT (O&M) Circle, Chainpal | 2304 | 400 kVS/S Division,Meramundali | C442 | 400 kV S/S S/D Meramundali | 4000000080 | CO2 TYPE 4.5 KG FIRE EXTINGUISHER | TNP.FR.EXTGR.A002 | ZTNP_US | ZTNP | NOS | 2 | 2 | INR
2000 | Central Zone, Bhubaneswar | 2300 | EHT (O&M) Circle, Chainpal | 2304 | 400 kVS/S Division,Meramundali | C442 | 400 kV S/S S/D Meramundali | 4000000096 | FIRE EXTINGUESHIER ABC type | TNP.FR.EXTGR.E001 | ZTNP_US | ZTNP | NOS | 1 | 1 | INR
2000 | Central Zone, Bhubaneswar | 2300 | EHT (O&M) Circle, Chainpal | 2304 | 400 kVS/S Division,Meramundali | C442 | 400 kV S/S S/D Meramundali | 4000000097 | FIRE EXTINGUESHIER ABC 10 KG | TNP.FR.EXTGR.E002 | ZTNP_US | ZTNP | NOS | 7 | 7 | INR
2000 | Central Zone, Bhubaneswar | 2300 | EHT (O&M) Circle, Chainpal | 2304 | 400 kVS/S Division,Meramundali | C442 | 400 kV S/S S/D Meramundali | 4000000099 | FIRE EXTINGUESHIER ABC 6 KG | TNP.FR.EXTGR.E005 | ZTNP_US | ZTNP | NOS | 12 | 12 | INR
2000 | Central Zone, Bhubaneswar | 2300 | EHT (O&M) Circle, Chainpal | 2304 | 400 kVS/S Division,Meramundali | C442 | 400 kV S/S S/D Meramundali | 5000000000 | SCRAP PG CLAMP OF ASSORTED SIZE | SCRP.CLMP.PG.A001 | ZSRP_SCRAP | ZSRP | KG | 13 | 650 | INR
2000 | Central Zone, Bhubaneswar | 2300 | EHT (O&M) Circle, Chainpal | 2304 | 400 kVS/S Division,Meramundali | C442 | 400 kV S/S S/D Meramundali | 5000000001 | SCRAP POST INSULATOR CLAMP | SCRP.CLMP.PI.A001 | ZSRP_SCRAP | ZSRP | NOS | 42 | 25032 | INR
2000 | Central Zone, Bhubaneswar | 2300 | EHT (O&M) Circle, Chainpal | 2304 | 400 kVS/S Division,Meramundali | C442 | 400 kV S/S S/D Meramundali | 5000000008 | SCRAP 36KV CT HAVING DIFFERENT RATIO | SCRP.CT1.36OIL.C001 | ZSRP_SCRAP | ZSRP | NOS | 6 | 6 | INR
2000 | Central Zone, Bhubaneswar | 2300 | EHT (O&M) Circle, Chainpal | 2304 | 400 kVS/S Division,Meramundali | C444 | 400/220 kV GIS Meramundali | 5000000012 | SCRAP/DAMAGED/OLD EMPTY Tfr OIL BARREL | SCRP.EMPTYBRL.A001 | ZSRP_SCRAP | ZSRP | NOS | 675 | 6.75 | INR
2000 | Central Zone, Bhubaneswar | 2300 | EHT (O&M) Circle, Chainpal | 2304 | 400 kVS/S Division,Meramundali | C443 | 400 kV Line Sub-Division Meramundali | 5000000015 | SCRAP EARTHWIRE CUT PIECES | SCRP.EW.CUTPIECE.A001 | ZSRP_SCRAP | ZSRP | MT | 26.04 | 833280 | INR
2000 | Central Zone, Bhubaneswar | 2300 | EHT (O&M) Circle, Chainpal | 2304 | 400 kVS/S Division,Meramundali | C444 | 400/220 kV GIS Meramundali | 5000000017 | GI SCRAP | SCRP.GI.SCRAP.A001 | ZSRP_SCRAP | ZSRP | MT | 1.5 | 0.02 | INR
2000 | Central Zone, Bhubaneswar | 2300 | EHT (O&M) Circle, Chainpal | 2304 | 400 kVS/S Division,Meramundali | C442 | 400 kV S/S S/D Meramundali | 5000000072 | Scrap AG SPACER | SCRP.MISC.A156 | ZSRP_SCRAP | ZSRP | NOS | 127 | 127 | INR
2000 | Central Zone, Bhubaneswar | 2300 | EHT (O&M) Circle, Chainpal | 2304 | 400 kVS/S Division,Meramundali | C442 | 400 kV S/S S/D Meramundali | 5000000117 | SCRAP DIFFERENT TYPE PRINTER | SCRP.MISC.A362 | ZSRP_SCRAP | ZSRP | NOS | 3 | 3 | INR
2000 | Central Zone, Bhubaneswar | 2300 | EHT (O&M) Circle, Chainpal | 2304 | 400 kVS/S Division,Meramundali | C442 | 400 kV S/S S/D Meramundali | 5000000140 | SCARP CHAIR | SCRP.MISC.A431 | ZSRP_SCRAP | ZSRP | NOS | 1 | 1 | INR
2000 | Central Zone, Bhubaneswar | 2300 | EHT (O&M) Circle, Chainpal | 2304 | 400 kVS/S Division,Meramundali | C442 | 400 kV S/S S/D Meramundali | 5000000158 | SCRAP AUXILLARY RELAY | SCRP.RLAY.AUX.A001 | ZSRP_SCRAP | ZSRP | NOS | 12 | 36600 | INR
2000 | Central Zone, Bhubaneswar | 2300 | EHT (O&M) Circle, Chainpal | 2304 | 400 kVS/S Division,Meramundali | C442 | 400 kV S/S S/D Meramundali | 5000000164 | SCRAP BATTERY CHARGER | SCRP.SPRCHRG.A001 | ZSRP_SCRAP | ZSRP | NOS | 1 | 1 | INR
2000 | Central Zone, Bhubaneswar | 2300 | EHT (O&M) Circle, Chainpal | 2304 | 400 kVS/S Division,Meramundali | C442 | 400 kV S/S S/D Meramundali | 5000000169 | SCRAP BEAM STRUCTURE HAVING VOLTAGE | SCRP.STRS.A001 | ZSRP_SCRAP | ZSRP | MT | 0.5 | 0.5 | INR
2000 | Central Zone, Bhubaneswar | 2300 | EHT (O&M) Circle, Chainpal | 2304 | 400 kVS/S Division,Meramundali | C443 | 400 kV Line Sub-Division Meramundali | 5000000173 | scrap tower material | SCRP.TWR.A001 | ZSRP_SCRAP | ZSRP | MT | 18.42 | 368400 | INR
2000 | Central Zone, Bhubaneswar | 2400 | EHT(Construction) Circle,BBSR | 2401 | EHT(Construction)Division,BBSR | C512 | Construction Sub-Division Bhubaneswar-I | 1000000009 | 1CX1000Sqmm 132kV XLPE UG Cable | CBLE.XLPE.AL.AR.A002 | ZCAP_ACT | ZCAP | KM | 0.458 | 4163220 | INR
2000 | Central Zone, Bhubaneswar | 2400 | EHT(Construction) Circle,BBSR | 2401 | EHT(Construction)Division,BBSR | C512 | Construction Sub-Division Bhubaneswar-I | 1000000011 | 1CX300 SQMM 33KV XLPE CABLE | CBLE.XLPE.AL.AR.A004 | ZCAP_ACT | ZCAP | KM | 0.238 | 238 | INR
2000 | Central Zone, Bhubaneswar | 2400 | EHT(Construction) Circle,BBSR | 2401 | EHT(Construction)Division,BBSR | C513 | Construction Sub-Division Bhubaneswar-II | 1000000015 | AAAC MOOSE CONDUCTOR | COND.AAAC.A003 | ZCAP_ACT | ZCAP | KM | 0.5 | 145373.73 | INR
2000 | Central Zone, Bhubaneswar | 2400 | EHT(Construction) Circle,BBSR | 2401 | EHT(Construction)Division,BBSR | C513 | Construction Sub-Division Bhubaneswar-II | 1000000017 | ACSR ZEBRA CONDUCTOR | COND.ACSR.A003 | ZCAP_ACT | ZCAP | KM | 4.61 | 219063.5 | INR
2000 | Central Zone, Bhubaneswar | 2400 | EHT(Construction) Circle,BBSR | 2401 | EHT(Construction)Division,BBSR | C514 | Construction Sub-Division Balianta | 1000000018 | ACSR MOOSE CONDUCTOR | COND.ACSR.A004 | ZCAP_ACT | ZCAP | KM | 1.5 | 718658.73 | INR
2000 | Central Zone, Bhubaneswar | 2400 | EHT(Construction) Circle,BBSR | 2401 | EHT(Construction)Division,BBSR | C513 | Construction Sub-Division Bhubaneswar-II | 1000000118 | 132KV OIL SP 2C IVT/PT | IVT.132OIL.S.B004 | ZCAP_ACT | ZCAP | NOS | 3 | 572053.72 | INR
2000 | Central Zone, Bhubaneswar | 2400 | EHT(Construction) Circle,BBSR | 2401 | EHT(Construction)Division,BBSR | C513 | Construction Sub-Division Bhubaneswar-II | 1000000130 | 132KV SURGE ARRESTER OF 120 KV | SA.145MO.GL.A001 | ZCAP_ACT | ZCAP | NOS | 2 | 57734.32 | INR
2000 | Central Zone, Bhubaneswar | 2400 | EHT(Construction) Circle,BBSR | 2401 | EHT(Construction)Division,BBSR | C514 | Construction Sub-Division Balianta | 1000000145 | 160MVA 220/132/33kV Auto transformer | TFR.160AT220H.E001 | ZCAP_ACT | ZCAP | NOS | 1 | 119488808 | INR
2000 | Central Zone, Bhubaneswar | 2400 | EHT(Construction) Circle,BBSR | 2401 | EHT(Construction)Division,BBSR | C512 | Construction Sub-Division Bhubaneswar-I | 1000000155 | 40MVA 220/33Kv Power Tfr | TFR.40PWR220H.D003 | ZCAP_ACT | ZCAP | NOS | 4 | 217646648.05 | INR
2000 | Central Zone, Bhubaneswar | 2400 | EHT(Construction) Circle,BBSR | 2401 | EHT(Construction)Division,BBSR | C514 | Construction Sub-Division Balianta | 1000000161 | 63MVA 132/33Kv Power transformer | TFR.63PWR132H.D001 | ZCAP_ACT | ZCAP | NOS | 2 | 131663635.51 | INR
2000 | Central Zone, Bhubaneswar | 2400 | EHT(Construction) Circle,BBSR | 2401 | EHT(Construction)Division,BBSR | C512 | Construction Sub-Division Bhubaneswar-I | 1000000161 | 63MVA 132/33Kv Power transformer | TFR.63PWR132H.D001 | ZCAP_ACT | ZCAP | NOS | 1 | 65831817.75 | INR
2000 | Central Zone, Bhubaneswar | 2400 | EHT(Construction) Circle,BBSR | 2401 | EHT(Construction)Division,BBSR | C512 | Construction Sub-Division Bhubaneswar-I | 1000000236 | 220 KV OB type Tower with stub & cleat | TWR.220OB.L.A003 | ZCAP_ACT | ZCAP | MT | 1.309 | 131678.08 | INR
2000 | Central Zone, Bhubaneswar | 2400 | EHT(Construction) Circle,BBSR | 2401 | EHT(Construction)Division,BBSR | C512 | Construction Sub-Division Bhubaneswar-I | 1000000237 | Stub & Cleat for 220KV OB Type Tower. | TWR.220OB.STUB.A001 | ZCAP_ACT | ZCAP | MT | 0.438 | 29438.49 | INR
2000 | Central Zone, Bhubaneswar | 2400 | EHT(Construction) Circle,BBSR | 2401 | EHT(Construction)Division,BBSR | C512 | Construction Sub-Division Bhubaneswar-I | 1000000240 | 220 KV OC TYPE TOWER | TWR.220OC.L.A001 | ZCAP_ACT | ZCAP | MT | 3.882 | 366123.64 | INR
2000 | Central Zone, Bhubaneswar | 2400 | EHT(Construction) Circle,BBSR | 2401 | EHT(Construction)Division,BBSR | C512 | Construction Sub-Division Bhubaneswar-I | 3000000145 | 2C X 2.5SQMM CONTROL UNARMOURED CABLE | CBLE.CTRL.UAR.D002 | ZSPR_ACT | ZSPR | KM | 0.5 | 31485 | INR
2000 | Central Zone, Bhubaneswar | 2400 | EHT(Construction) Circle,BBSR | 2401 | EHT(Construction)Division,BBSR | C514 | Construction Sub-Division Balianta | 3000000192 | 3.5Cx25Sqmm AL PWR cable | CBLE.PWR.AL.AR.D003 | ZSPR_ACT | ZSPR | KM | 2.512 | 663720.64 | INR
2000 | Central Zone, Bhubaneswar | 2400 | EHT(Construction) Circle,BBSR | 2401 | EHT(Construction)Division,BBSR | C514 | Construction Sub-Division Balianta | 3000000196 | 3.5Cx95 Sqmm AL PWR cable | CBLE.PWR.AL.AR.D007 | ZSPR_ACT | ZSPR | KM | 0.992 | 1977168.02 | INR
2000 | Central Zone, Bhubaneswar | 2400 | EHT(Construction) Circle,BBSR | 2401 | EHT(Construction)Division,BBSR | C514 | Construction Sub-Division Balianta | 3000000199 | 3.5Cx300 Sqmm AL PWR cable | CBLE.PWR.AL.AR.D011 | ZSPR_ACT | ZSPR | KM | 0.632 | 677529.28 | INR
2000 | Central Zone, Bhubaneswar | 2400 | EHT(Construction) Circle,BBSR | 2401 | EHT(Construction)Division,BBSR | C514 | Construction Sub-Division Balianta | 3000000200 | 4Cx16 Sqmm AL PWR cable | CBLE.PWR.AL.AR.E002 | ZSPR_ACT | ZSPR | KM | 7.086 | 4269673.38 | INR
2000 | Central Zone, Bhubaneswar | 2400 | EHT(Construction) Circle,BBSR | 2401 | EHT(Construction)Division,BBSR | C514 | Construction Sub-Division Balianta | 3000000208 | 4Cx6 Sqmm AL POWER CABLE | CBLE.PWR.AL.AR.E018 | ZSPR_ACT | ZSPR | KM | 0.095 | 8774.2 | INR
2000 | Central Zone, Bhubaneswar | 2400 | EHT(Construction) Circle,BBSR | 2401 | EHT(Construction)Division,BBSR | C513 | Construction Sub-Division Bhubaneswar-II | 3000000255 | 150x75x2500 cable tray in mtr | CBLE.TRAY.A016 | ZSPR_ACT | ZSPR | M | 150 | 82650 | INR
2000 | Central Zone, Bhubaneswar | 2400 | EHT(Construction) Circle,BBSR | 2401 | EHT(Construction)Division,BBSR | C512 | Construction Sub-Division Bhubaneswar-I | 3000000800 | DT HARDWARE FITTING ACSR ZEBRA | HWF.DT.A003 | ZSPR_ACT | ZSPR | NOS | 10 | 58338.23 | INR
2000 | Central Zone, Bhubaneswar | 2400 | EHT(Construction) Circle,BBSR | 2401 | EHT(Construction)Division,BBSR | C513 | Construction Sub-Division Bhubaneswar-II | 3000000806 | DT HARDWARE FITTING AAAC MOOSE | HWF.DT.A011 | ZSPR_ACT | ZSPR | NOS | 6 | 25310.94 | INR
2000 | Central Zone, Bhubaneswar | 2400 | EHT(Construction) Circle,BBSR | 2401 | EHT(Construction)Division,BBSR | C513 | Construction Sub-Division Bhubaneswar-II | 3000000853 | SS HWF FOR AAAC MOOSE | HWF.SS.A011 | ZSPR_ACT | ZSPR | NOS | 15 | 51844.65 | INR
2000 | Central Zone, Bhubaneswar | 2400 | EHT(Construction) Circle,BBSR | 2401 | EHT(Construction)Division,BBSR | C513 | Construction Sub-Division Bhubaneswar-II | 3000000931 | 90KN ANTIFOG DISC INSULATOR | INS.AF.DISC.B002 | ZSPR_ACT | ZSPR | NOS | 150 | 131209.5 | INR
2000 | Central Zone, Bhubaneswar | 2400 | EHT(Construction) Circle,BBSR | 2401 | EHT(Construction)Division,BBSR | C513 | Construction Sub-Division Bhubaneswar-II | 3000000933 | 160KN ANTIFOG DISC INSULATOR | INS.AF.DISC.B004 | ZSPR_ACT | ZSPR | NOS | 252 | 237547.8 | INR
2000 | Central Zone, Bhubaneswar | 2400 | EHT(Construction) Circle,BBSR | 2401 | EHT(Construction)Division,BBSR | C512 | Construction Sub-Division Bhubaneswar-I | 3000000953 | 90KN 220KV PORCELAIN LONG ROD | INS.POR.LR.B001 | ZSPR_ACT | ZSPR | NOS | 12 | 156723.36 | INR
2000 | Central Zone, Bhubaneswar | 2400 | EHT(Construction) Circle,BBSR | 2401 | EHT(Construction)Division,BBSR | C514 | Construction Sub-Division Balianta | 3000000954 | 132KV LR 90KN PORCELAIN INSULATOR | INS.POR.LR.D002 | ZSPR_ACT | ZSPR | NOS | 24 | 216454.38 | INR
2000 | Central Zone, Bhubaneswar | 2400 | EHT(Construction) Circle,BBSR | 2401 | EHT(Construction)Division,BBSR | C512 | Construction Sub-Division Bhubaneswar-I | 3000000957 | 160KN 132 KV PORCELAIN LONG ROD | INS.POR.LR.E004 | ZSPR_ACT | ZSPR | NOS | 20 | 342867.56 | INR
2000 | Central Zone, Bhubaneswar | 2400 | EHT(Construction) Circle,BBSR | 2401 | EHT(Construction)Division,BBSR | C512 | Construction Sub-Division Bhubaneswar-I | 3000001105 | 0.2s ACCURACY CLASS AEM WITH ACCESSORIES | MTR.0.2S.AEM.A001 | ZSPR_ACT | ZSPR | NOS | 2 | 202370 | INR
2000 | Central Zone, Bhubaneswar | 2400 | EHT(Construction) Circle,BBSR | 2401 | EHT(Construction)Division,BBSR | C512 | Construction Sub-Division Bhubaneswar-I | 3000001154 | NUTS AND BOLTS | NBW.ASRT.GINB.A001 | ZSPR_ACT | ZSPR | KG | 28 | 3727.38 | INR
2000 | Central Zone, Bhubaneswar | 2400 | EHT(Construction) Circle,BBSR | 2401 | EHT(Construction)Division,BBSR | C513 | Construction Sub-Division Bhubaneswar-II | 3000001275 | 132KV DUPLEX FEEDER C&R PANEL | PNL.132.D.A001 | ZSPR_ACT | ZSPR | NOS | 1 | 700000 | INR
2000 | Central Zone, Bhubaneswar | 2400 | EHT(Construction) Circle,BBSR | 2401 | EHT(Construction)Division,BBSR | C514 | Construction Sub-Division Balianta | 3000003443 | Substation Assorted Structure as per BoQ | STRS.ASSORTED.A001 | ZSPR_THEFT | ZSPR | MT | 22.79 | 2127597.44 | INR
2000 | Central Zone, Bhubaneswar | 2400 | EHT(Construction) Circle,BBSR | 2401 | EHT(Construction)Division,BBSR | C512 | Construction Sub-Division Bhubaneswar-I | 3000003515 | 220 KV OA TYPE STUB | TWR.220OA.STUB.A001 | ZSPR_ACT | ZSPR | MT | 2.075 | 138664.49 | INR
2000 | Central Zone, Bhubaneswar | 2400 | EHT(Construction) Circle,BBSR | 2401 | EHT(Construction)Division,BBSR | C512 | Construction Sub-Division Bhubaneswar-I | 3000003527 | 132 KV OC+15 Tower with stub cleat | TWR.220OC+15.L.A001 | ZSPR_ACT | ZSPR | MT | 2.136 | 210083.48 | INR
2000 | Central Zone, Bhubaneswar | 2400 | EHT(Construction) Circle,BBSR | 2401 | EHT(Construction)Division,BBSR | C513 | Construction Sub-Division Bhubaneswar-II | 3000003712 | ST HARDWARE FITTING AAAC MOOSE | HWF.ST.A017 | ZSPR_ACT | ZSPR | NOS | 18 | 58180.68 | INR
2000 | Central Zone, Bhubaneswar | 2400 | EHT(Construction) Circle,BBSR | 2401 | EHT(Construction)Division,BBSR | C512 | Construction Sub-Division Bhubaneswar-I | 3000003849 | NIFPS of 40MVA 220/33kV Power Transforme | SPR.TFR40BBE.DA01 | ZSPR_ACT | ZSPR | NOS | 1 | 1828896.02 | INR
2000 | Central Zone, Bhubaneswar | 2400 | EHT(Construction) Circle,BBSR | 2401 | EHT(Construction)Division,BBSR | C514 | Construction Sub-Division Balianta | 3000003849 | NIFPS of 40MVA 220/33kV Power Transforme | SPR.TFR40BBE.DA01 | ZSPR_ACT | ZSPR | NOS | 2 | 3657792.05 | INR
2000 | Central Zone, Bhubaneswar | 2400 | EHT(Construction) Circle,BBSR | 2401 | EHT(Construction)Division,BBSR | C512 | Construction Sub-Division Bhubaneswar-I | 3000003877 | Online insulating oil drying system | SPR.TFR63ECE.EC10 | ZSPR_ACT | ZSPR | NOS | 1 | 589903.8 | INR
2000 | Central Zone, Bhubaneswar | 2400 | EHT(Construction) Circle,BBSR | 2401 | EHT(Construction)Division,BBSR | C514 | Construction Sub-Division Balianta | 3000003877 | Online insulating oil drying system | SPR.TFR63ECE.EC10 | ZSPR_ACT | ZSPR | NOS | 2 | 1179807.61 | INR
2000 | Central Zone, Bhubaneswar | 2400 | EHT(Construction) Circle,BBSR | 2401 | EHT(Construction)Division,BBSR | C514 | Construction Sub-Division Balianta | 3000003878 | Nitrogen Injec Type Fire Prev & Extg Sys | SPR.TFR63ECE.EC11 | ZSPR_ACT | ZSPR | NOS | 2 | 4251226.59 | INR
2000 | Central Zone, Bhubaneswar | 2400 | EHT(Construction) Circle,BBSR | 2401 | EHT(Construction)Division,BBSR | C512 | Construction Sub-Division Bhubaneswar-I | 3000003878 | Nitrogen Injec Type Fire Prev & Extg Sys | SPR.TFR63ECE.EC11 | ZSPR_ACT | ZSPR | NOS | 1 | 2125613.29 | INR
2000 | Central Zone, Bhubaneswar | 2400 | EHT(Construction) Circle,BBSR | 2402 | EHT(Construction)Division, | C522 | Construction Sub-Division Cuttack | 1000000016 | ACSR PANTHER CONDUCTOR | COND.ACSR.A002 | ZCAP_ACT | ZCAP | KM | 6.189 | 1266097.76 | INR
2000 | Central Zone, Bhubaneswar | 2400 | EHT(Construction) Circle,BBSR | 2402 | EHT(Construction)Division, | C523 | Construction Sub-Division Kendrapara | 1000000016 | ACSR PANTHER CONDUCTOR | COND.ACSR.A002 | ZCAP_ACT | ZCAP | KM | 4 | 818289.06 | INR
2000 | Central Zone, Bhubaneswar | 2400 | EHT(Construction) Circle,BBSR | 2402 | EHT(Construction)Division, | C522 | Construction Sub-Division Cuttack | 1000000016 | ACSR PANTHER CONDUCTOR | COND.ACSR.A002 | ZCAP_ACT | ZCAP | KM | 0.35 | 71600.29 | INR
2000 | Central Zone, Bhubaneswar | 2400 | EHT(Construction) Circle,BBSR | 2402 | EHT(Construction)Division, | C522 | Construction Sub-Division Cuttack | 1000000074 | 7/3.15 MM SIZE G.I. EARTH WIRE | EW.STEEL.A002 | ZCAP_ACT | ZCAP | KM | 0.6 | 19824.19 | INR
2000 | Central Zone, Bhubaneswar | 2400 | EHT(Construction) Circle,BBSR | 2402 | EHT(Construction)Division, | C522 | Construction Sub-Division Cuttack | 1000000082 | 132KV DI with DB ES of 2000A | ISO.132DI.DB.B004 | ZCAP_ACT | ZCAP | SET | 1 | 598361.59 | INR
2000 | Central Zone, Bhubaneswar | 2400 | EHT(Construction) Circle,BBSR | 2402 | EHT(Construction)Division, | C522 | Construction Sub-Division Cuttack | 1000000088 | 132KV 2000A W/O E/S Single Isolator | ISO.132SI.DB.G002 | ZCAP_ACT | ZCAP | SET | 1 | 268289.98 | INR
2000 | Central Zone, Bhubaneswar | 2400 | EHT(Construction) Circle,BBSR | 2402 | EHT(Construction)Division, | C523 | Construction Sub-Division Kendrapara | 1000000120 | 220KV OIL 2C IVT/PT | IVT.220OIL.S.B003 | ZCAP_ACT | ZCAP | NOS | 3 | 739569 | INR
2000 | Central Zone, Bhubaneswar | 2400 | EHT(Construction) Circle,BBSR | 2402 | EHT(Construction)Division, | C522 | Construction Sub-Division Cuttack | 1000000193 | 132 KV PB TYPE TOWER | TWR.132PB.L.A001 | ZCAP_ACT | ZCAP | MT | 0.868 | 81229.94 | INR
2000 | Central Zone, Bhubaneswar | 2400 | EHT(Construction) Circle,BBSR | 2402 | EHT(Construction)Division, | C523 | Construction Sub-Division Kendrapara | 1000000193 | 132 KV PB TYPE TOWER | TWR.132PB.L.A001 | ZCAP_ACT | ZCAP | MT | 4.517 | 422713.89 | INR
2000 | Central Zone, Bhubaneswar | 2400 | EHT(Construction) Circle,BBSR | 2402 | EHT(Construction)Division, | C523 | Construction Sub-Division Kendrapara | 1000000196 | 6Mtr extension to 132KV PB Tower | TWR.132PB+6.L.A001 | ZCAP_ACT | ZCAP | MT | 4.04 | 372629.4 | INR
2000 | Central Zone, Bhubaneswar | 2400 | EHT(Construction) Circle,BBSR | 2402 | EHT(Construction)Division, | C522 | Construction Sub-Division Cuttack | 1000000197 | 132 KV PC TYPE TOWER | TWR.132PC.L.A001 | ZCAP_ACT | ZCAP | MT | 3.654 | 338197.31 | INR
2000 | Central Zone, Bhubaneswar | 2400 | EHT(Construction) Circle,BBSR | 2402 | EHT(Construction)Division, | C523 | Construction Sub-Division Kendrapara | 1000000201 | 6mtr extension to 132 KV PC type Tower | TWR.132PC+6.L.A001 | ZCAP_ACT | ZCAP | MT | 4.492 | 414319.6 | INR
2000 | Central Zone, Bhubaneswar | 2400 | EHT(Construction) Circle,BBSR | 2402 | EHT(Construction)Division, | C522 | Construction Sub-Division Cuttack | 1000000244 | 6mtr extension to 220 KV OC type Tower | TWR.220OC+6.L.A001 | ZCAP_ACT | ZCAP | MT | 11.905 | 1033525.31 | INR
2000 | Central Zone, Bhubaneswar | 2400 | EHT(Construction) Circle,BBSR | 2402 | EHT(Construction)Division, | C522 | Construction Sub-Division Cuttack | 1000000245 | 220 KV UR type Tower with stub & cleat | TWR.220UR.L.A003 | ZCAP_ACT | ZCAP | MT | 0.692 | 64684.83 | INR
2000 | Central Zone, Bhubaneswar | 2400 | EHT(Construction) Circle,BBSR | 2402 | EHT(Construction)Division, | C522 | Construction Sub-Division Cuttack | 1000000330 | "24 F OPGW CABLE" | OPGW.DWSM.24F.A001 | ZCAP_ACT | ZCAP | KM | 4 | 1676236 | INR
2000 | Central Zone, Bhubaneswar | 2400 | EHT(Construction) Circle,BBSR | 2402 | EHT(Construction)Division, | C523 | Construction Sub-Division Kendrapara | 3000000437 | MS JOINT FOR ACSR PANTHER CONDUCTOR | COND.ACCES.C002 | ZSPR_ACT | ZSPR | NOS | 63 | 28413 | INR
2000 | Central Zone, Bhubaneswar | 2400 | EHT(Construction) Circle,BBSR | 2402 | EHT(Construction)Division, | C523 | Construction Sub-Division Kendrapara | 3000000438 | MS JOINT FOR ACSR ZEBRA CONDUCTOR | COND.ACCES.C003 | ZSPR_ACT | ZSPR | NOS | 12 | 8904 | INR
2000 | Central Zone, Bhubaneswar | 2400 | EHT(Construction) Circle,BBSR | 2402 | EHT(Construction)Division, | C522 | Construction Sub-Division Cuttack | 3000000442 | MS JOINT AAAC PANTHER EQUIVALENT | COND.ACCES.C007 | ZSPR_ACT | ZSPR | NOS | 14 | 5233.9 | INR
2000 | Central Zone, Bhubaneswar | 2400 | EHT(Construction) Circle,BBSR | 2402 | EHT(Construction)Division, | C522 | Construction Sub-Division Cuttack | 3000000455 | VD OFACSR PANTHER CONDUCTOR | COND.ACCES.E002 | ZSPR_ACT | ZSPR | NOS | 20 | 7434.2 | INR
2000 | Central Zone, Bhubaneswar | 2400 | EHT(Construction) Circle,BBSR | 2402 | EHT(Construction)Division, | C523 | Construction Sub-Division Kendrapara | 3000000456 | VD OF ACSR ZEBRA CONDUCTOR | COND.ACCES.E003 | ZSPR_ACT | ZSPR | NOS | 18 | 14004 | INR
2000 | Central Zone, Bhubaneswar | 2400 | EHT(Construction) Circle,BBSR | 2402 | EHT(Construction)Division, | C523 | Construction Sub-Division Kendrapara | 3000000465 | REPAIR SLEEVE FOR ACSR PANTHER CONDUCTOR | COND.ACCES.F002 | ZSPR_ACT | ZSPR | NOS | 69 | 12420 | INR
2000 | Central Zone, Bhubaneswar | 2400 | EHT(Construction) Circle,BBSR | 2402 | EHT(Construction)Division, | C522 | Construction Sub-Division Cuttack | 3000000469 | REPAIR SLEEVE AAAC PANTHER EQUIVALENT | COND.ACCES.F007 | ZSPR_ACT | ZSPR | NOS | 20 | 3610.8 | INR
2000 | Central Zone, Bhubaneswar | 2400 | EHT(Construction) Circle,BBSR | 2402 | EHT(Construction)Division, | C523 | Construction Sub-Division Kendrapara | 3000000476 | ACSR HORSE CONDUCTOR | COND.ACSR.A001 | ZSPR_ACT | ZSPR | KM | 0.455 | 22321.2 | INR
2000 | Central Zone, Bhubaneswar | 2400 | EHT(Construction) Circle,BBSR | 2402 | EHT(Construction)Division, | C523 | Construction Sub-Division Kendrapara | 3000000595 | 50 MM GI PORFORATED EARTHING PIPE | ERTH.PIPE.GI.B005 | ZSPR_ACT | ZSPR | NOS | 3 | 9804 | INR
2000 | Central Zone, Bhubaneswar | 2400 | EHT(Construction) Circle,BBSR | 2402 | EHT(Construction)Division, | C522 | Construction Sub-Division Cuttack | 3000000602 | 50 MM GI PLAIN EARTHING ROD | ERTH.ROD.GI.A005 | ZSPR_ACT | ZSPR | NOS | 6 | 1990.02 | INR
2000 | Central Zone, Bhubaneswar | 2400 | EHT(Construction) Circle,BBSR | 2402 | EHT(Construction)Division, | C523 | Construction Sub-Division Kendrapara | 3000000616 | VD FOR 7/3.15MM GI EARTHWIRE | EW.ACCES.B002 | ZSPR_ACT | ZSPR | NOS | 2 | 1244 | INR
2000 | Central Zone, Bhubaneswar | 2400 | EHT(Construction) Circle,BBSR | 2402 | EHT(Construction)Division, | C523 | Construction Sub-Division Kendrapara | 3000000739 | DS HARDWARE FITTING ACSR PANTHER | HWF.DS.A002 | ZSPR_ACT | ZSPR | NOS | 4 | 14568 | INR
2000 | Central Zone, Bhubaneswar | 2400 | EHT(Construction) Circle,BBSR | 2402 | EHT(Construction)Division, | C523 | Construction Sub-Division Kendrapara | 3000000799 | DT Hard ware fittings -120 KN insulator | HWF.DT.A002 | ZSPR_ACT | ZSPR | NOS | 16 | 65568 | INR
2000 | Central Zone, Bhubaneswar | 2400 | EHT(Construction) Circle,BBSR | 2402 | EHT(Construction)Division, | C523 | Construction Sub-Division Kendrapara | 3000000800 | DT HARDWARE FITTING ACSR ZEBRA | HWF.DT.A003 | ZSPR_ACT | ZSPR | NOS | 12 | 103644 | INR
2000 | Central Zone, Bhubaneswar | 2400 | EHT(Construction) Circle,BBSR | 2402 | EHT(Construction)Division, | C523 | Construction Sub-Division Kendrapara | 3000000824 | SUSPENSION CLAMP FOR 7/3.15MM EARTHWIRE | HWF.SC.EW.A002 | ZSPR_ACT | ZSPR | NOS | 1 | 809 | INR
2000 | Central Zone, Bhubaneswar | 2400 | EHT(Construction) Circle,BBSR | 2402 | EHT(Construction)Division, | C523 | Construction Sub-Division Kendrapara | 3000000846 | SS HARDWARE FITTING ACSR PANTHER | HWF.SS.A002 | ZSPR_ACT | ZSPR | NOS | 5 | 22774.95 | INR
2000 | Central Zone, Bhubaneswar | 2400 | EHT(Construction) Circle,BBSR | 2402 | EHT(Construction)Division, | C522 | Construction Sub-Division Cuttack | 3000000906 | TENSION CLAMP FOR EARTHWIRE | HWF.TC.EW.A002 | ZSPR_ACT | ZSPR | NOS | 5 | 11733.58 | INR
2000 | Central Zone, Bhubaneswar | 2400 | EHT(Construction) Circle,BBSR | 2402 | EHT(Construction)Division, | C523 | Construction Sub-Division Kendrapara | 3000000906 | TENSION CLAMP FOR EARTHWIRE | HWF.TC.EW.A002 | ZSPR_ACT | ZSPR | NOS | 1 | 2346.72 | INR
2000 | Central Zone, Bhubaneswar | 2400 | EHT(Construction) Circle,BBSR | 2402 | EHT(Construction)Division, | C523 | Construction Sub-Division Kendrapara | 3000000955 | 120KN 132 KV PORCELAIN LONG ROD | INS.POR.LR.D003 | ZSPR_ACT | ZSPR | NOS | 15 | 121665 | INR
2000 | Central Zone, Bhubaneswar | 2400 | EHT(Construction) Circle,BBSR | 2402 | EHT(Construction)Division, | C523 | Construction Sub-Division Kendrapara | 3000000960 | 90KN 132KV SILICON RUBBER LR INSULATOR | INS.S.RUBBERLR.D001 | ZSPR_ACT | ZSPR | NOS | 5 | 39022.5 | INR
2000 | Central Zone, Bhubaneswar | 2400 | EHT(Construction) Circle,BBSR | 2402 | EHT(Construction)Division, | C522 | Construction Sub-Division Cuttack | 3000000961 | 120KN 132 KV SILICON RUBBER LR INSULATOR | INS.S.RUBBERLR.D002 | ZSPR_ACT | ZSPR | NOS | 20 | 58079.6 | INR
2000 | Central Zone, Bhubaneswar | 2400 | EHT(Construction) Circle,BBSR | 2402 | EHT(Construction)Division, | C523 | Construction Sub-Division Kendrapara | 3000000962 | 220KV 90KN Silicon Rubber LR Insulator. | INS.S.RUBBERLR.E001 | ZSPR_ACT | ZSPR | NOS | 8 | 73788 | INR
2000 | Central Zone, Bhubaneswar | 2400 | EHT(Construction) Circle,BBSR | 2402 | EHT(Construction)Division, | C523 | Construction Sub-Division Kendrapara | 3000000963 | 220KV 160KN Silicon Rubber LR Insulator. | INS.S.RUBBERLR.E002 | ZSPR_ACT | ZSPR | NOS | 25 | 583600 | INR
2000 | Central Zone, Bhubaneswar | 2400 | EHT(Construction) Circle,BBSR | 2402 | EHT(Construction)Division, | C523 | Construction Sub-Division Kendrapara | 3000001007 | FLEXIBLE COPPER EARTH BOND | MISC.FL.CU.BOND.A001 | ZSPR_ACT | ZSPR | NOS | 2 | 1484 | INR
2000 | Central Zone, Bhubaneswar | 2400 | EHT(Construction) Circle,BBSR | 2402 | EHT(Construction)Division, | C522 | Construction Sub-Division Cuttack | 3000001105 | 0.2s ACCURACY CLASS AEM WITH ACCESSORIES | MTR.0.2S.AEM.A001 | ZSPR_ACT | ZSPR | NOS | 1 | 101185 | INR
2000 | Central Zone, Bhubaneswar | 2400 | EHT(Construction) Circle,BBSR | 2402 | EHT(Construction)Division, | C522 | Construction Sub-Division Cuttack | 3000001154 | NUTS AND BOLTS | NBW.ASRT.GINB.A001 | ZSPR_ACT | ZSPR | KG | 305 | 40626.6 | INR
2000 | Central Zone, Bhubaneswar | 2400 | EHT(Construction) Circle,BBSR | 2402 | EHT(Construction)Division, | C523 | Construction Sub-Division Kendrapara | 3000001163 | ASSORTED FOUNDATION NUT & BOLT IN KG | NBW.FDN.NB.A017 | ZSPR_ACT | ZSPR | KG | 130 | 22950 | INR
2000 | Central Zone, Bhubaneswar | 2400 | EHT(Construction) Circle,BBSR | 2402 | EHT(Construction)Division, | C523 | Construction Sub-Division Kendrapara | 3000001165 | Foundation bolts of size 25X750mm | NBW.FDN.NB.A019 | ZSPR_ACT | ZSPR | KG | 206 | 18540 | INR
2000 | Central Zone, Bhubaneswar | 2400 | EHT(Construction) Circle,BBSR | 2402 | EHT(Construction)Division, | C523 | Construction Sub-Division Kendrapara | 3000001184 | 16 X 45 MM GI HALF THREAD NUT & BOLT | NBW.GINB.A008 | ZSPR_ACT | ZSPR | KG | 1471 | 132573.88 | INR
2000 | Central Zone, Bhubaneswar | 2400 | EHT(Construction) Circle,BBSR | 2402 | EHT(Construction)Division, | C522 | Construction Sub-Division Cuttack | 3000003392 | G2 132 KV BEAM STRUCTURE | STRS.132BEAM.A003 | ZSPR_ACT | ZSPR | MT | 1.8 | 148154.83 | INR
2000 | Central Zone, Bhubaneswar | 2400 | EHT(Construction) Circle,BBSR | 2402 | EHT(Construction)Division, | C522 | Construction Sub-Division Cuttack | 3000003394 | T1S 132 KV COLUMN STRUCTURE | STRS.132COLMN.A001 | ZSPR_ACT | ZSPR | MT | 2.46 | 214011.08 | INR
2000 | Central Zone, Bhubaneswar | 2400 | EHT(Construction) Circle,BBSR | 2402 | EHT(Construction)Division, | C522 | Construction Sub-Division Cuttack | 3000003395 | T4S 132 KV COLUMN STRUCTURE | STRS.132COLMN.A002 | ZSPR_ACT | ZSPR | MT | 0.97 | 75698.2 | INR
2000 | Central Zone, Bhubaneswar | 2400 | EHT(Construction) Circle,BBSR | 2402 | EHT(Construction)Division, | C523 | Construction Sub-Division Kendrapara | 3000003397 | Equipment structure of CTfor 132KV | STRS.132EQPT.A013 | ZSPR_ACT | ZSPR | MT | 6 | 87750 | INR
2000 | Central Zone, Bhubaneswar | 2400 | EHT(Construction) Circle,BBSR | 2402 | EHT(Construction)Division, | C522 | Construction Sub-Division Cuttack | 3000003399 | Equipment structure of 132kV DI w/o ES | STRS.132EQPT.A016 | ZSPR_ACT | ZSPR | MT | 1.15 | 95353.23 | INR
2000 | Central Zone, Bhubaneswar | 2400 | EHT(Construction) Circle,BBSR | 2402 | EHT(Construction)Division, | C523 | Construction Sub-Division Kendrapara | 3000003400 | Equipment structure of LA/SA for 132KV | STRS.132EQPT.A017 | ZSPR_ACT | ZSPR | MT | 6 | 73710 | INR
2000 | Central Zone, Bhubaneswar | 2400 | EHT(Construction) Circle,BBSR | 2402 | EHT(Construction)Division, | C523 | Construction Sub-Division Kendrapara | 3000003403 | Equipment structure of PI for 132KV | STRS.132EQPT.A020 | ZSPR_ACT | ZSPR | MT | 1 | 35099 | INR
2000 | Central Zone, Bhubaneswar | 2400 | EHT(Construction) Circle,BBSR | 2402 | EHT(Construction)Division, | C523 | Construction Sub-Division Kendrapara | 3000003482 | 132 KV PA TYPE TOWER COMPLETE SET | TWR.132PA.L.A001 | ZSPR_ACT | ZSPR | MT | 2.994 | 264037.87 | INR
2000 | Central Zone, Bhubaneswar | 2400 | EHT(Construction) Circle,BBSR | 2402 | EHT(Construction)Division, | C523 | Construction Sub-Division Kendrapara | 3000003484 | 132 KV PA TYPE STUB | TWR.132PA.STUB.A001 | ZSPR_ACT | ZSPR | MT | 0.252 | 22223.63 | INR
2000 | Central Zone, Bhubaneswar | 2400 | EHT(Construction) Circle,BBSR | 2402 | EHT(Construction)Division, | C523 | Construction Sub-Division Kendrapara | 3000003485 | 132 KV PA TYPE TEMPLATE | TWR.132PA.TMPL.A001 | ZSPR_ACT | ZSPR | MT | 1.999 | 176289.81 | INR
2000 | Central Zone, Bhubaneswar | 2400 | EHT(Construction) Circle,BBSR | 2402 | EHT(Construction)Division, | C523 | Construction Sub-Division Kendrapara | 3000003489 | 132 KV PB TYPE STUB | TWR.132PB.STUB.A001 | ZSPR_ACT | ZSPR | MT | 0.426 | 39292.11 | INR
2000 | Central Zone, Bhubaneswar | 2400 | EHT(Construction) Circle,BBSR | 2402 | EHT(Construction)Division, | C523 | Construction Sub-Division Kendrapara | 3000003490 | 132 KV PB TYPE TEMPLATE | TWR.132PB.TMPL.A001 | ZSPR_ACT | ZSPR | MT | 2.454 | 216415.81 | INR
2000 | Central Zone, Bhubaneswar | 2400 | EHT(Construction) Circle,BBSR | 2402 | EHT(Construction)Division, | C523 | Construction Sub-Division Kendrapara | 3000003492 | 132 KV PC TYPE STUB | TWR.132PC.STUB.A001 | ZSPR_ACT | ZSPR | MT | 0.15 | 13504.65 | INR
2000 | Central Zone, Bhubaneswar | 2400 | EHT(Construction) Circle,BBSR | 2402 | EHT(Construction)Division, | C523 | Construction Sub-Division Kendrapara | 3000003493 | 132 KV PC TYPE TEMPLATE | TWR.132PC.TMPL.A001 | ZSPR_ACT | ZSPR | MT | 4.407 | 391412.11 | INR
2000 | Central Zone, Bhubaneswar | 2400 | EHT(Construction) Circle,BBSR | 2402 | EHT(Construction)Division, | C523 | Construction Sub-Division Kendrapara | 3000003499 | 220 KV UR TYPE NMTL DESIGN STUB | TWR.132UR.STUB.F001 | ZSPR_ACT | ZSPR | MT | 3.338 | 300837.25 | INR
2000 | Central Zone, Bhubaneswar | 2400 | EHT(Construction) Circle,BBSR | 2402 | EHT(Construction)Division, | C523 | Construction Sub-Division Kendrapara | 3000003529 | 220 KV OC+ 15 TYPE TEMPLATE | TWR.220OC+15.TMPL.A001 | ZSPR_ACT | ZSPR | MT | 14.333 | 1097162.49 | INR
2000 | Central Zone, Bhubaneswar | 2400 | EHT(Construction) Circle,BBSR | 2402 | EHT(Construction)Division, | C523 | Construction Sub-Division Kendrapara | 3000003536 | 220 KV UR TYPE TEMPLATE | TWR.220UR.TMPL.A001 | ZSPR_ACT | ZSPR | MT | 13.284 | 1171502.68 | INR
2000 | Central Zone, Bhubaneswar | 2400 | EHT(Construction) Circle,BBSR | 2402 | EHT(Construction)Division, | C523 | Construction Sub-Division Kendrapara | 3000003556 | ANTICLIMBING DEVICE FOR TOWER | TWR.ANTI.CD.A001 | ZSPR_ACT | ZSPR | KG | 35 | 6440 | INR
2000 | Central Zone, Bhubaneswar | 2400 | EHT(Construction) Circle,BBSR | 2402 | EHT(Construction)Division, | C523 | Construction Sub-Division Kendrapara | 3000003557 | BIRD GUARD | TWR.BD.GRD.A001 | ZSPR_ACT | ZSPR | NOS | 62 | 28954 | INR
2000 | Central Zone, Bhubaneswar | 2400 | EHT(Construction) Circle,BBSR | 2402 | EHT(Construction)Division, | C523 | Construction Sub-Division Kendrapara | 3000003558 | TOWER CIRCUIT PLATE | TWR.CKT.PLT.A001 | ZSPR_ACT | ZSPR | NOS | 2 | 388 | INR
2000 | Central Zone, Bhubaneswar | 2400 | EHT(Construction) Circle,BBSR | 2402 | EHT(Construction)Division, | C523 | Construction Sub-Division Kendrapara | 3000003578 | TOWER NUMBER PLATE | TWR.NO.PLT.A001 | ZSPR_ACT | ZSPR | NOS | 1 | 130 | INR
2000 | Central Zone, Bhubaneswar | 2400 | EHT(Construction) Circle,BBSR | 2402 | EHT(Construction)Division, | C523 | Construction Sub-Division Kendrapara | 3000003584 | U' BOLT | TWR.UBOLT.A001 | ZSPR_ACT | ZSPR | KG | 2 | 780.45 | INR
2000 | Central Zone, Bhubaneswar | 2400 | EHT(Construction) Circle,BBSR | 2402 | EHT(Construction)Division, | C523 | Construction Sub-Division Kendrapara | 3000003723 | Stub for 220 KV OC type tower | TWR.220OC.STUB.A001 | ZSPR_ACT | ZSPR | MT | 3.864 | 346744.78 | INR
2000 | Central Zone, Bhubaneswar | 2400 | EHT(Construction) Circle,BBSR | 2402 | EHT(Construction)Division, | C523 | Construction Sub-Division Kendrapara | 4000000051 | D' SHACKLE OF DIFFERENT SIZES | TNP.DSHAKLE.A006 | ZTNP_ACT | ZTNP | NOS | 4 | 1744.8 | INR
2000 | Central Zone, Bhubaneswar | 2400 | EHT(Construction) Circle,BBSR | 2403 | EHT(Construction) Division, | C532 | Construction Sub-Division Kiakata | 1000000016 | ACSR PANTHER CONDUCTOR | COND.ACSR.A002 | ZCAP_ACT | ZCAP | KM | 4.5 | 791680.07 | INR
2000 | Central Zone, Bhubaneswar | 2400 | EHT(Construction) Circle,BBSR | 2403 | EHT(Construction) Division, | C533 | Construction Sub-Division Angul | 1000000273 | 400 KV DD TYPE STUB (JYOTI DESIGN.)(MS) | TWR.400DD.STUB.A001 | ZCAP_ACT | ZCAP | MT | 3.606 | 240754.34 | INR
2000 | Central Zone, Bhubaneswar | 2400 | EHT(Construction) Circle,BBSR | 2403 | EHT(Construction) Division, | C532 | Construction Sub-Division Kiakata | 3000000009 | 220V 350AH Battery set | BAT.PLANTE.A005 | ZSPR_ACT | ZSPR | SET | 1 | 2541042.84 | INR
2000 | Central Zone, Bhubaneswar | 2400 | EHT(Construction) Circle,BBSR | 2403 | EHT(Construction) Division, | C532 | Construction Sub-Division Kiakata | 3000000427 | PA ROD ACSR PANTHER IN SET | COND.ACCES.B002 | ZSPR_ACT | ZSPR | NOS | 42 | 27522.6 | INR
2000 | Central Zone, Bhubaneswar | 2400 | EHT(Construction) Circle,BBSR | 2403 | EHT(Construction) Division, | C532 | Construction Sub-Division Kiakata | 3000000961 | 120KN 132 KV SILICON RUBBER LR INSULATOR | INS.S.RUBBERLR.D002 | ZSPR_ACT | ZSPR | NOS | 10 | 29039.8 | INR
2000 | Central Zone, Bhubaneswar | 2400 | EHT(Construction) Circle,BBSR | 2403 | EHT(Construction) Division, | C532 | Construction Sub-Division Kiakata | 3000001154 | NUTS AND BOLTS | NBW.ASRT.GINB.A001 | ZSPR_ACT | ZSPR | KG | 178 | 23695.51 | INR
2000 | Central Zone, Bhubaneswar | 2400 | EHT(Construction) Circle,BBSR | 2403 | EHT(Construction) Division, | C533 | Construction Sub-Division Angul | 3000001263 | Different size HDG Nut bolt | NBW.HTNB.A002 | ZSPR_ACT | ZSPR | KG | 104.82 | 13022.21 | INR
2000 | Central Zone, Bhubaneswar | 2400 | EHT(Construction) Circle,BBSR | 2403 | EHT(Construction) Division, | C532 | Construction Sub-Division Kiakata | 3000003398 | Equipment structure of 132kV SI w/o ES | STRS.132EQPT.A015 | ZSPR_ACT | ZSPR | MT | 3.212 | 330867.32 | INR
2000 | Central Zone, Bhubaneswar | 2400 | EHT(Construction) Circle,BBSR | 2403 | EHT(Construction) Division, | C532 | Construction Sub-Division Kiakata | 3000003399 | Equipment structure of 132kV DI w/o ES | STRS.132EQPT.A016 | ZSPR_ACT | ZSPR | MT | 4.717 | 391114.06 | INR
2000 | Central Zone, Bhubaneswar | 2400 | EHT(Construction) Circle,BBSR | 2403 | EHT(Construction) Division, | C532 | Construction Sub-Division Kiakata | 3000003400 | Equipment structure of LA/SA for 132KV | STRS.132EQPT.A017 | ZSPR_ACT | ZSPR | MT | 0.563 | 60454.94 | INR
2000 | Central Zone, Bhubaneswar | 2400 | EHT(Construction) Circle,BBSR | 2403 | EHT(Construction) Division, | C532 | Construction Sub-Division Kiakata | 3000003436 | Equipment structure of PT/IVT for 33KV | STRS.33EQPT.A011 | ZSPR_ACT | ZSPR | MT | 0.477 | 51220.26 | INR
2000 | Central Zone, Bhubaneswar | 2400 | EHT(Construction) Circle,BBSR | 2403 | EHT(Construction) Division, | C532 | Construction Sub-Division Kiakata | 3000003437 | Equipment structure-33kV SI w/o ES | STRS.33EQPT.A012 | ZSPR_ACT | ZSPR | MT | 2.691 | 250465.68 | INR
2000 | Central Zone, Bhubaneswar | 2400 | EHT(Construction) Circle,BBSR | 2403 | EHT(Construction) Division, | C532 | Construction Sub-Division Kiakata | 3000003438 | Equipment structure-33kV DI w/o ES | STRS.33EQPT.A013 | ZSPR_ACT | ZSPR | MT | 2.585 | 252130.65 | INR
2000 | Central Zone, Bhubaneswar | 2400 | EHT(Construction) Circle,BBSR | 2403 | EHT(Construction) Division, | C532 | Construction Sub-Division Kiakata | 3000003440 | Equipment structure of PI for 33KV | STRS.33EQPT.A017 | ZSPR_ACT | ZSPR | MT | 0.4 | 31997 | INR
3000 | Northern Zone, Balasore | 3100 | EHT (O&M) Circle, Balasore | 3101 | E&MR Division, Balasore | N116 | E&MR Sub-Division Jajpur Road | 4000000008 | Water Purifier-RO+UV+UF type | TNP. W.PURIFIER.A001 | ZTNP_ACT | ZTNP | NOS | 1 | 23090 | INR
3000 | Northern Zone, Balasore | 3100 | EHT (O&M) Circle, Balasore | 3102 | EHT (O&M) Division, Balasore | N122 | 220/132/33 kV T/L S/S S/D Balasore | 1000000000 | 132KV SF6 CB with Strcture | BKR.145SF6.G.P.AI08 | ZCAP_US | ZCAP | NOS | 1 | 550551.22 | INR
3000 | Northern Zone, Balasore | 3100 | EHT (O&M) Circle, Balasore | 3102 | EHT (O&M) Division, Balasore | N122 | 220/132/33 kV T/L S/S S/D Balasore | 1000000002 | 220KV SF6 CB with Structure | BKR.245SF6.S.S.K001 | ZCAP_ACT | ZCAP | NOS | 2 | 2260000 | INR
3000 | Northern Zone, Balasore | 3100 | EHT (O&M) Circle, Balasore | 3102 | EHT (O&M) Division, Balasore | N128 | 132/33 kV S/S S/D Jaleswar | 1000000004 | 36KV VCB with Structure | BKR.36VCB.G.S.F005 | ZCAP_US | ZCAP | NOS | 2 | 0 | INR
3000 | Northern Zone, Balasore | 3100 | EHT (O&M) Circle, Balasore | 3102 | EHT (O&M) Division, Balasore | N123 | 220 kV Line S/D Balasore | 1000000014 | AAAC ZEBRA CONDUCTOR | COND.AAAC.A002 | ZCAP_ACT | ZCAP | KM | 0.756 | 154670.86 | INR
3000 | Northern Zone, Balasore | 3100 | EHT (O&M) Circle, Balasore | 3102 | EHT (O&M) Division, Balasore | N123 | 220 kV Line S/D Balasore | 1000000014 | AAAC ZEBRA CONDUCTOR | COND.AAAC.A002 | ZCAP_ACT | ZCAP | KM | 0.392 | 80199.7 | INR
3000 | Northern Zone, Balasore | 3100 | EHT (O&M) Circle, Balasore | 3102 | EHT (O&M) Division, Balasore | NL28 | 132/33 KV GSS Jaleswar_Line | 1000000016 | ACSR PANTHER CONDUCTOR | COND.ACSR.A002 | ZCAP_ACT | ZCAP | KM | 0.223 | 38408.01 | INR
3000 | Northern Zone, Balasore | 3100 | EHT (O&M) Circle, Balasore | 3102 | EHT (O&M) Division, Balasore | NL28 | 132/33 KV GSS Jaleswar_Line | 1000000016 | ACSR PANTHER CONDUCTOR | COND.ACSR.A002 | ZCAP_US | ZCAP | KM | 1.28 | 68391.82 | INR
3000 | Northern Zone, Balasore | 3100 | EHT (O&M) Circle, Balasore | 3102 | EHT (O&M) Division, Balasore | N1L2 | 220/132/33 kV T/L S/S S/D Balasore_Line | 1000000016 | ACSR PANTHER CONDUCTOR | COND.ACSR.A002 | ZCAP_ACT | ZCAP | KM | 0.11 | 18945.66 | INR
3000 | Northern Zone, Balasore | 3100 | EHT (O&M) Circle, Balasore | 3102 | EHT (O&M) Division, Balasore | N124 | 132/33 kV T/L S/S S/D Soro | 1000000016 | ACSR PANTHER CONDUCTOR | COND.ACSR.A002 | ZCAP_ACT | ZCAP | KM | 0.07 | 12056.33 | INR
3000 | Northern Zone, Balasore | 3100 | EHT (O&M) Circle, Balasore | 3102 | EHT (O&M) Division, Balasore | N123 | 220 kV Line S/D Balasore | 1000000016 | ACSR PANTHER CONDUCTOR | COND.ACSR.A002 | ZCAP_ACT | ZCAP | KM | 1.382 | 238026.35 | INR
3000 | Northern Zone, Balasore | 3100 | EHT (O&M) Circle, Balasore | 3102 | EHT (O&M) Division, Balasore | NL28 | 132/33 KV GSS Jaleswar_Line | 1000000016 | ACSR PANTHER CONDUCTOR | COND.ACSR.A002 | ZCAP_ACT | ZCAP | KM | 2.045 | 352217 | INR
3000 | Northern Zone, Balasore | 3100 | EHT (O&M) Circle, Balasore | 3102 | EHT (O&M) Division, Balasore | N124 | 132/33 kV T/L S/S S/D Soro | 1000000016 | ACSR PANTHER CONDUCTOR | COND.ACSR.A002 | ZCAP_ACT | ZCAP | KM | 0.019 | 3272.43 | INR
3000 | Northern Zone, Balasore | 3100 | EHT (O&M) Circle, Balasore | 3102 | EHT (O&M) Division, Balasore | NL28 | 132/33 KV GSS Jaleswar_Line | 1000000016 | ACSR PANTHER CONDUCTOR | COND.ACSR.A002 | ZCAP_ACT | ZCAP | KM | 4.429 | 762821.06 | INR
3000 | Northern Zone, Balasore | 3100 | EHT (O&M) Circle, Balasore | 3102 | EHT (O&M) Division, Balasore | N122 | 220/132/33 kV T/L S/S S/D Balasore | 1000000017 | ACSR ZEBRA CONDUCTOR | COND.ACSR.A003 | ZCAP_US | ZCAP | KM | 0.935 | 88752.68 | INR
3000 | Northern Zone, Balasore | 3100 | EHT (O&M) Circle, Balasore | 3102 | EHT (O&M) Division, Balasore | N123 | 220 kV Line S/D Balasore | 1000000017 | ACSR ZEBRA CONDUCTOR | COND.ACSR.A003 | ZCAP_SCRAP | ZCAP | KM | 0.433 | 4.33 | INR
3000 | Northern Zone, Balasore | 3100 | EHT (O&M) Circle, Balasore | 3102 | EHT (O&M) Division, Balasore | N128 | 132/33 kV S/S S/D Jaleswar | 1000000017 | ACSR ZEBRA CONDUCTOR | COND.ACSR.A003 | ZCAP_ACT | ZCAP | KM | 0.02 | 621.2 | INR
3000 | Northern Zone, Balasore | 3100 | EHT (O&M) Circle, Balasore | 3102 | EHT (O&M) Division, Balasore | N126 | 132/33 kV S/S S/D Somanathpur | 1000000017 | ACSR ZEBRA CONDUCTOR | COND.ACSR.A003 | ZCAP_ACT | ZCAP | KM | 0.028 | 869.68 | INR
3000 | Northern Zone, Balasore | 3100 | EHT (O&M) Circle, Balasore | 3102 | EHT (O&M) Division, Balasore | N124 | 132/33 kV T/L S/S S/D Soro | 1000000017 | ACSR ZEBRA CONDUCTOR | COND.ACSR.A003 | ZCAP_ACT | ZCAP | KM | 0.097 | 3012.8 | INR
3000 | Northern Zone, Balasore | 3100 | EHT (O&M) Circle, Balasore | 3102 | EHT (O&M) Division, Balasore | N127 | 132/33 kV T/L S/S S/D Basta | 1000000017 | ACSR ZEBRA CONDUCTOR | COND.ACSR.A003 | ZCAP_US | ZCAP | KM | 0.09 | 8543.04 | INR
3000 | Northern Zone, Balasore | 3100 | EHT (O&M) Circle, Balasore | 3102 | EHT (O&M) Division, Balasore | N128 | 132/33 kV S/S S/D Jaleswar | 1000000017 | ACSR ZEBRA CONDUCTOR | COND.ACSR.A003 | ZCAP_US | ZCAP | KM | 0.16 | 15187.63 | INR
3000 | Northern Zone, Balasore | 3100 | EHT (O&M) Circle, Balasore | 3102 | EHT (O&M) Division, Balasore | N122 | 220/132/33 kV T/L S/S S/D Balasore | 1000000017 | ACSR ZEBRA CONDUCTOR | COND.ACSR.A003 | ZCAP_ACT | ZCAP | KM | 1.147 | 35625.62 | INR
3000 | Northern Zone, Balasore | 3100 | EHT (O&M) Circle, Balasore | 3102 | EHT (O&M) Division, Balasore | N122 | 220/132/33 kV T/L S/S S/D Balasore | 1000000018 | ACSR MOOSE CONDUCTOR | COND.ACSR.A004 | ZCAP_US | ZCAP | KM | 0.037 | 3700 | INR
3000 | Northern Zone, Balasore | 3100 | EHT (O&M) Circle, Balasore | 3102 | EHT (O&M) Division, Balasore | N129 | 132/33 kV Bhogarai | 1000000018 | ACSR MOOSE CONDUCTOR | COND.ACSR.A004 | ZCAP_ACT | ZCAP | KM | 0.01 | 1397.14 | INR
3000 | Northern Zone, Balasore | 3100 | EHT (O&M) Circle, Balasore | 3102 | EHT (O&M) Division, Balasore | N124 | 132/33 kV T/L S/S S/D Soro | 1000000024 | 132KV 2CORE NCTOF PRIMARY CURRENT 200A | CT.132NCT200.B001 | ZCAP_ACT | ZCAP | NOS | 1 | 377760 | INR
3000 | Northern Zone, Balasore | 3100 | EHT (O&M) Circle, Balasore | 3102 | EHT (O&M) Division, Balasore | N122 | 220/132/33 kV T/L S/S S/D Balasore | 1000000029 | 36KV 1CORE NCTOF PRIMARY CURRENT 300A | CT.36NCT300.A001 | ZCAP_ACT | ZCAP | NOS | 1 | 21336 | INR
3000 | Northern Zone, Balasore | 3100 | EHT (O&M) Circle, Balasore | 3102 | EHT (O&M) Division, Balasore | N124 | 132/33 kV T/L S/S S/D Soro | 1000000030 | 36KV 1CORE NCTOF PRIMARY CURRENT 400A | CT.36NCT400.A001 | ZCAP_SCRAP | ZCAP | NOS | 1 | 12670.75 | INR
3000 | Northern Zone, Balasore | 3100 | EHT (O&M) Circle, Balasore | 3102 | EHT (O&M) Division, Balasore | N127 | 132/33 kV T/L S/S S/D Basta | 1000000031 | NCT600/1A current 600A & secondary 1A | CT.36NCT600.A001 | ZCAP_ACT | ZCAP | NOS | 1 | 1 | INR
3000 | Northern Zone, Balasore | 3100 | EHT (O&M) Circle, Balasore | 3102 | EHT (O&M) Division, Balasore | N129 | 132/33 kV Bhogarai | 1000000034 | 36KV 2C NCTOF RATIO 800-400-200/1-1A | CT.36NCT800.A002 | ZCAP_US | ZCAP | NOS | 1 | 2 | INR
3000 | Northern Zone, Balasore | 3100 | EHT (O&M) Circle, Balasore | 3102 | EHT (O&M) Division, Balasore | N129 | 132/33 kV Bhogarai | 1000000034 | 36KV 2C NCTOF RATIO 800-400-200/1-1A | CT.36NCT800.A002 | ZCAP_SCRAP | ZCAP | NOS | 1 | 2 | INR
3000 | Northern Zone, Balasore | 3100 | EHT (O&M) Circle, Balasore | 3102 | EHT (O&M) Division, Balasore | N129 | 132/33 kV Bhogarai | 1000000034 | 36KV 2C NCTOF RATIO 800-400-200/1-1A | CT.36NCT800.A002 | ZCAP_ACT | ZCAP | NOS | 1 | 45636 | INR
3000 | Northern Zone, Balasore | 3100 | EHT (O&M) Circle, Balasore | 3102 | EHT (O&M) Division, Balasore | N127 | 132/33 kV T/L S/S S/D Basta | 1000000045 | 132KV CT OF RATIO 400-200-100/1-1-1-1A | CT1.132OIL400.C004 | ZCAP_ACT | ZCAP | NOS | 1 | 32198.43 | INR
3000 | Northern Zone, Balasore | 3100 | EHT (O&M) Circle, Balasore | 3102 | EHT (O&M) Division, Balasore | N128 | 132/33 kV S/S S/D Jaleswar | 1000000045 | 132KV CT OF RATIO 400-200-100/1-1-1-1A | CT1.132OIL400.C004 | ZCAP_US | ZCAP | NOS | 1 | 1 | INR
3000 | Northern Zone, Balasore | 3100 | EHT (O&M) Circle, Balasore | 3102 | EHT (O&M) Division, Balasore | N128 | 132/33 kV S/S S/D Jaleswar | 1000000045 | 132KV CT OF RATIO 400-200-100/1-1-1-1A | CT1.132OIL400.C004 | ZCAP_ACT | ZCAP | NOS | 1 | 32198.43 | INR
3000 | Northern Zone, Balasore | 3100 | EHT (O&M) Circle, Balasore | 3102 | EHT (O&M) Division, Balasore | N122 | 220/132/33 kV T/L S/S S/D Balasore | 1000000045 | 132KV CT OF RATIO 400-200-100/1-1-1-1A | CT1.132OIL400.C004 | ZCAP_ACT | ZCAP | NOS | 2 | 64396.86 | INR
3000 | Northern Zone, Balasore | 3100 | EHT (O&M) Circle, Balasore | 3102 | EHT (O&M) Division, Balasore | N122 | 220/132/33 kV T/L S/S S/D Balasore | 1000000049 | 132KV CT OF RATIO 800-400-200/1-1-1A | CT1.132OIL800.C003 | ZCAP_ACT | ZCAP | NOS | 2 | 235410 | INR
3000 | Northern Zone, Balasore | 3100 | EHT (O&M) Circle, Balasore | 3102 | EHT (O&M) Division, Balasore | N129 | 132/33 kV Bhogarai | 1000000049 | 132KV CT OF RATIO 800-400-200/1-1-1A | CT1.132OIL800.C003 | ZCAP_US | ZCAP | NOS | 3 | 3 | INR
3000 | Northern Zone, Balasore | 3100 | EHT (O&M) Circle, Balasore | 3102 | EHT (O&M) Division, Balasore | N127 | 132/33 kV T/L S/S S/D Basta | 1000000050 | 132KV CT 800-400-200/1-1-1-1A 0-2s | CT1.132OIL800.C004 | ZCAP_ACT | ZCAP | NOS | 2 | 165682.44 | INR
3000 | Northern Zone, Balasore | 3100 | EHT (O&M) Circle, Balasore | 3102 | EHT (O&M) Division, Balasore | N129 | 132/33 kV Bhogarai | 1000000051 | 132 KV CT(800-400-200/1-1-1-1A) | CT1.145OIL800.C004 | ZCAP_ACT | ZCAP | NOS | 1 | 136098.64 | INR
3000 | Northern Zone, Balasore | 3100 | EHT (O&M) Circle, Balasore | 3102 | EHT (O&M) Division, Balasore | N124 | 132/33 kV T/L S/S S/D Soro | 1000000051 | 132 KV CT(800-400-200/1-1-1-1A) | CT1.145OIL800.C004 | ZCAP_US | ZCAP | NOS | 1 | 70376.73 | INR
3000 | Northern Zone, Balasore | 3100 | EHT (O&M) Circle, Balasore | 3102 | EHT (O&M) Division, Balasore | N129 | 132/33 kV Bhogarai | 1000000051 | 132 KV CT(800-400-200/1-1-1-1A) | CT1.145OIL800.C004 | ZCAP_US | ZCAP | NOS | 6 | 422260.41 | INR
3000 | Northern Zone, Balasore | 3100 | EHT (O&M) Circle, Balasore | 3102 | EHT (O&M) Division, Balasore | N122 | 220/132/33 kV T/L S/S S/D Balasore | 1000000051 | 132 KV CT(800-400-200/1-1-1-1A) | CT1.145OIL800.C004 | ZCAP_ACT | ZCAP | NOS | 2 | 272197.28 | INR
3000 | Northern Zone, Balasore | 3100 | EHT (O&M) Circle, Balasore | 3102 | EHT (O&M) Division, Balasore | N122 | 220/132/33 kV T/L S/S S/D Balasore | 1000000055 | 220KV CT OF 1200-600-300/1-1-1-1A | CT1.220OIL1200.C004 | ZCAP_ACT | ZCAP | NOS | 8 | 2686004.96 | INR
3000 | Northern Zone, Balasore | 3100 | EHT (O&M) Circle, Balasore | 3102 | EHT (O&M) Division, Balasore | N122 | 220/132/33 kV T/L S/S S/D Balasore | 1000000056 | 220KV CT OF RATIO 600-300-150/1-1-1-1-1A | CT1.220OIL600.C005 | ZCAP_ACT | ZCAP | NOS | 5 | 750000 | INR
3000 | Northern Zone, Balasore | 3100 | EHT (O&M) Circle, Balasore | 3102 | EHT (O&M) Division, Balasore | N122 | 220/132/33 kV T/L S/S S/D Balasore | 1000000058 | 36KV OIL 1200-600-300/1-1-1A CT | CT1.36OIL1200.C003 | ZCAP_ACT | ZCAP | NOS | 2 | 53506.4 | INR
3000 | Northern Zone, Balasore | 3100 | EHT (O&M) Circle, Balasore | 3102 | EHT (O&M) Division, Balasore | N127 | 132/33 kV T/L S/S S/D Basta | 1000000062 | 36KV CT OF RATIO 400-200-100/1-1-1A | CT1.36OIL400.C003 | ZCAP_ACT | ZCAP | NOS | 1 | 24709.76 | INR
3000 | Northern Zone, Balasore | 3100 | EHT (O&M) Circle, Balasore | 3102 | EHT (O&M) Division, Balasore | N124 | 132/33 kV T/L S/S S/D Soro | 1000000062 | 36KV CT OF RATIO 400-200-100/1-1-1A | CT1.36OIL400.C003 | ZCAP_ACT | ZCAP | NOS | 4 | 98839.04 | INR
3000 | Northern Zone, Balasore | 3100 | EHT (O&M) Circle, Balasore | 3102 | EHT (O&M) Division, Balasore | N122 | 220/132/33 kV T/L S/S S/D Balasore | 1000000062 | 36KV CT OF RATIO 400-200-100/1-1-1A | CT1.36OIL400.C003 | ZCAP_ACT | ZCAP | NOS | 1 | 24709.76 | INR
3000 | Northern Zone, Balasore | 3100 | EHT (O&M) Circle, Balasore | 3102 | EHT (O&M) Division, Balasore | N128 | 132/33 kV S/S S/D Jaleswar | 1000000062 | 36KV CT OF RATIO 400-200-100/1-1-1A | CT1.36OIL400.C003 | ZCAP_US | ZCAP | NOS | 3 | 74129.28 | INR
3000 | Northern Zone, Balasore | 3100 | EHT (O&M) Circle, Balasore | 3102 | EHT (O&M) Division, Balasore | N122 | 220/132/33 kV T/L S/S S/D Balasore | 1000000062 | 36KV CT OF RATIO 400-200-100/1-1-1A | CT1.36OIL400.C003 | ZCAP_US | ZCAP | NOS | 2 | 49419.52 | INR
3000 | Northern Zone, Balasore | 3100 | EHT (O&M) Circle, Balasore | 3102 | EHT (O&M) Division, Balasore | N122 | 220/132/33 kV T/L S/S S/D Balasore | 1000000063 | 36KV CT OF RATIO 600-300-150/1-1-1A | CT1.36OIL600.C003 | ZCAP_ACT | ZCAP | NOS | 2 | 20000 | INR
3000 | Northern Zone, Balasore | 3100 | EHT (O&M) Circle, Balasore | 3102 | EHT (O&M) Division, Balasore | N122 | 220/132/33 kV T/L S/S S/D Balasore | 1000000064 | 36KV CT 800-400-200/1-1-1A 0.2s | CT1.36OIL800.B003 | ZCAP_ACT | ZCAP | NOS | 6 | 232410.31 | INR
3000 | Northern Zone, Balasore | 3100 | EHT (O&M) Circle, Balasore | 3102 | EHT (O&M) Division, Balasore | N129 | 132/33 kV Bhogarai | 1000000064 | 36KV CT 800-400-200/1-1-1A 0.2s | CT1.36OIL800.B003 | ZCAP_SCRAP | ZCAP | NOS | 3 | 116205.16 | INR
3000 | Northern Zone, Balasore | 3100 | EHT (O&M) Circle, Balasore | 3102 | EHT (O&M) Division, Balasore | N129 | 132/33 kV Bhogarai | 1000000064 | 36KV CT 800-400-200/1-1-1A 0.2s | CT1.36OIL800.B003 | ZCAP_ACT | ZCAP | NOS | 1 | 38735.05 | INR
3000 | Northern Zone, Balasore | 3100 | EHT (O&M) Circle, Balasore | 3102 | EHT (O&M) Division, Balasore | N129 | 132/33 kV Bhogarai | 1000000064 | 36KV CT 800-400-200/1-1-1A 0.2s | CT1.36OIL800.B003 | ZCAP_US | ZCAP | NOS | 4 | 180762.9 | INR
3000 | Northern Zone, Balasore | 3100 | EHT (O&M) Circle, Balasore | 3102 | EHT (O&M) Division, Balasore | N128 | 132/33 kV S/S S/D Jaleswar | 1000000064 | 36KV CT 800-400-200/1-1-1A 0.2s | CT1.36OIL800.B003 | ZCAP_ACT | ZCAP | NOS | 2 | 77470.1 | INR
3000 | Northern Zone, Balasore | 3100 | EHT (O&M) Circle, Balasore | 3102 | EHT (O&M) Division, Balasore | N124 | 132/33 kV T/L S/S S/D Soro | 1000000066 | 33kV CT (800-400-200/1-1-1) | CT1.36OIL800.C003 | ZCAP_ACT | ZCAP | NOS | 1 | 65296.34 | INR
3000 | Northern Zone, Balasore | 3100 | EHT (O&M) Circle, Balasore | 3102 | EHT (O&M) Division, Balasore | N128 | 132/33 kV S/S S/D Jaleswar | 1000000066 | 33kV CT (800-400-200/1-1-1) | CT1.36OIL800.C003 | ZCAP_ACT | ZCAP | NOS | 6 | 391778.07 | INR
3000 | Northern Zone, Balasore | 3100 | EHT (O&M) Circle, Balasore | 3102 | EHT (O&M) Division, Balasore | N122 | 220/132/33 kV T/L S/S S/D Balasore | 1000000066 | 33kV CT (800-400-200/1-1-1) | CT1.36OIL800.C003 | ZCAP_SCRAP | ZCAP | NOS | 1 | 1 | INR
3000 | Northern Zone, Balasore | 3100 | EHT (O&M) Circle, Balasore | 3102 | EHT (O&M) Division, Balasore | N122 | 220/132/33 kV T/L S/S S/D Balasore | 1000000069 | 132KV CVT | CVT.132OIL.S.C003 | ZCAP_ACT | ZCAP | NOS | 8 | 1146981.78 | INR
3000 | Northern Zone, Balasore | 3100 | EHT (O&M) Circle, Balasore | 3102 | EHT (O&M) Division, Balasore | N126 | 132/33 kV S/S S/D Somanathpur | 1000000069 | 132KV CVT | CVT.132OIL.S.C003 | ZCAP_ACT | ZCAP | NOS | 2 | 286745.44 | INR
3000 | Northern Zone, Balasore | 3100 | EHT (O&M) Circle, Balasore | 3102 | EHT (O&M) Division, Balasore | N129 | 132/33 kV Bhogarai | 1000000069 | 132KV CVT | CVT.132OIL.S.C003 | ZCAP_ACT | ZCAP | NOS | 1 | 143372.72 | INR
3000 | Northern Zone, Balasore | 3100 | EHT (O&M) Circle, Balasore | 3102 | EHT (O&M) Division, Balasore | N127 | 132/33 kV T/L S/S S/D Basta | 1000000069 | 132KV CVT | CVT.132OIL.S.C003 | ZCAP_ACT | ZCAP | NOS | 1 | 143372.72 | INR
3000 | Northern Zone, Balasore | 3100 | EHT (O&M) Circle, Balasore | 3102 | EHT (O&M) Division, Balasore | N122 | 220/132/33 kV T/L S/S S/D Balasore | 1000000070 | 220 KV CVT | CVT.220OIL.S.B002 | ZCAP_ACT | ZCAP | NOS | 1 | 135100 | INR
3000 | Northern Zone, Balasore | 3100 | EHT (O&M) Circle, Balasore | 3102 | EHT (O&M) Division, Balasore | N122 | 220/132/33 kV T/L S/S S/D Balasore | 1000000070 | 220 KV CVT | CVT.220OIL.S.B002 | ZCAP_SCRAP | ZCAP | NOS | 1 | 1000 | INR
3000 | Northern Zone, Balasore | 3100 | EHT (O&M) Circle, Balasore | 3102 | EHT (O&M) Division, Balasore | N123 | 220 kV Line S/D Balasore | 1000000074 | 7/3.15 MM SIZE G.I. EARTH WIRE | EW.STEEL.A002 | ZCAP_ACT | ZCAP | KM | 2 | 19802.21 | INR
3000 | Northern Zone, Balasore | 3100 | EHT (O&M) Circle, Balasore | 3102 | EHT (O&M) Division, Balasore | NL28 | 132/33 KV GSS Jaleswar_Line | 1000000074 | 7/3.15 MM SIZE G.I. EARTH WIRE | EW.STEEL.A002 | ZCAP_ACT | ZCAP | KM | 0.184 | 1821.8 | INR
3000 | Northern Zone, Balasore | 3100 | EHT (O&M) Circle, Balasore | 3102 | EHT (O&M) Division, Balasore | N1L2 | 220/132/33 kV T/L S/S S/D Balasore_Line | 1000000074 | 7/3.15 MM SIZE G.I. EARTH WIRE | EW.STEEL.A002 | ZCAP_SCRAP | ZCAP | KM | 3.9 | 78000 | INR
3000 | Northern Zone, Balasore | 3100 | EHT (O&M) Circle, Balasore | 3102 | EHT (O&M) Division, Balasore | N122 | 220/132/33 kV T/L S/S S/D Balasore | 1000000077 | 132KV DI WITH DOUBLE BREAK W/O ES 800A | ISO.132DI.DB.A001 | ZCAP_ACT | ZCAP | SET | 1 | 150000 | INR
3000 | Northern Zone, Balasore | 3100 | EHT (O&M) Circle, Balasore | 3102 | EHT (O&M) Division, Balasore | N122 | 220/132/33 kV T/L S/S S/D Balasore | 1000000079 | 132KV DI WITH DOUBLE BREAK W/O ES 1250A | ISO.132DI.DB.A003 | ZCAP_US | ZCAP | SET | 1 | 50000 | INR
3000 | Northern Zone, Balasore | 3100 | EHT (O&M) Circle, Balasore | 3102 | EHT (O&M) Division, Balasore | N127 | 132/33 kV T/L S/S S/D Basta | 1000000081 | 132KV DI WITH DOUBLE BREAK WITH ES 1250A | ISO.132DI.DB.B003 | ZCAP_THEFT | ZCAP | SET | 1 | 200768.73 | INR
3000 | Northern Zone, Balasore | 3100 | EHT (O&M) Circle, Balasore | 3102 | EHT (O&M) Division, Balasore | N122 | 220/132/33 kV T/L S/S S/D Balasore | 1000000082 | 132KV DI with DB ES of 2000A | ISO.132DI.DB.B004 | ZCAP_ACT | ZCAP | SET | 1 | 130000 | INR
3000 | Northern Zone, Balasore | 3100 | EHT (O&M) Circle, Balasore | 3102 | EHT (O&M) Division, Balasore | N122 | 220/132/33 kV T/L S/S S/D Balasore | 1000000086 | 132KV 1200A SI W/O ES ISOLATORS | ISO.132SI.DB.A002 | ZCAP_US | ZCAP | SET | 1 | 10000 | INR
3000 | Northern Zone, Balasore | 3100 | EHT (O&M) Circle, Balasore | 3102 | EHT (O&M) Division, Balasore | N127 | 132/33 kV T/L S/S S/D Basta | 1000000087 | 132KV SI W/o ES OF 1250A | ISO.132SI.DB.F002 | ZCAP_THEFT | ZCAP | SET | 1 | 164260.35 | INR
3000 | Northern Zone, Balasore | 3100 | EHT (O&M) Circle, Balasore | 3102 | EHT (O&M) Division, Balasore | N122 | 220/132/33 kV T/L S/S S/D Balasore | 1000000087 | 132KV SI W/o ES OF 1250A | ISO.132SI.DB.F002 | ZCAP_US | ZCAP | SET | 1 | 164260.35 | INR
3000 | Northern Zone, Balasore | 3100 | EHT (O&M) Circle, Balasore | 3102 | EHT (O&M) Division, Balasore | N122 | 220/132/33 kV T/L S/S S/D Balasore | 1000000097 | 220KV SI WITH DB WITH ES OF 1200A | ISO.220SI.DB.B003 | ZCAP_ACT | ZCAP | SET | 1 | 306990 | INR
3000 | Northern Zone, Balasore | 3100 | EHT (O&M) Circle, Balasore | 3102 | EHT (O&M) Division, Balasore | N127 | 132/33 kV T/L S/S S/D Basta | 1000000105 | 33KV DI WITH DB W/O ES OF 1200A | ISO.33DI.DB.A005 | ZCAP_THEFT | ZCAP | SET | 1 | 57931.79 | INR
3000 | Northern Zone, Balasore | 3100 | EHT (O&M) Circle, Balasore | 3102 | EHT (O&M) Division, Balasore | N122 | 220/132/33 kV T/L S/S S/D Balasore | 1000000105 | 33KV DI WITH DB W/O ES OF 1200A | ISO.33DI.DB.A005 | ZCAP_US | ZCAP | SET | 1 | 57931.79 | INR
3000 | Northern Zone, Balasore | 3100 | EHT (O&M) Circle, Balasore | 3102 | EHT (O&M) Division, Balasore | N124 | 132/33 kV T/L S/S S/D Soro | 1000000105 | 33KV DI WITH DB W/O ES OF 1200A | ISO.33DI.DB.A005 | ZCAP_ACT | ZCAP | SET | 3 | 173795.37 | INR
3000 | Northern Zone, Balasore | 3100 | EHT (O&M) Circle, Balasore | 3102 | EHT (O&M) Division, Balasore | N128 | 132/33 kV S/S S/D Jaleswar | 1000000106 | 33 KV W/O E/S 2000A Double Isolator | ISO.33DI.DB.A006 | ZCAP_ACT | ZCAP | SET | 1 | 248821.27 | INR
3000 | Northern Zone, Balasore | 3100 | EHT (O&M) Circle, Balasore | 3102 | EHT (O&M) Division, Balasore | N128 | 132/33 kV S/S S/D Jaleswar | 1000000107 | 33KV DI WITH DB WITH ES OF 800A | ISO.33DI.DB.B001 | ZCAP_US | ZCAP | SET | 3 | 38251.5 | INR
3000 | Northern Zone, Balasore | 3100 | EHT (O&M) Circle, Balasore | 3102 | EHT (O&M) Division, Balasore | N127 | 132/33 kV T/L S/S S/D Basta | 1000000108 | 33KV DI WITH DB WITH ES OF 1200A | ISO.33DI.DB.B002 | ZCAP_THEFT | ZCAP | SET | 1 | 53372.3 | INR
3000 | Northern Zone, Balasore | 3100 | EHT (O&M) Circle, Balasore | 3102 | EHT (O&M) Division, Balasore | N124 | 132/33 kV T/L S/S S/D Soro | 1000000112 | 33KV SI WITH DOUBLE BRAK WITH ES OF 800A | ISO.33SI.DB.A001 | ZCAP_ACT | ZCAP | SET | 1 | 30000 | INR
3000 | Northern Zone, Balasore | 3100 | EHT (O&M) Circle, Balasore | 3102 | EHT (O&M) Division, Balasore | N122 | 220/132/33 kV T/L S/S S/D Balasore | 1000000113 | 33KV SI W/O ES OF 1250A | ISO.33SI.DB.A002 | ZCAP_US | ZCAP | SET | 2 | 100523.14 | INR
3000 | Northern Zone, Balasore | 3100 | EHT (O&M) Circle, Balasore | 3102 | EHT (O&M) Division, Balasore | N122 | 220/132/33 kV T/L S/S S/D Balasore | 1000000115 | 33 KV 2000A W/O E/S Single Isolator | ISO.33SI.DB.A005 | ZCAP_ACT | ZCAP | SET | 1 | 135094.31 | INR
3000 | Northern Zone, Balasore | 3100 | EHT (O&M) Circle, Balasore | 3102 | EHT (O&M) Division, Balasore | N128 | 132/33 kV S/S S/D Jaleswar | 1000000116 | 33KV SI WITH WITH ES OF 1250A | ISO.33SI.DB.B001 | ZCAP_US | ZCAP | SET | 3 | 173250 | INR
3000 | Northern Zone, Balasore | 3100 | EHT (O&M) Circle, Balasore | 3102 | EHT (O&M) Division, Balasore | N129 | 132/33 kV Bhogarai | 1000000119 | 132KV OIL SP 3C IVT/PT | IVT.132OIL.S.C003 | ZCAP_ACT | ZCAP | NOS | 1 | 159059.5 | INR
3000 | Northern Zone, Balasore | 3100 | EHT (O&M) Circle, Balasore | 3102 | EHT (O&M) Division, Balasore | N128 | 132/33 kV S/S S/D Jaleswar | 1000000119 | 132KV OIL SP 3C IVT/PT | IVT.132OIL.S.C003 | ZCAP_ACT | ZCAP | NOS | 1 | 159059.5 | INR
3000 | Northern Zone, Balasore | 3100 | EHT (O&M) Circle, Balasore | 3102 | EHT (O&M) Division, Balasore | N122 | 220/132/33 kV T/L S/S S/D Balasore | 1000000120 | 220KV OIL 2C IVT/PT | IVT.220OIL.S.B003 | ZCAP_ACT | ZCAP | NOS | 1 | 246522.8 | INR
3000 | Northern Zone, Balasore | 3100 | EHT (O&M) Circle, Balasore | 3102 | EHT (O&M) Division, Balasore | N122 | 220/132/33 kV T/L S/S S/D Balasore | 1000000120 | 220KV OIL 2C IVT/PT | IVT.220OIL.S.B003 | ZCAP_SCRAP | ZCAP | NOS | 2 | 2 | INR
3000 | Northern Zone, Balasore | 3100 | EHT (O&M) Circle, Balasore | 3102 | EHT (O&M) Division, Balasore | N128 | 132/33 kV S/S S/D Jaleswar | 1000000121 | 36KV OIL SP 1C IVT | IVT.36OIL.S.A001 | ZCAP_ACT | ZCAP | NOS | 1 | 34386.77 | INR
3000 | Northern Zone, Balasore | 3100 | EHT (O&M) Circle, Balasore | 3102 | EHT (O&M) Division, Balasore | N122 | 220/132/33 kV T/L S/S S/D Balasore | 1000000121 | 36KV OIL SP 1C IVT | IVT.36OIL.S.A001 | ZCAP_ACT | ZCAP | NOS | 8 | 275094.15 | INR
3000 | Northern Zone, Balasore | 3100 | EHT (O&M) Circle, Balasore | 3102 | EHT (O&M) Division, Balasore | N129 | 132/33 kV Bhogarai | 1000000121 | 36KV OIL SP 1C IVT | IVT.36OIL.S.A001 | ZCAP_ACT | ZCAP | NOS | 2 | 68773.54 | INR
3000 | Northern Zone, Balasore | 3100 | EHT (O&M) Circle, Balasore | 3102 | EHT (O&M) Division, Balasore | N127 | 132/33 kV T/L S/S S/D Basta | 1000000123 | 36KV POLY DRY TYPE SP 1C IVT | IVT.36POL.S.A001 | ZCAP_US | ZCAP | NOS | 2 | 2 | INR
3000 | Northern Zone, Balasore | 3100 | EHT (O&M) Circle, Balasore | 3102 | EHT (O&M) Division, Balasore | N129 | 132/33 kV Bhogarai | 1000000130 | 132KV SURGE ARRESTER OF 120 KV | SA.145MO.GL.A001 | ZCAP_ACT | ZCAP | NOS | 2 | 55178.43 | INR
3000 | Northern Zone, Balasore | 3100 | EHT (O&M) Circle, Balasore | 3102 | EHT (O&M) Division, Balasore | N124 | 132/33 kV T/L S/S S/D Soro | 1000000130 | 132KV SURGE ARRESTER OF 120 KV | SA.145MO.GL.A001 | ZCAP_ACT | ZCAP | NOS | 2 | 55178.43 | INR
3000 | Northern Zone, Balasore | 3100 | EHT (O&M) Circle, Balasore | 3102 | EHT (O&M) Division, Balasore | N122 | 220/132/33 kV T/L S/S S/D Balasore | 1000000130 | 132KV SURGE ARRESTER OF 120 KV | SA.145MO.GL.A001 | ZCAP_ACT | ZCAP | NOS | 3 | 82767.64 | INR
3000 | Northern Zone, Balasore | 3100 | EHT (O&M) Circle, Balasore | 3102 | EHT (O&M) Division, Balasore | N126 | 132/33 kV S/S S/D Somanathpur | 1000000130 | 132KV SURGE ARRESTER OF 120 KV | SA.145MO.GL.A001 | ZCAP_US | ZCAP | NOS | 2 | 2 | INR
3000 | Northern Zone, Balasore | 3100 | EHT (O&M) Circle, Balasore | 3102 | EHT (O&M) Division, Balasore | N122 | 220/132/33 kV T/L S/S S/D Balasore | 1000000130 | 132KV SURGE ARRESTER OF 120 KV | SA.145MO.GL.A001 | ZCAP_SCRAP | ZCAP | NOS | 1 | 200 | INR
3000 | Northern Zone, Balasore | 3100 | EHT (O&M) Circle, Balasore | 3102 | EHT (O&M) Division, Balasore | N127 | 132/33 kV T/L S/S S/D Basta | 1000000130 | 132KV SURGE ARRESTER OF 120 KV | SA.145MO.GL.A001 | ZCAP_US | ZCAP | NOS | 1 | 1 | INR
3000 | Northern Zone, Balasore | 3100 | EHT (O&M) Circle, Balasore | 3102 | EHT (O&M) Division, Balasore | N128 | 132/33 kV S/S S/D Jaleswar | 1000000130 | 132KV SURGE ARRESTER OF 120 KV | SA.145MO.GL.A001 | ZCAP_US | ZCAP | NOS | 1 | 1 | INR
3000 | Northern Zone, Balasore | 3100 | EHT (O&M) Circle, Balasore | 3102 | EHT (O&M) Division, Balasore | N122 | 220/132/33 kV T/L S/S S/D Balasore | 1000000132 | 220KV MO WITH RING SURGE ARRESTER | SA.245MO.WR.A005 | ZCAP_ACT | ZCAP | NOS | 6 | 327310.96 | INR
3000 | Northern Zone, Balasore | 3100 | EHT (O&M) Circle, Balasore | 3102 | EHT (O&M) Division, Balasore | N128 | 132/33 kV S/S S/D Jaleswar | 1000000134 | 36KV MO W/O SURGE ARRESTER | SA.36MO.WOR.A001 | ZCAP_US | ZCAP | NOS | 16 | 33096.24 | INR
3000 | Northern Zone, Balasore | 3100 | EHT (O&M) Circle, Balasore | 3102 | EHT (O&M) Division, Balasore | N129 | 132/33 kV Bhogarai | 1000000134 | 36KV MO W/O SURGE ARRESTER | SA.36MO.WOR.A001 | ZCAP_SCRAP | ZCAP | NOS | 3 | 14887.28 | INR
3000 | Northern Zone, Balasore | 3100 | EHT (O&M) Circle, Balasore | 3102 | EHT (O&M) Division, Balasore | N122 | 220/132/33 kV T/L S/S S/D Balasore | 1000000134 | 36KV MO W/O SURGE ARRESTER | SA.36MO.WOR.A001 | ZCAP_SCRAP | ZCAP | NOS | 1 | 4962.43 | INR
3000 | Northern Zone, Balasore | 3100 | EHT (O&M) Circle, Balasore | 3102 | EHT (O&M) Division, Balasore | N129 | 132/33 kV Bhogarai | 1000000134 | 36KV MO W/O SURGE ARRESTER | SA.36MO.WOR.A001 | ZCAP_ACT | ZCAP | NOS | 6 | 69453.9 | INR
3000 | Northern Zone, Balasore | 3100 | EHT (O&M) Circle, Balasore | 3102 | EHT (O&M) Division, Balasore | N127 | 132/33 kV T/L S/S S/D Basta | 1000000134 | 36KV MO W/O SURGE ARRESTER | SA.36MO.WOR.A001 | ZCAP_ACT | ZCAP | NOS | 2 | 23151.3 | INR
3000 | Northern Zone, Balasore | 3100 | EHT (O&M) Circle, Balasore | 3102 | EHT (O&M) Division, Balasore | N126 | 132/33 kV S/S S/D Somanathpur | 1000000134 | 36KV MO W/O SURGE ARRESTER | SA.36MO.WOR.A001 | ZCAP_ACT | ZCAP | NOS | 4 | 46302.6 | INR
3000 | Northern Zone, Balasore | 3100 | EHT (O&M) Circle, Balasore | 3102 | EHT (O&M) Division, Balasore | N122 | 220/132/33 kV T/L S/S S/D Balasore | 1000000134 | 36KV MO W/O SURGE ARRESTER | SA.36MO.WOR.A001 | ZCAP_ACT | ZCAP | NOS | 8 | 92605.22 | INR
3000 | Northern Zone, Balasore | 3100 | EHT (O&M) Circle, Balasore | 3102 | EHT (O&M) Division, Balasore | N124 | 132/33 kV T/L S/S S/D Soro | 1000000134 | 36KV MO W/O SURGE ARRESTER | SA.36MO.WOR.A001 | ZCAP_ACT | ZCAP | NOS | 4 | 46302.6 | INR
3000 | Northern Zone, Balasore | 3100 | EHT (O&M) Circle, Balasore | 3102 | EHT (O&M) Division, Balasore | N125 | 132/33 kV Grid S/S S/D Chandipur | 1000000134 | 36KV MO W/O SURGE ARRESTER | SA.36MO.WOR.A001 | ZCAP_ACT | ZCAP | NOS | 1 | 11575.65 | INR
3000 | Northern Zone, Balasore | 3100 | EHT (O&M) Circle, Balasore | 3102 | EHT (O&M) Division, Balasore | NL28 | 132/33 KV GSS Jaleswar_Line | 1000000197 | 132 KV PC TYPE TOWER | TWR.132PC.L.A001 | ZCAP_ACT | ZCAP | MT | 5.317 | 305281.4 | INR
3000 | Northern Zone, Balasore | 3100 | EHT (O&M) Circle, Balasore | 3102 | EHT (O&M) Division, Balasore | N1L2 | 220/132/33 kV T/L S/S S/D Balasore_Line | 1000000198 | 132 KV PC TYPE Tower with stub & cleat | TWR.132PC.L.A002 | ZCAP_US | ZCAP | MT | 4.631 | 108029.56 | INR
3000 | Northern Zone, Balasore | 3100 | EHT (O&M) Circle, Balasore | 3102 | EHT (O&M) Division, Balasore | N123 | 220 kV Line S/D Balasore | 1000000235 | 220 KV OB TYPE TOWER | TWR.220OB.L.A001 | ZCAP_ACT | ZCAP | MT | 13.14 | 661401.9 | INR
3000 | Northern Zone, Balasore | 3100 | EHT (O&M) Circle, Balasore | 3102 | EHT (O&M) Division, Balasore | N129 | 132/33 kV Bhogarai | 1000000301 | 10 PAIR TELEPHONE AJF | CBLE.TEL.AJF.A010 | ZCAP_ACT | ZCAP | KM | 0.5 | 57000 | INR
3000 | Northern Zone, Balasore | 3100 | EHT (O&M) Circle, Balasore | 3102 | EHT (O&M) Division, Balasore | N129 | 132/33 kV Bhogarai | 1000000304 | 4 PAIR TELEPHONE UA | CBLE.TEL.CU.UAR.A004 | ZCAP_ACT | ZCAP | KM | 0.3 | 32400 | INR
3000 | Northern Zone, Balasore | 3100 | EHT (O&M) Circle, Balasore | 3102 | EHT (O&M) Division, Balasore | N122 | 220/132/33 kV T/L S/S S/D Balasore | 1000000318 | 2.5 MM MS 2 C CONTROL CABLE ARM | CBLE.CTRL.AR.A002 | ZCAP_ACT | ZCAP | KM | 0.57 | 39680.04 | INR
3000 | Northern Zone, Balasore | 3100 | EHT (O&M) Circle, Balasore | 3102 | EHT (O&M) Division, Balasore | N129 | 132/33 kV Bhogarai | 1000000322 | MULTI FUNCTION METERS | RTU.MFM.A001 | ZCAP_ACT | ZCAP | NOS | 2 | 10000 | INR
3000 | Northern Zone, Balasore | 3100 | EHT (O&M) Circle, Balasore | 3102 | EHT (O&M) Division, Balasore | N126 | 132/33 kV S/S S/D Somanathpur | 2000000001 | COTTON WASTE | CNSM.COT.WASTE.A001 | ZCON_ACT | ZCON | KG | 2 | 186.9 | INR
3000 | Northern Zone, Balasore | 3100 | EHT (O&M) Circle, Balasore | 3102 | EHT (O&M) Division, Balasore | N125 | 132/33 kV Grid S/S S/D Chandipur | 2000000001 | COTTON WASTE | CNSM.COT.WASTE.A001 | ZCON_ACT | ZCON | KG | 1 | 93.45 | INR
3000 | Northern Zone, Balasore | 3100 | EHT (O&M) Circle, Balasore | 3102 | EHT (O&M) Division, Balasore | N125 | 132/33 kV Grid S/S S/D Chandipur | 2000000002 | COTTON OR MARKIN CLOTH | CNSM.COTTON.A001 | ZCON_ACT | ZCON | KM | 0.01 | 462 | INR
3000 | Northern Zone, Balasore | 3100 | EHT (O&M) Circle, Balasore | 3102 | EHT (O&M) Division, Balasore | N126 | 132/33 kV S/S S/D Somanathpur | 2000000002 | COTTON OR MARKIN CLOTH | CNSM.COTTON.A001 | ZCON_ACT | ZCON | KM | 0.015 | 693 | INR
3000 | Northern Zone, Balasore | 3100 | EHT (O&M) Circle, Balasore | 3102 | EHT (O&M) Division, Balasore | N125 | 132/33 kV Grid S/S S/D Chandipur | 2000000003 | CRC FLUID (IN BOTTLE) | CNSM.CRC.A001 | ZCON_ACT | ZCON | NOS | 2 | 918.04 | INR
3000 | Northern Zone, Balasore | 3100 | EHT (O&M) Circle, Balasore | 3102 | EHT (O&M) Division, Balasore | N126 | 132/33 kV S/S S/D Somanathpur | 2000000003 | CRC FLUID (IN BOTTLE) | CNSM.CRC.A001 | ZCON_ACT | ZCON | NOS | 2 | 918.04 | INR
3000 | Northern Zone, Balasore | 3100 | EHT (O&M) Circle, Balasore | 3102 | EHT (O&M) Division, Balasore | N125 | 132/33 kV Grid S/S S/D Chandipur | 2000000009 | GREASE | CNSM.GREASE.A001 | ZCON_ACT | ZCON | KG | 1 | 352.83 | INR
3000 | Northern Zone, Balasore | 3100 | EHT (O&M) Circle, Balasore | 3102 | EHT (O&M) Division, Balasore | N126 | 132/33 kV S/S S/D Somanathpur | 2000000009 | GREASE | CNSM.GREASE.A001 | ZCON_ACT | ZCON | KG | 0.5 | 176.41 | INR
3000 | Northern Zone, Balasore | 3100 | EHT (O&M) Circle, Balasore | 3102 | EHT (O&M) Division, Balasore | N122 | 220/132/33 kV T/L S/S S/D Balasore | 2000000012 | MOBIL | CNSM.MOBIL.A001 | ZCON_ACT | ZCON | L | 2 | 705.64 | INR
3000 | Northern Zone, Balasore | 3100 | EHT (O&M) Circle, Balasore | 3102 | EHT (O&M) Division, Balasore | N126 | 132/33 kV S/S S/D Somanathpur | 2000000012 | MOBIL | CNSM.MOBIL.A001 | ZCON_ACT | ZCON | L | 1 | 352.82 | INR
3000 | Northern Zone, Balasore | 3100 | EHT (O&M) Circle, Balasore | 3102 | EHT (O&M) Division, Balasore | N125 | 132/33 kV Grid S/S S/D Chandipur | 2000000012 | MOBIL | CNSM.MOBIL.A001 | ZCON_ACT | ZCON | L | 2 | 705.64 | INR
3000 | Northern Zone, Balasore | 3100 | EHT (O&M) Circle, Balasore | 3102 | EHT (O&M) Division, Balasore | N126 | 132/33 kV S/S S/D Somanathpur | 2000000013 | M Seal Compound | CNSM.MSEAL.A001 | ZCON_ACT | ZCON | KG | 0.5 | 146.91 | INR
3000 | Northern Zone, Balasore | 3100 | EHT (O&M) Circle, Balasore | 3102 | EHT (O&M) Division, Balasore | N125 | 132/33 kV Grid S/S S/D Chandipur | 2000000014 | PETROLIUM JELLY | CNSM.P.JELLY.A001 | ZCON_ACT | ZCON | KG | 1 | 588.82 | INR
3000 | Northern Zone, Balasore | 3100 | EHT (O&M) Circle, Balasore | 3102 | EHT (O&M) Division, Balasore | N126 | 132/33 kV S/S S/D Somanathpur | 2000000014 | PETROLIUM JELLY | CNSM.P.JELLY.A001 | ZCON_ACT | ZCON | KG | 1 | 588.82 | INR
3000 | Northern Zone, Balasore | 3100 | EHT (O&M) Circle, Balasore | 3102 | EHT (O&M) Division, Balasore | N126 | 132/33 kV S/S S/D Somanathpur | 2000000015 | ENAMEL YELLOW PAINT | CNSM.PAINT.A002 | ZCON_ACT | ZCON | L | 2 | 823.64 | INR
3000 | Northern Zone, Balasore | 3100 | EHT (O&M) Circle, Balasore | 3102 | EHT (O&M) Division, Balasore | N125 | 132/33 kV Grid S/S S/D Chandipur | 2000000015 | ENAMEL YELLOW PAINT | CNSM.PAINT.A002 | ZCON_ACT | ZCON | L | 2 | 823.64 | INR
3000 | Northern Zone, Balasore | 3100 | EHT (O&M) Circle, Balasore | 3102 | EHT (O&M) Division, Balasore | N126 | 132/33 kV S/S S/D Somanathpur | 2000000016 | ENAMEL BLUE PAINT | CNSM.PAINT.A003 | ZCON_ACT | ZCON | L | 2 | 823.64 | INR
3000 | Northern Zone, Balasore | 3100 | EHT (O&M) Circle, Balasore | 3102 | EHT (O&M) Division, Balasore | N125 | 132/33 kV Grid S/S S/D Chandipur | 2000000016 | ENAMEL BLUE PAINT | CNSM.PAINT.A003 | ZCON_ACT | ZCON | L | 2 | 823.64 | INR
3000 | Northern Zone, Balasore | 3100 | EHT (O&M) Circle, Balasore | 3102 | EHT (O&M) Division, Balasore | N125 | 132/33 kV Grid S/S S/D Chandipur | 2000000018 | ENAMEL RED PAINT | CNSM.PAINT.A005 | ZCON_ACT | ZCON | L | 2 | 823.64 | INR
3000 | Northern Zone, Balasore | 3100 | EHT (O&M) Circle, Balasore | 3102 | EHT (O&M) Division, Balasore | N126 | 132/33 kV S/S S/D Somanathpur | 2000000018 | ENAMEL RED PAINT | CNSM.PAINT.A005 | ZCON_ACT | ZCON | L | 2 | 823.64 | INR
3000 | Northern Zone, Balasore | 3100 | EHT (O&M) Circle, Balasore | 3102 | EHT (O&M) Division, Balasore | N125 | 132/33 kV Grid S/S S/D Chandipur | 2000000020 | Black enamel Paint | CNSM.PAINT.A016 | ZCON_ACT | ZCON | L | 4 | 1647.28 | INR
3000 | Northern Zone, Balasore | 3100 | EHT (O&M) Circle, Balasore | 3102 | EHT (O&M) Division, Balasore | N126 | 132/33 kV S/S S/D Somanathpur | 2000000020 | Black enamel Paint | CNSM.PAINT.A016 | ZCON_ACT | ZCON | L | 2 | 823.64 | INR
3000 | Northern Zone, Balasore | 3100 | EHT (O&M) Circle, Balasore | 3102 | EHT (O&M) Division, Balasore | N129 | 132/33 kV Bhogarai | 2000000022 | SILICAGEL | CNSM.SILICAGEL.A001 | ZCON_ACT | ZCON | KG | 70 | 19686.74 | INR
3000 | Northern Zone, Balasore | 3100 | EHT (O&M) Circle, Balasore | 3102 | EHT (O&M) Division, Balasore | N126 | 132/33 kV S/S S/D Somanathpur | 2000000022 | SILICAGEL | CNSM.SILICAGEL.A001 | ZCON_ACT | ZCON | KG | 25 | 7030.98 | INR
3000 | Northern Zone, Balasore | 3100 | EHT (O&M) Circle, Balasore | 3102 | EHT (O&M) Division, Balasore | N127 | 132/33 kV T/L S/S S/D Basta | 2000000022 | SILICAGEL | CNSM.SILICAGEL.A001 | ZCON_ACT | ZCON | KG | 25 | 7030.98 | INR
3000 | Northern Zone, Balasore | 3100 | EHT (O&M) Circle, Balasore | 3102 | EHT (O&M) Division, Balasore | N124 | 132/33 kV T/L S/S S/D Soro | 2000000022 | SILICAGEL | CNSM.SILICAGEL.A001 | ZCON_ACT | ZCON | KG | 30 | 8437.17 | INR
3000 | Northern Zone, Balasore | 3100 | EHT (O&M) Circle, Balasore | 3102 | EHT (O&M) Division, Balasore | N128 | 132/33 kV S/S S/D Jaleswar | 2000000022 | SILICAGEL | CNSM.SILICAGEL.A001 | ZCON_ACT | ZCON | KG | 25 | 7030.98 | INR
3000 | Northern Zone, Balasore | 3100 | EHT (O&M) Circle, Balasore | 3102 | EHT (O&M) Division, Balasore | N125 | 132/33 kV Grid S/S S/D Chandipur | 2000000022 | SILICAGEL | CNSM.SILICAGEL.A001 | ZCON_ACT | ZCON | KG | 25 | 7030.98 | INR
3000 | Northern Zone, Balasore | 3100 | EHT (O&M) Circle, Balasore | 3102 | EHT (O&M) Division, Balasore | N122 | 220/132/33 kV T/L S/S S/D Balasore | 2000000022 | SILICAGEL | CNSM.SILICAGEL.A001 | ZCON_ACT | ZCON | KG | 150 | 42185.87 | INR
3000 | Northern Zone, Balasore | 3100 | EHT (O&M) Circle, Balasore | 3102 | EHT (O&M) Division, Balasore | N122 | 220/132/33 kV T/L S/S S/D Balasore | 2000000048 | GI PIPE OF ASSORTED SIZE in KM | CVL.GI.PIPE.A017 | ZCON_ACT | ZCON | KM | 0.06 | 9360 | INR
3000 | Northern Zone, Balasore | 3100 | EHT (O&M) Circle, Balasore | 3102 | EHT (O&M) Division, Balasore | N122 | 220/132/33 kV T/L S/S S/D Balasore | 2000000085 | COMPLETE SET OF EMERGENCY LIGHT FITTING | ILWR.EM.FT.A001 | ZCON_ACT | ZCON | NOS | 1 | 177087 | INR
3000 | Northern Zone, Balasore | 3100 | EHT (O&M) Circle, Balasore | 3102 | EHT (O&M) Division, Balasore | N124 | 132/33 kV T/L S/S S/D Soro | 2000000087 | EXHAUST FAN | ILWR.FANACCS.E001 | ZCON_ACT | ZCON | NOS | 2 | 11177.84 | INR
3000 | Northern Zone, Balasore | 3100 | EHT (O&M) Circle, Balasore | 3102 | EHT (O&M) Division, Balasore | N129 | 132/33 kV Bhogarai | 2000000089 | LED STREET LIGHT FITTING | ILWR.FL.FT.A001 | ZCON_ACT | ZCON | NOS | 8 | 24308 | INR
3000 | Northern Zone, Balasore | 3100 | EHT (O&M) Circle, Balasore | 3102 | EHT (O&M) Division, Balasore | N129 | 132/33 kV Bhogarai | 2000000093 | 6A HRC Fuse Cylindrical with Carriers | ILWR.FUSE.A004 | ZCON_ACT | ZCON | NOS | 6 | 4323.6 | INR
3000 | Northern Zone, Balasore | 3100 | EHT (O&M) Circle, Balasore | 3102 | EHT (O&M) Division, Balasore | N129 | 132/33 kV Bhogarai | 2000000096 | HRC FUSE OF DIFFERENT RATINGS | ILWR.FUSE.B001 | ZCON_ACT | ZCON | NOS | 6 | 4632.42 | INR
3000 | Northern Zone, Balasore | 3100 | EHT (O&M) Circle, Balasore | 3102 | EHT (O&M) Division, Balasore | N122 | 220/132/33 kV T/L S/S S/D Balasore | 2000000102 | HRC Fuse, Rating-63A | ILWR.FUSE.B007 | ZCON_ACT | ZCON | NOS | 3 | 300 | INR
3000 | Northern Zone, Balasore | 3100 | EHT (O&M) Circle, Balasore | 3102 | EHT (O&M) Division, Balasore | N122 | 220/132/33 kV T/L S/S S/D Balasore | 2000000103 | 250A, 500V HRC Fuse | ILWR.FUSE.B012 | ZCON_ACT | ZCON | NOS | 2 | 400 | INR
3000 | Northern Zone, Balasore | 3100 | EHT (O&M) Circle, Balasore | 3102 | EHT (O&M) Division, Balasore | N122 | 220/132/33 kV T/L S/S S/D Balasore | 2000000146 | LED TYPE INDICATION LAMP (YELLOW) | ILWR.INDIC.LAMP.A0012 | ZCON_ACT | ZCON | NOS | 15 | 750 | INR
3000 | Northern Zone, Balasore | 3100 | EHT (O&M) Circle, Balasore | 3102 | EHT (O&M) Division, Balasore | N122 | 220/132/33 kV T/L S/S S/D Balasore | 2000000148 | LED TYPE INDICATION LAMP (WHITE) | ILWR.INDIC.LAMP.A003 | ZCON_ACT | ZCON | NOS | 3 | 150 | INR
3000 | Northern Zone, Balasore | 3100 | EHT (O&M) Circle, Balasore | 3102 | EHT (O&M) Division, Balasore | N129 | 132/33 kV Bhogarai | 2000000171 | GENERAL PURPOSE MCB | ILWR.MCB.B032 | ZCON_ACT | ZCON | NOS | 5 | 4170.21 | INR
3000 | Northern Zone, Balasore | 3100 | EHT (O&M) Circle, Balasore | 3102 | EHT (O&M) Division, Balasore | N122 | 220/132/33 kV T/L S/S S/D Balasore | 2000000171 | GENERAL PURPOSE MCB | ILWR.MCB.B032 | ZCON_ACT | ZCON | NOS | 42 | 35029.8 | INR
3000 | Northern Zone, Balasore | 3100 | EHT (O&M) Circle, Balasore | 3102 | EHT (O&M) Division, Balasore | N126 | 132/33 kV S/S S/D Somanathpur | 2000000201 | PVC INSULATION TAPE | ILWR.PVCTAPE.A001 | ZCON_ACT | ZCON | NOS | 5 | 82.6 | INR
3000 | Northern Zone, Balasore | 3100 | EHT (O&M) Circle, Balasore | 3102 | EHT (O&M) Division, Balasore | N125 | 132/33 kV Grid S/S S/D Chandipur | 2000000201 | PVC INSULATION TAPE | ILWR.PVCTAPE.A001 | ZCON_ACT | ZCON | NOS | 5 | 82.6 | INR
3000 | Northern Zone, Balasore | 3100 | EHT (O&M) Circle, Balasore | 3102 | EHT (O&M) Division, Balasore | N123 | 220 kV Line S/D Balasore | 2000000231 | HAND GLOVES STORAGE BAG | MISC.GLOVES.B001 | ZCON_ACT | ZCON | PAA | 2 | 395.46 | INR
3000 | Northern Zone, Balasore | 3100 | EHT (O&M) Circle, Balasore | 3102 | EHT (O&M) Division, Balasore | N122 | 220/132/33 kV T/L S/S S/D Balasore | 2000000244 | OIL SAMPLING BOTTLE / CONTAINER | MISC.OILSMPBOT.A001 | ZCON_ACT | ZCON | NOS | 2 | 1000 | INR
3000 | Northern Zone, Balasore | 3100 | EHT (O&M) Circle, Balasore | 3102 | EHT (O&M) Division, Balasore | N122 | 220/132/33 kV T/L S/S S/D Balasore | 2000000254 | Putty | CNSM.PUTTY.A001 | ZCON_ACT | ZCON | KG | 0.5 | 11139.2 | INR
3000 | Northern Zone, Balasore | 3100 | EHT (O&M) Circle, Balasore | 3102 | EHT (O&M) Division, Balasore | N125 | 132/33 kV Grid S/S S/D Chandipur | 2000000266 | Yellow Metal Primer | CNSM.PAINT.B006 | ZCON_ACT | ZCON | L | 3 | 810.66 | INR
3000 | Northern Zone, Balasore | 3100 | EHT (O&M) Circle, Balasore | 3102 | EHT (O&M) Division, Balasore | N126 | 132/33 kV S/S S/D Somanathpur | 2000000266 | Yellow Metal Primer | CNSM.PAINT.B006 | ZCON_ACT | ZCON | L | 2 | 540.44 | INR
3000 | Northern Zone, Balasore | 3100 | EHT (O&M) Circle, Balasore | 3102 | EHT (O&M) Division, Balasore | N122 | 220/132/33 kV T/L S/S S/D Balasore | 2000000266 | Yellow Metal Primer | CNSM.PAINT.B006 | ZCON_ACT | ZCON | L | 1 | 270.22 | INR
3000 | Northern Zone, Balasore | 3100 | EHT (O&M) Circle, Balasore | 3102 | EHT (O&M) Division, Balasore | N125 | 132/33 kV Grid S/S S/D Chandipur | 2000000292 | Sand/Emery paper |  | ZCON_ACT | ZCON | M | 3 | 244.26 | INR
3000 | Northern Zone, Balasore | 3100 | EHT (O&M) Circle, Balasore | 3102 | EHT (O&M) Division, Balasore | N126 | 132/33 kV S/S S/D Somanathpur | 2000000292 | Sand/Emery paper |  | ZCON_ACT | ZCON | M | 3 | 244.26 | INR
3000 | Northern Zone, Balasore | 3100 | EHT (O&M) Circle, Balasore | 3102 | EHT (O&M) Division, Balasore | N126 | 132/33 kV S/S S/D Somanathpur | 2000000293 | Metal Paint Brush of Different Size |  | ZCON_ACT | ZCON | NOS | 4 | 231.28 | INR
3000 | Northern Zone, Balasore | 3100 | EHT (O&M) Circle, Balasore | 3102 | EHT (O&M) Division, Balasore | N125 | 132/33 kV Grid S/S S/D Chandipur | 2000000293 | Metal Paint Brush of Different Size |  | ZCON_ACT | ZCON | NOS | 6 | 346.92 | INR
3000 | Northern Zone, Balasore | 3100 | EHT (O&M) Circle, Balasore | 3102 | EHT (O&M) Division, Balasore | N126 | 132/33 kV S/S S/D Somanathpur | 2000000294 | Latex synthetic coated Hand Gloves |  | ZCON_ACT | ZCON | SET | 3 | 881.46 | INR
3000 | Northern Zone, Balasore | 3100 | EHT (O&M) Circle, Balasore | 3102 | EHT (O&M) Division, Balasore | N125 | 132/33 kV Grid S/S S/D Chandipur | 2000000294 | Latex synthetic coated Hand Gloves |  | ZCON_ACT | ZCON | SET | 3 | 881.46 | INR
3000 | Northern Zone, Balasore | 3100 | EHT (O&M) Circle, Balasore | 3102 | EHT (O&M) Division, Balasore | N125 | 132/33 kV Grid S/S S/D Chandipur | 2000000295 | Coir Brush |  | ZCON_ACT | ZCON | NOS | 1 | 105.02 | INR
3000 | Northern Zone, Balasore | 3100 | EHT (O&M) Circle, Balasore | 3102 | EHT (O&M) Division, Balasore | N126 | 132/33 kV S/S S/D Somanathpur | 2000000295 | Coir Brush |  | ZCON_ACT | ZCON | NOS | 1 | 105.02 | INR
3000 | Northern Zone, Balasore | 3100 | EHT (O&M) Circle, Balasore | 3102 | EHT (O&M) Division, Balasore | N126 | 132/33 kV S/S S/D Somanathpur | 2000000296 | Wire Brush |  | ZCON_ACT | ZCON | NOS | 2 | 280.84 | INR
3000 | Northern Zone, Balasore | 3100 | EHT (O&M) Circle, Balasore | 3102 | EHT (O&M) Division, Balasore | N125 | 132/33 kV Grid S/S S/D Chandipur | 2000000296 | Wire Brush |  | ZCON_ACT | ZCON | NOS | 3 | 421.26 | INR
3000 | Northern Zone, Balasore | 3100 | EHT (O&M) Circle, Balasore | 3102 | EHT (O&M) Division, Balasore | N122 | 220/132/33 kV T/L S/S S/D Balasore | 3000000028 | HV BUSHING WITH ROD FOR 40MVA BHEL Tfr | BUSH.132BHEL.AA06 | ZSPR_ACT | ZSPR | NOS | 1 | 38362.5 | INR
3000 | Northern Zone, Balasore | 3100 | EHT (O&M) Circle, Balasore | 3102 | EHT (O&M) Division, Balasore | N129 | 132/33 kV Bhogarai | 3000000028 | HV BUSHING WITH ROD FOR 40MVA BHEL Tfr | BUSH.132BHEL.AA06 | ZSPR_ACT | ZSPR | NOS | 3 | 115087.5 | INR
3000 | Northern Zone, Balasore | 3100 | EHT (O&M) Circle, Balasore | 3102 | EHT (O&M) Division, Balasore | N122 | 220/132/33 kV T/L S/S S/D Balasore | 3000000031 | N BUSHING W/O ROD BHEL40MVA Tfr | BUSH.132BHEL.AB07 | ZSPR_ACT | ZSPR | NOS | 1 | 10000 | INR
3000 | Northern Zone, Balasore | 3100 | EHT (O&M) Circle, Balasore | 3102 | EHT (O&M) Division, Balasore | N122 | 220/132/33 kV T/L S/S S/D Balasore | 3000000033 | IV Bushingfor160MVA 220/132/33KV BHEL AT | BUSH.132BHEL.AC09 | ZSPR_ACT | ZSPR | NOS | 1 | 100000 | INR
3000 | Northern Zone, Balasore | 3100 | EHT (O&M) Circle, Balasore | 3102 | EHT (O&M) Division, Balasore | N122 | 220/132/33 kV T/L S/S S/D Balasore | 3000000037 | BUSHING FOR 160MVA 220/132KV EMCO Tfr | BUSH.132EMCO.AA09 | ZSPR_ACT | ZSPR | NOS | 2 | 300000 | INR
3000 | Northern Zone, Balasore | 3100 | EHT (O&M) Circle, Balasore | 3102 | EHT (O&M) Division, Balasore | N122 | 220/132/33 kV T/L S/S S/D Balasore | 3000000039 | T.BUSHING FOR 160MVA 220/132KV EMCO Tfr | BUSH.1EMCO.AA09 | ZSPR_ACT | ZSPR | NOS | 2 | 150000 | INR
3000 | Northern Zone, Balasore | 3100 | EHT (O&M) Circle, Balasore | 3102 | EHT (O&M) Division, Balasore | N127 | 132/33 kV T/L S/S S/D Basta | 3000000040 | HV Bushing for 20MVA 132/33KV IMP Tfr | BUSH.20IMP.AB01 | ZSPR_ACT | ZSPR | NOS | 1 | 125000 | INR
3000 | Northern Zone, Balasore | 3100 | EHT (O&M) Circle, Balasore | 3102 | EHT (O&M) Division, Balasore | N127 | 132/33 kV T/L S/S S/D Basta | 3000000041 | L.V Bushing for 20MVA 132/33KV IMP Tfr | BUSH.20IMP.AB02 | ZSPR_THEFT | ZSPR | NOS | 1 | 15000 | INR
3000 | Northern Zone, Balasore | 3100 | EHT (O&M) Circle, Balasore | 3102 | EHT (O&M) Division, Balasore | N127 | 132/33 kV T/L S/S S/D Basta | 3000000042 | HV N Bushing for 20MVA 132/33KV IMP Tfr | BUSH.20IMP.AB03 | ZSPR_THEFT | ZSPR | NOS | 1 | 15000 | INR
3000 | Northern Zone, Balasore | 3100 | EHT (O&M) Circle, Balasore | 3102 | EHT (O&M) Division, Balasore | N127 | 132/33 kV T/L S/S S/D Basta | 3000000043 | LV N Bushing for 20MVA 132/33KV IMP Tfr | BUSH.20IMP.AB04 | ZSPR_THEFT | ZSPR | NOS | 1 | 15000 | INR
3000 | Northern Zone, Balasore | 3100 | EHT (O&M) Circle, Balasore | 3102 | EHT (O&M) Division, Balasore | N122 | 220/132/33 kV T/L S/S S/D Balasore | 3000000053 | HV BUSHING OF 160MVA 220/132KV EMCO Tfr | BUSH.220EMCO.AA09 | ZSPR_ACT | ZSPR | NOS | 2 | 700000 | INR
3000 | Northern Zone, Balasore | 3100 | EHT (O&M) Circle, Balasore | 3102 | EHT (O&M) Division, Balasore | N124 | 132/33 kV T/L S/S S/D Soro | 3000000060 | LV BUSHING W/O ROD FOR 40MVA AREVA Tfr | BUSH.33ARVA.BB06 | ZSPR_ACT | ZSPR | NOS | 1 | 19147 | INR
3000 | Northern Zone, Balasore | 3100 | EHT (O&M) Circle, Balasore | 3102 | EHT (O&M) Division, Balasore | N124 | 132/33 kV T/L S/S S/D Soro | 3000000063 | N BUSHING W/O ROD FOR 40MVA AREVA Tfr | BUSH.33ARVA.BD06 | ZSPR_ACT | ZSPR | NOS | 1 | 51695.5 | INR
3000 | Northern Zone, Balasore | 3100 | EHT (O&M) Circle, Balasore | 3102 | EHT (O&M) Division, Balasore | N129 | 132/33 kV Bhogarai | 3000000069 | BUSHING W/O ROD BHEL 40MVA Tfr | BUSH.33BHEL.BB06 | ZSPR_ACT | ZSPR | NOS | 3 | 3450 | INR
3000 | Northern Zone, Balasore | 3100 | EHT (O&M) Circle, Balasore | 3102 | EHT (O&M) Division, Balasore | N122 | 220/132/33 kV T/L S/S S/D Balasore | 3000000092 | HV BUSHING FOR 63MVA ALSTOM Tfr | BUSH.63ASTM.AB01 | ZSPR_US | ZSPR | NOS | 1 | 100000 | INR
3000 | Northern Zone, Balasore | 3100 | EHT (O&M) Circle, Balasore | 3102 | EHT (O&M) Division, Balasore | N122 | 220/132/33 kV T/L S/S S/D Balasore | 3000000092 | HV BUSHING FOR 63MVA ALSTOM Tfr | BUSH.63ASTM.AB01 | ZSPR_ACT | ZSPR | NOS | 1 | 100000 | INR
3000 | Northern Zone, Balasore | 3100 | EHT (O&M) Circle, Balasore | 3102 | EHT (O&M) Division, Balasore | N122 | 220/132/33 kV T/L S/S S/D Balasore | 3000000093 | LV BUSHING FOR 63MVA Tfr | BUSH.63ASTM.AB02 | ZSPR_US | ZSPR | SET | 1 | 75000 | INR
3000 | Northern Zone, Balasore | 3100 | EHT (O&M) Circle, Balasore | 3102 | EHT (O&M) Division, Balasore | N122 | 220/132/33 kV T/L S/S S/D Balasore | 3000000094 | HV N BUSHING FOR 63MVA ALSTOM Tfr | BUSH.63ASTM.AB03 | ZSPR_ACT | ZSPR | SET | 1 | 10000 | INR
3000 | Northern Zone, Balasore | 3100 | EHT (O&M) Circle, Balasore | 3102 | EHT (O&M) Division, Balasore | N122 | 220/132/33 kV T/L S/S S/D Balasore | 3000000094 | HV N BUSHING FOR 63MVA ALSTOM Tfr | BUSH.63ASTM.AB03 | ZSPR_US | ZSPR | SET | 1 | 10000 | INR
3000 | Northern Zone, Balasore | 3100 | EHT (O&M) Circle, Balasore | 3102 | EHT (O&M) Division, Balasore | N122 | 220/132/33 kV T/L S/S S/D Balasore | 3000000095 | LV N BUSHING FOR 63MVA ALSTOM Tfr | BUSH.63ASTM.AB04 | ZSPR_ACT | ZSPR | SET | 3 | 95000 | INR
3000 | Northern Zone, Balasore | 3100 | EHT (O&M) Circle, Balasore | 3102 | EHT (O&M) Division, Balasore | N122 | 220/132/33 kV T/L S/S S/D Balasore | 3000000096 | Neutral Bushing & rod-160MVA ALSM AT | BUSH.NTRL.ALSM.AC09 | ZSPR_US | ZSPR | NOS | 1 | 10000 | INR
3000 | Northern Zone, Balasore | 3100 | EHT (O&M) Circle, Balasore | 3102 | EHT (O&M) Division, Balasore | N122 | 220/132/33 kV T/L S/S S/D Balasore | 3000000097 | Neutral Bushing & rod-160MVA EMCO AT | BUSH.NTRL.EMCO.AC09 | ZSPR_ACT | ZSPR | NOS | 2 | 20000 | INR
3000 | Northern Zone, Balasore | 3100 | EHT (O&M) Circle, Balasore | 3102 | EHT (O&M) Division, Balasore | N129 | 132/33 kV Bhogarai | 3000000104 | 75 OHM HF COAXIAL CABLE | CBLE.COX.AR.G001 | ZSPR_ACT | ZSPR | KM | 1.04 | 249600 | INR
3000 | Northern Zone, Balasore | 3100 | EHT (O&M) Circle, Balasore | 3102 | EHT (O&M) Division, Balasore | N127 | 132/33 kV T/L S/S S/D Basta | 3000000111 | 2.5SQMM 12C CONTROL CABLE | CBLE.CTRL.AR.C012 | ZSPR_ACT | ZSPR | KM | 0.5 | 353868.07 | INR
3000 | Northern Zone, Balasore | 3100 | EHT (O&M) Circle, Balasore | 3102 | EHT (O&M) Division, Balasore | N122 | 220/132/33 kV T/L S/S S/D Balasore | 3000000111 | 2.5SQMM 12C CONTROL CABLE | CBLE.CTRL.AR.C012 | ZSPR_ACT | ZSPR | KM | 2.297 | 1625669.91 | INR
3000 | Northern Zone, Balasore | 3100 | EHT (O&M) Circle, Balasore | 3102 | EHT (O&M) Division, Balasore | N122 | 220/132/33 kV T/L S/S S/D Balasore | 3000000115 | 2.5 SQMM MSTRAND 3C AR CCABLE | CBLE.CTRL.AR.D003 | ZSPR_ACT | ZSPR | KM | 1.5 | 234153.3 | INR
3000 | Northern Zone, Balasore | 3100 | EHT (O&M) Circle, Balasore | 3102 | EHT (O&M) Division, Balasore | N129 | 132/33 kV Bhogarai | 3000000123 | 2.5 SQMM 12C CONTROL CABLE CU | CBLE.CTRL.AR.D012 | ZSPR_ACT | ZSPR | KM | 0.25 | 151920 | INR
3000 | Northern Zone, Balasore | 3100 | EHT (O&M) Circle, Balasore | 3102 | EHT (O&M) Division, Balasore | N122 | 220/132/33 kV T/L S/S S/D Balasore | 3000000135 | 2.5 SQMM 4C CONTROL CABLE | CBLE.CTRL.UAR.C004 | ZSPR_ACT | ZSPR | KM | 0.141 | 38790.7 | INR
3000 | Northern Zone, Balasore | 3100 | EHT (O&M) Circle, Balasore | 3102 | EHT (O&M) Division, Balasore | N126 | 132/33 kV S/S S/D Somanathpur | 3000000135 | 2.5 SQMM 4C CONTROL CABLE | CBLE.CTRL.UAR.C004 | ZSPR_ACT | ZSPR | KM | 0.018 | 4952 | INR
3000 | Northern Zone, Balasore | 3100 | EHT (O&M) Circle, Balasore | 3102 | EHT (O&M) Division, Balasore | N126 | 132/33 kV S/S S/D Somanathpur | 3000000137 | 2.5 SQMM 7C UR CONTROL CABLE | CBLE.CTRL.UAR.C007 | ZSPR_ACT | ZSPR | KM | 0.05 | 4448 | INR
3000 | Northern Zone, Balasore | 3100 | EHT (O&M) Circle, Balasore | 3102 | EHT (O&M) Division, Balasore | N122 | 220/132/33 kV T/L S/S S/D Balasore | 3000000137 | 2.5 SQMM 7C UR CONTROL CABLE | CBLE.CTRL.UAR.C007 | ZSPR_ACT | ZSPR | KM | 0.51 | 45369.6 | INR
3000 | Northern Zone, Balasore | 3100 | EHT (O&M) Circle, Balasore | 3102 | EHT (O&M) Division, Balasore | N124 | 132/33 kV T/L S/S S/D Soro | 3000000140 | 2.5 SQMM 12C CONTROL CABLE | CBLE.CTRL.UAR.C012 | ZSPR_ACT | ZSPR | KM | 0.324 | 95147.03 | INR
3000 | Northern Zone, Balasore | 3100 | EHT (O&M) Circle, Balasore | 3102 | EHT (O&M) Division, Balasore | N128 | 132/33 kV S/S S/D Jaleswar | 3000000140 | 2.5 SQMM 12C CONTROL CABLE | CBLE.CTRL.UAR.C012 | ZSPR_ACT | ZSPR | KM | 0.224 | 65780.67 | INR
3000 | Northern Zone, Balasore | 3100 | EHT (O&M) Circle, Balasore | 3102 | EHT (O&M) Division, Balasore | N122 | 220/132/33 kV T/L S/S S/D Balasore | 3000000142 | 2.5 SQMM 19C UR CONTROL CABLE | CBLE.CTRL.UAR.C019 | ZSPR_ACT | ZSPR | KM | 0.413 | 136661.7 | INR
3000 | Northern Zone, Balasore | 3100 | EHT (O&M) Circle, Balasore | 3102 | EHT (O&M) Division, Balasore | N126 | 132/33 kV S/S S/D Somanathpur | 3000000142 | 2.5 SQMM 19C UR CONTROL CABLE | CBLE.CTRL.UAR.C019 | ZSPR_ACT | ZSPR | KM | 0.14 | 46326 | INR
3000 | Northern Zone, Balasore | 3100 | EHT (O&M) Circle, Balasore | 3102 | EHT (O&M) Division, Balasore | N122 | 220/132/33 kV T/L S/S S/D Balasore | 3000000143 | 2.5 SQMM 24C CONTROL CABLE | CBLE.CTRL.UAR.C024 | ZSPR_ACT | ZSPR | KM | 0.288 | 118080 | INR
3000 | Northern Zone, Balasore | 3100 | EHT (O&M) Circle, Balasore | 3102 | EHT (O&M) Division, Balasore | N122 | 220/132/33 kV T/L S/S S/D Balasore | 3000000145 | 2C X 2.5SQMM CONTROL UNARMOURED CABLE | CBLE.CTRL.UAR.D002 | ZSPR_ACT | ZSPR | KM | 0.51 | 89112.97 | INR
3000 | Northern Zone, Balasore | 3100 | EHT (O&M) Circle, Balasore | 3102 | EHT (O&M) Division, Balasore | N124 | 132/33 kV T/L S/S S/D Soro | 3000000145 | 2C X 2.5SQMM CONTROL UNARMOURED CABLE | CBLE.CTRL.UAR.D002 | ZSPR_ACT | ZSPR | KM | 0.155 | 27083.35 | INR
3000 | Northern Zone, Balasore | 3100 | EHT (O&M) Circle, Balasore | 3102 | EHT (O&M) Division, Balasore | N124 | 132/33 kV T/L S/S S/D Soro | 3000000147 | 2.5sq.mm Control cable 4 Core | CBLE.CTRL.UAR.D004 | ZSPR_ACT | ZSPR | KM | 0.36 | 37316.96 | INR
3000 | Northern Zone, Balasore | 3100 | EHT (O&M) Circle, Balasore | 3102 | EHT (O&M) Division, Balasore | N125 | 132/33 kV Grid S/S S/D Chandipur | 3000000147 | 2.5sq.mm Control cable 4 Core | CBLE.CTRL.UAR.D004 | ZSPR_ACT | ZSPR | KM | 1.2 | 124389.88 | INR
3000 | Northern Zone, Balasore | 3100 | EHT (O&M) Circle, Balasore | 3102 | EHT (O&M) Division, Balasore | N128 | 132/33 kV S/S S/D Jaleswar | 3000000147 | 2.5sq.mm Control cable 4 Core | CBLE.CTRL.UAR.D004 | ZSPR_ACT | ZSPR | KM | 1.168 | 121072.82 | INR
3000 | Northern Zone, Balasore | 3100 | EHT (O&M) Circle, Balasore | 3102 | EHT (O&M) Division, Balasore | N129 | 132/33 kV Bhogarai | 3000000147 | 2.5sq.mm Control cable 4 Core | CBLE.CTRL.UAR.D004 | ZSPR_ACT | ZSPR | KM | 0.4 | 41463.29 | INR
3000 | Northern Zone, Balasore | 3100 | EHT (O&M) Circle, Balasore | 3102 | EHT (O&M) Division, Balasore | N122 | 220/132/33 kV T/L S/S S/D Balasore | 3000000147 | 2.5sq.mm Control cable 4 Core | CBLE.CTRL.UAR.D004 | ZSPR_ACT | ZSPR | KM | 0.5 | 51829.12 | INR
3000 | Northern Zone, Balasore | 3100 | EHT (O&M) Circle, Balasore | 3102 | EHT (O&M) Division, Balasore | N127 | 132/33 kV T/L S/S S/D Basta | 3000000147 | 2.5sq.mm Control cable 4 Core | CBLE.CTRL.UAR.D004 | ZSPR_ACT | ZSPR | KM | 0.274 | 28402.36 | INR
3000 | Northern Zone, Balasore | 3100 | EHT (O&M) Circle, Balasore | 3102 | EHT (O&M) Division, Balasore | N124 | 132/33 kV T/L S/S S/D Soro | 3000000147 | 2.5sq.mm Control cable 4 Core | CBLE.CTRL.UAR.D004 | ZSPR_ACT | ZSPR | KM | 0.395 | 40945 | INR
3000 | Northern Zone, Balasore | 3100 | EHT (O&M) Circle, Balasore | 3102 | EHT (O&M) Division, Balasore | N122 | 220/132/33 kV T/L S/S S/D Balasore | 3000000147 | 2.5sq.mm Control cable 4 Core | CBLE.CTRL.UAR.D004 | ZSPR_ACT | ZSPR | KM | 5.854 | 606815.3 | INR
3000 | Northern Zone, Balasore | 3100 | EHT (O&M) Circle, Balasore | 3102 | EHT (O&M) Division, Balasore | N129 | 132/33 kV Bhogarai | 3000000148 | 5C X 2.5SQMM CONTROL UNARMOURED CABLE | CBLE.CTRL.UAR.D005 | ZSPR_ACT | ZSPR | KM | 0.4 | 60048 | INR
3000 | Northern Zone, Balasore | 3100 | EHT (O&M) Circle, Balasore | 3102 | EHT (O&M) Division, Balasore | N129 | 132/33 kV Bhogarai | 3000000149 | 7C X 2.5SQMM CONTROL UNARMOURED CABLE | CBLE.CTRL.UAR.D007 | ZSPR_ACT | ZSPR | KM | 0.5 | 98480 | INR
3000 | Northern Zone, Balasore | 3100 | EHT (O&M) Circle, Balasore | 3102 | EHT (O&M) Division, Balasore | N122 | 220/132/33 kV T/L S/S S/D Balasore | 3000000150 | 9C X 2.5SQMM CONTROL UNARMOURED CABLE | CBLE.CTRL.UAR.D009 | ZSPR_ACT | ZSPR | KM | 1.191 | 257261.27 | INR
3000 | Northern Zone, Balasore | 3100 | EHT (O&M) Circle, Balasore | 3102 | EHT (O&M) Division, Balasore | N124 | 132/33 kV T/L S/S S/D Soro | 3000000150 | 9C X 2.5SQMM CONTROL UNARMOURED CABLE | CBLE.CTRL.UAR.D009 | ZSPR_ACT | ZSPR | KM | 0.471 | 101738.09 | INR
3000 | Northern Zone, Balasore | 3100 | EHT (O&M) Circle, Balasore | 3102 | EHT (O&M) Division, Balasore | N129 | 132/33 kV Bhogarai | 3000000151 | 2.5 SQMM MSTRAND 10C AR CCABLE | CBLE.CTRL.UAR.D010 | ZSPR_ACT | ZSPR | KM | 0.5 | 126100 | INR
3000 | Northern Zone, Balasore | 3100 | EHT (O&M) Circle, Balasore | 3102 | EHT (O&M) Division, Balasore | N129 | 132/33 kV Bhogarai | 3000000152 | 16CX2.5SQMM CONTROL UNARMOURED CABLE | CBLE.CTRL.UAR.D016 | ZSPR_ACT | ZSPR | KM | 0.25 | 186150 | INR
3000 | Northern Zone, Balasore | 3100 | EHT (O&M) Circle, Balasore | 3102 | EHT (O&M) Division, Balasore | N129 | 132/33 kV Bhogarai | 3000000153 | 19CX2.5SQMM CONTROL UR CABLE | CBLE.CTRL.UAR.D019 | ZSPR_ACT | ZSPR | KM | 0.25 | 124408.44 | INR
3000 | Northern Zone, Balasore | 3100 | EHT (O&M) Circle, Balasore | 3102 | EHT (O&M) Division, Balasore | N128 | 132/33 kV S/S S/D Jaleswar | 3000000153 | 19CX2.5SQMM CONTROL UR CABLE | CBLE.CTRL.UAR.D019 | ZSPR_ACT | ZSPR | KM | 1.177 | 585714.96 | INR
3000 | Northern Zone, Balasore | 3100 | EHT (O&M) Circle, Balasore | 3102 | EHT (O&M) Division, Balasore | N128 | 132/33 kV S/S S/D Jaleswar | 3000000154 | 24C X 2.5SQMM CONTROL UNARMOURED CABLE | CBLE.CTRL.UAR.D024 | ZSPR_ACT | ZSPR | KM | 0.989 | 613259.12 | INR
3000 | Northern Zone, Balasore | 3100 | EHT (O&M) Circle, Balasore | 3102 | EHT (O&M) Division, Balasore | N122 | 220/132/33 kV T/L S/S S/D Balasore | 3000000163 | 19 SQ.MM CABLE GLAND | CBLE.GLAND.A006 | ZSPR_ACT | ZSPR | NOS | 120 | 2544 | INR
3000 | Northern Zone, Balasore | 3100 | EHT (O&M) Circle, Balasore | 3102 | EHT (O&M) Division, Balasore | N122 | 220/132/33 kV T/L S/S S/D Balasore | 3000000164 | 25 SQ.MM CABLE GLAND | CBLE.GLAND.A007 | ZSPR_ACT | ZSPR | NOS | 100 | 2065 | INR
3000 | Northern Zone, Balasore | 3100 | EHT (O&M) Circle, Balasore | 3102 | EHT (O&M) Division, Balasore | N122 | 220/132/33 kV T/L S/S S/D Balasore | 3000000190 | 2Cx16SQMM AL POWER CABLE | CBLE.PWR.AL.AR.B017 | ZSPR_ACT | ZSPR | KM | 0.5 | 30235 | INR
3000 | Northern Zone, Balasore | 3100 | EHT (O&M) Circle, Balasore | 3102 | EHT (O&M) Division, Balasore | N128 | 132/33 kV S/S S/D Jaleswar | 3000000192 | 3.5Cx25Sqmm AL PWR cable | CBLE.PWR.AL.AR.D003 | ZSPR_ACT | ZSPR | KM | 0.181 | 16611.84 | INR
3000 | Northern Zone, Balasore | 3100 | EHT (O&M) Circle, Balasore | 3102 | EHT (O&M) Division, Balasore | N122 | 220/132/33 kV T/L S/S S/D Balasore | 3000000192 | 3.5Cx25Sqmm AL PWR cable | CBLE.PWR.AL.AR.D003 | ZSPR_ACT | ZSPR | KM | 0.619 | 56810.64 | INR
3000 | Northern Zone, Balasore | 3100 | EHT (O&M) Circle, Balasore | 3102 | EHT (O&M) Division, Balasore | N129 | 132/33 kV Bhogarai | 3000000195 | 3.5Cx70 Sqmm AL PWR cable | CBLE.PWR.AL.AR.D006 | ZSPR_ACT | ZSPR | KM | 0.1 | 3431.43 | INR
3000 | Northern Zone, Balasore | 3100 | EHT (O&M) Circle, Balasore | 3102 | EHT (O&M) Division, Balasore | N129 | 132/33 kV Bhogarai | 3000000195 | 3.5Cx70 Sqmm AL PWR cable | CBLE.PWR.AL.AR.D006 | ZSPR_ACT | ZSPR | KM | 0.25 | 8578.57 | INR
3000 | Northern Zone, Balasore | 3100 | EHT (O&M) Circle, Balasore | 3102 | EHT (O&M) Division, Balasore | N122 | 220/132/33 kV T/L S/S S/D Balasore | 3000000196 | 3.5Cx95 Sqmm AL PWR cable | CBLE.PWR.AL.AR.D007 | ZSPR_ACT | ZSPR | KM | 0.502 | 413897.91 | INR
3000 | Northern Zone, Balasore | 3100 | EHT (O&M) Circle, Balasore | 3102 | EHT (O&M) Division, Balasore | N128 | 132/33 kV S/S S/D Jaleswar | 3000000196 | 3.5Cx95 Sqmm AL PWR cable | CBLE.PWR.AL.AR.D007 | ZSPR_ACT | ZSPR | KM | 0.489 | 403179.43 | INR
3000 | Northern Zone, Balasore | 3100 | EHT (O&M) Circle, Balasore | 3102 | EHT (O&M) Division, Balasore | N128 | 132/33 kV S/S S/D Jaleswar | 3000000196 | 3.5Cx95 Sqmm AL PWR cable | CBLE.PWR.AL.AR.D007 | ZSPR_ACT | ZSPR | KM | 0.03 | 24734.93 | INR
3000 | Northern Zone, Balasore | 3100 | EHT (O&M) Circle, Balasore | 3102 | EHT (O&M) Division, Balasore | N127 | 132/33 kV T/L S/S S/D Basta | 3000000196 | 3.5Cx95 Sqmm AL PWR cable | CBLE.PWR.AL.AR.D007 | ZSPR_ACT | ZSPR | KM | 0.042 | 34628.91 | INR
3000 | Northern Zone, Balasore | 3100 | EHT (O&M) Circle, Balasore | 3102 | EHT (O&M) Division, Balasore | N124 | 132/33 kV T/L S/S S/D Soro | 3000000196 | 3.5Cx95 Sqmm AL PWR cable | CBLE.PWR.AL.AR.D007 | ZSPR_ACT | ZSPR | KM | 0.05 | 41224.89 | INR
3000 | Northern Zone, Balasore | 3100 | EHT (O&M) Circle, Balasore | 3102 | EHT (O&M) Division, Balasore | N129 | 132/33 kV Bhogarai | 3000000197 | 3.5Cx120 Sqmm AL PWR cable | CBLE.PWR.AL.AR.D008 | ZSPR_ACT | ZSPR | KM | 0.209 | 6004.57 | INR
3000 | Northern Zone, Balasore | 3100 | EHT (O&M) Circle, Balasore | 3102 | EHT (O&M) Division, Balasore | N129 | 132/33 kV Bhogarai | 3000000198 | 3.5Cx185 Sqmm AL PWR cable | CBLE.PWR.AL.AR.D010 | ZSPR_ACT | ZSPR | KM | 0.037 | 6005.1 | INR
3000 | Northern Zone, Balasore | 3100 | EHT (O&M) Circle, Balasore | 3102 | EHT (O&M) Division, Balasore | N129 | 132/33 kV Bhogarai | 3000000199 | 3.5Cx300 Sqmm AL PWR cable | CBLE.PWR.AL.AR.D011 | ZSPR_ACT | ZSPR | KM | 0.184 | 6005.76 | INR
3000 | Northern Zone, Balasore | 3100 | EHT (O&M) Circle, Balasore | 3102 | EHT (O&M) Division, Balasore | N129 | 132/33 kV Bhogarai | 3000000200 | 4Cx16 Sqmm AL PWR cable | CBLE.PWR.AL.AR.E002 | ZSPR_ACT | ZSPR | KM | 0.215 | 24127.12 | INR
3000 | Northern Zone, Balasore | 3100 | EHT (O&M) Circle, Balasore | 3102 | EHT (O&M) Division, Balasore | N124 | 132/33 kV T/L S/S S/D Soro | 3000000200 | 4Cx16 Sqmm AL PWR cable | CBLE.PWR.AL.AR.E002 | ZSPR_ACT | ZSPR | KM | 0.15 | 16832.88 | INR
3000 | Northern Zone, Balasore | 3100 | EHT (O&M) Circle, Balasore | 3102 | EHT (O&M) Division, Balasore | N124 | 132/33 kV T/L S/S S/D Soro | 3000000201 | 4Cx25 SQMM AL POWER CABLE | CBLE.PWR.AL.AR.E003 | ZSPR_ACT | ZSPR | KM | 0.18 | 29520 | INR
3000 | Northern Zone, Balasore | 3100 | EHT (O&M) Circle, Balasore | 3102 | EHT (O&M) Division, Balasore | N122 | 220/132/33 kV T/L S/S S/D Balasore | 3000000204 | 4Cx95 SQMM AL POWER CABLE | CBLE.PWR.AL.AR.E007 | ZSPR_ACT | ZSPR | KM | 0.08 | 29600 | INR
3000 | Northern Zone, Balasore | 3100 | EHT (O&M) Circle, Balasore | 3102 | EHT (O&M) Division, Balasore | N129 | 132/33 kV Bhogarai | 3000000209 | 2Cx6 Sqmm AL POWER CABLE | CBLE.PWR.AL.UAR.A005 | ZSPR_ACT | ZSPR | KM | 0.215 | 23005 | INR
3000 | Northern Zone, Balasore | 3100 | EHT (O&M) Circle, Balasore | 3102 | EHT (O&M) Division, Balasore | N122 | 220/132/33 kV T/L S/S S/D Balasore | 3000000215 | 4Cx16SQMM POWER CABLE AL | CBLE.PWR.AL.UAR.E002 | ZSPR_ACT | ZSPR | KM | 0.07 | 14700 | INR
3000 | Northern Zone, Balasore | 3100 | EHT (O&M) Circle, Balasore | 3102 | EHT (O&M) Division, Balasore | N128 | 132/33 kV S/S S/D Jaleswar | 3000000244 | 0.5 SQ.MM CU 25PTELEPHONE CABLE,JF | CLMP.LPAD.AL.A001 | ZSPR_ACT | ZSPR | NOS | 3 | 2175 | INR
3000 | Northern Zone, Balasore | 3100 | EHT (O&M) Circle, Balasore | 3102 | EHT (O&M) Division, Balasore | N124 | 132/33 kV T/L S/S S/D Soro | 3000000254 | 300x75x2500 cable tray in mtr | CBLE.TRAY.A015 | ZSPR_ACT | ZSPR | M | 10 | 4812.5 | INR
3000 | Northern Zone, Balasore | 3100 | EHT (O&M) Circle, Balasore | 3102 | EHT (O&M) Division, Balasore | N122 | 220/132/33 kV T/L S/S S/D Balasore | 3000000254 | 300x75x2500 cable tray in mtr | CBLE.TRAY.A015 | ZSPR_ACT | ZSPR | M | 30 | 14437.5 | INR
3000 | Northern Zone, Balasore | 3100 | EHT (O&M) Circle, Balasore | 3102 | EHT (O&M) Division, Balasore | N122 | 220/132/33 kV T/L S/S S/D Balasore | 3000000255 | 150x75x2500 cable tray in mtr | CBLE.TRAY.A016 | ZSPR_ACT | ZSPR | M | 247 | 74100 | INR
3000 | Northern Zone, Balasore | 3100 | EHT (O&M) Circle, Balasore | 3102 | EHT (O&M) Division, Balasore | N129 | 132/33 kV Bhogarai | 3000000261 | DIFFERENT TYPES OF ASSORTED CLAMPS | CLMP.ASRT.A001 | ZSPR_ACT | ZSPR | NOS | 6 | 6122.53 | INR
3000 | Northern Zone, Balasore | 3100 | EHT (O&M) Circle, Balasore | 3102 | EHT (O&M) Division, Balasore | N122 | 220/132/33 kV T/L S/S S/D Balasore | 3000000268 | BIMETALLIC CTSTUD CLAMP 25MM | CLMP.ASRT.A006 | ZSPR_ACT | ZSPR | NOS | 3 | 2965.14 | INR
3000 | Northern Zone, Balasore | 3100 | EHT (O&M) Circle, Balasore | 3102 | EHT (O&M) Division, Balasore | N122 | 220/132/33 kV T/L S/S S/D Balasore | 3000000274 | 60mm dia Tfr bushing stud clamp-Zebra | CLMP.ASRT.A017 | ZSPR_ACT | ZSPR | NOS | 3 | 9600 | INR
3000 | Northern Zone, Balasore | 3100 | EHT (O&M) Circle, Balasore | 3102 | EHT (O&M) Division, Balasore | N124 | 132/33 kV T/L S/S S/D Soro | 3000000277 | 132 KV BUSHING CLAMP STUD | CLMP.BUSH.B001 | ZSPR_ACT | ZSPR | NOS | 1 | 333.4 | INR
3000 | Northern Zone, Balasore | 3100 | EHT (O&M) Circle, Balasore | 3102 | EHT (O&M) Division, Balasore | N122 | 220/132/33 kV T/L S/S S/D Balasore | 3000000282 | 220KV-CT Clamp Bimetallic S. Moose | CLMP.CT.AL.A010 | ZSPR_ACT | ZSPR | NOS | 5 | 12750 | INR
3000 | Northern Zone, Balasore | 3100 | EHT (O&M) Circle, Balasore | 3102 | EHT (O&M) Division, Balasore | N129 | 132/33 kV Bhogarai | 3000000286 | 132kV CVT clamp | CLMP.CVT.A002 | ZSPR_ACT | ZSPR | NOS | 4 | 4940 | INR
3000 | Northern Zone, Balasore | 3100 | EHT (O&M) Circle, Balasore | 3102 | EHT (O&M) Division, Balasore | N128 | 132/33 kV S/S S/D Jaleswar | 3000000293 | 33KV Isolator Pad Clamp for Zebra | CLMP.ISO.AL.A004 | ZSPR_ACT | ZSPR | NOS | 9 | 9260.71 | INR
3000 | Northern Zone, Balasore | 3100 | EHT (O&M) Circle, Balasore | 3102 | EHT (O&M) Division, Balasore | N129 | 132/33 kV Bhogarai | 3000000293 | 33KV Isolator Pad Clamp for Zebra | CLMP.ISO.AL.A004 | ZSPR_ACT | ZSPR | NOS | 10 | 10289.68 | INR
3000 | Northern Zone, Balasore | 3100 | EHT (O&M) Circle, Balasore | 3102 | EHT (O&M) Division, Balasore | N127 | 132/33 kV T/L S/S S/D Basta | 3000000293 | 33KV Isolator Pad Clamp for Zebra | CLMP.ISO.AL.A004 | ZSPR_ACT | ZSPR | NOS | 8 | 8231.74 | INR
3000 | Northern Zone, Balasore | 3100 | EHT (O&M) Circle, Balasore | 3102 | EHT (O&M) Division, Balasore | N126 | 132/33 kV S/S S/D Somanathpur | 3000000293 | 33KV Isolator Pad Clamp for Zebra | CLMP.ISO.AL.A004 | ZSPR_ACT | ZSPR | NOS | 5 | 5144.84 | INR
3000 | Northern Zone, Balasore | 3100 | EHT (O&M) Circle, Balasore | 3102 | EHT (O&M) Division, Balasore | N124 | 132/33 kV T/L S/S S/D Soro | 3000000293 | 33KV Isolator Pad Clamp for Zebra | CLMP.ISO.AL.A004 | ZSPR_ACT | ZSPR | NOS | 5 | 5144.84 | INR
3000 | Northern Zone, Balasore | 3100 | EHT (O&M) Circle, Balasore | 3102 | EHT (O&M) Division, Balasore | N129 | 132/33 kV Bhogarai | 3000000295 | Isolator Pad Clamp for Moose | CLMP.ISO.AL.A006 | ZSPR_ACT | ZSPR | NOS | 7 | 7070 | INR
3000 | Northern Zone, Balasore | 3100 | EHT (O&M) Circle, Balasore | 3102 | EHT (O&M) Division, Balasore | N124 | 132/33 kV T/L S/S S/D Soro | 3000000296 | 132KV Isolator pad calmp for ACSR Zebra | CLMP.ISO.AL.A008 | ZSPR_ACT | ZSPR | NOS | 5 | 4448.5 | INR
3000 | Northern Zone, Balasore | 3100 | EHT (O&M) Circle, Balasore | 3102 | EHT (O&M) Division, Balasore | N128 | 132/33 kV S/S S/D Jaleswar | 3000000296 | 132KV Isolator pad calmp for ACSR Zebra | CLMP.ISO.AL.A008 | ZSPR_ACT | ZSPR | NOS | 9 | 8007.3 | INR
3000 | Northern Zone, Balasore | 3100 | EHT (O&M) Circle, Balasore | 3102 | EHT (O&M) Division, Balasore | N129 | 132/33 kV Bhogarai | 3000000296 | 132KV Isolator pad calmp for ACSR Zebra | CLMP.ISO.AL.A008 | ZSPR_ACT | ZSPR | NOS | 1 | 889.7 | INR
3000 | Northern Zone, Balasore | 3100 | EHT (O&M) Circle, Balasore | 3102 | EHT (O&M) Division, Balasore | N127 | 132/33 kV T/L S/S S/D Basta | 3000000319 | 33kV CB PAD CLAMP AL FOR ZEBRA | CLMP.PAD.AL.A002 | ZSPR_ACT | ZSPR | NOS | 8 | 6550 | INR
3000 | Northern Zone, Balasore | 3100 | EHT (O&M) Circle, Balasore | 3102 | EHT (O&M) Division, Balasore | N129 | 132/33 kV Bhogarai | 3000000320 | PAD CLAMP AL FOR MOOSE | CLMP.PAD.AL.A003 | ZSPR_SCRAP | ZSPR | NOS | 1 | 1 | INR
3000 | Northern Zone, Balasore | 3100 | EHT (O&M) Circle, Balasore | 3102 | EHT (O&M) Division, Balasore | N129 | 132/33 kV Bhogarai | 3000000320 | PAD CLAMP AL FOR MOOSE | CLMP.PAD.AL.A003 | ZSPR_ACT | ZSPR | NOS | 12 | 13646 | INR
3000 | Northern Zone, Balasore | 3100 | EHT (O&M) Circle, Balasore | 3102 | EHT (O&M) Division, Balasore | N128 | 132/33 kV S/S S/D Jaleswar | 3000000321 | 33kV CB PAD CLAMP AL FOR TWIN ZEBRA | CLMP.PAD.AL.A004 | ZSPR_ACT | ZSPR | NOS | 10 | 11553.45 | INR
3000 | Northern Zone, Balasore | 3100 | EHT (O&M) Circle, Balasore | 3102 | EHT (O&M) Division, Balasore | N122 | 220/132/33 kV T/L S/S S/D Balasore | 3000000321 | 33kV CB PAD CLAMP AL FOR TWIN ZEBRA | CLMP.PAD.AL.A004 | ZSPR_ACT | ZSPR | NOS | 4 | 4621.38 | INR
3000 | Northern Zone, Balasore | 3100 | EHT (O&M) Circle, Balasore | 3102 | EHT (O&M) Division, Balasore | N129 | 132/33 kV Bhogarai | 3000000321 | 33kV CB PAD CLAMP AL FOR TWIN ZEBRA | CLMP.PAD.AL.A004 | ZSPR_ACT | ZSPR | NOS | 5 | 5776.73 | INR
3000 | Northern Zone, Balasore | 3100 | EHT (O&M) Circle, Balasore | 3102 | EHT (O&M) Division, Balasore | N124 | 132/33 kV T/L S/S S/D Soro | 3000000328 | 6 BOLTED PAD CLAMP ALLUMINIUM FOR ZEBRA | CLMP.PAD.AL.B004 | ZSPR_ACT | ZSPR | NOS | 4 | 4040 | INR
3000 | Northern Zone, Balasore | 3100 | EHT (O&M) Circle, Balasore | 3102 | EHT (O&M) Division, Balasore | N128 | 132/33 kV S/S S/D Jaleswar | 3000000328 | 6 BOLTED PAD CLAMP ALLUMINIUM FOR ZEBRA | CLMP.PAD.AL.B004 | ZSPR_ACT | ZSPR | NOS | 10 | 10100 | INR
3000 | Northern Zone, Balasore | 3100 | EHT (O&M) Circle, Balasore | 3102 | EHT (O&M) Division, Balasore | N129 | 132/33 kV Bhogarai | 3000000331 | BIMETALIC PAD CLAMP FOR PANTHER | CLMP.PAD.BI.A001 | ZSPR_ACT | ZSPR | NOS | 10 | 8555.56 | INR
3000 | Northern Zone, Balasore | 3100 | EHT (O&M) Circle, Balasore | 3102 | EHT (O&M) Division, Balasore | N122 | 220/132/33 kV T/L S/S S/D Balasore | 3000000331 | BIMETALIC PAD CLAMP FOR PANTHER | CLMP.PAD.BI.A001 | ZSPR_ACT | ZSPR | NOS | 8 | 6844.44 | INR
3000 | Northern Zone, Balasore | 3100 | EHT (O&M) Circle, Balasore | 3102 | EHT (O&M) Division, Balasore | N129 | 132/33 kV Bhogarai | 3000000332 | BIMETALIC PAD CLAMP FOR MOOSE | CLMP.PAD.BI.A003 | ZSPR_ACT | ZSPR | NOS | 2 | 2068.32 | INR
3000 | Northern Zone, Balasore | 3100 | EHT (O&M) Circle, Balasore | 3102 | EHT (O&M) Division, Balasore | N122 | 220/132/33 kV T/L S/S S/D Balasore | 3000000333 | BIMETALIC PAD CLAMP FOR TWIN ZEBRA | CLMP.PAD.BI.A004 | ZSPR_ACT | ZSPR | NOS | 19 | 31710.72 | INR
3000 | Northern Zone, Balasore | 3100 | EHT (O&M) Circle, Balasore | 3102 | EHT (O&M) Division, Balasore | N128 | 132/33 kV S/S S/D Jaleswar | 3000000336 | Bimetallic Pad clamp | CLMP.PAD.BI.A010 | ZSPR_ACT | ZSPR | NOS | 5 | 5650 | INR
3000 | Northern Zone, Balasore | 3100 | EHT (O&M) Circle, Balasore | 3102 | EHT (O&M) Division, Balasore | N122 | 220/132/33 kV T/L S/S S/D Balasore | 3000000338 | 132 KV CVT Clamp-Twin Moose Conductor | CLMP.PAD.BI.A014 | ZSPR_ACT | ZSPR | NOS | 4 | 6000 | INR
3000 | Northern Zone, Balasore | 3100 | EHT (O&M) Circle, Balasore | 3102 | EHT (O&M) Division, Balasore | N122 | 220/132/33 kV T/L S/S S/D Balasore | 3000000348 | 2 BOLTED PG CLAMP FOR ZEBRA - ZEBRA | CLMP.PG.B002 | ZSPR_ACT | ZSPR | NOS | 2 | 598.06 | INR
3000 | Northern Zone, Balasore | 3100 | EHT (O&M) Circle, Balasore | 3102 | EHT (O&M) Division, Balasore | N128 | 132/33 kV S/S S/D Jaleswar | 3000000348 | 2 BOLTED PG CLAMP FOR ZEBRA - ZEBRA | CLMP.PG.B002 | ZSPR_ACT | ZSPR | NOS | 2 | 598.06 | INR
3000 | Northern Zone, Balasore | 3100 | EHT (O&M) Circle, Balasore | 3102 | EHT (O&M) Division, Balasore | N124 | 132/33 kV T/L S/S S/D Soro | 3000000355 | 3 BOLTED PG CLAMP FOR PANTHER -PANTHER | CLMP.PG.C001 | ZSPR_ACT | ZSPR | NOS | 10 | 16217.82 | INR
3000 | Northern Zone, Balasore | 3100 | EHT (O&M) Circle, Balasore | 3102 | EHT (O&M) Division, Balasore | N1L2 | 220/132/33 kV T/L S/S S/D Balasore_Line | 3000000355 | 3 BOLTED PG CLAMP FOR PANTHER -PANTHER | CLMP.PG.C001 | ZSPR_ACT | ZSPR | NOS | 22 | 35679.22 | INR
3000 | Northern Zone, Balasore | 3100 | EHT (O&M) Circle, Balasore | 3102 | EHT (O&M) Division, Balasore | N123 | 220 kV Line S/D Balasore | 3000000355 | 3 BOLTED PG CLAMP FOR PANTHER -PANTHER | CLMP.PG.C001 | ZSPR_ACT | ZSPR | NOS | 10 | 16217.82 | INR
3000 | Northern Zone, Balasore | 3100 | EHT (O&M) Circle, Balasore | 3102 | EHT (O&M) Division, Balasore | N124 | 132/33 kV T/L S/S S/D Soro | 3000000356 | 3 BOLTED PG CLAMP FOR ZEBRA - ZEBRA | CLMP.PG.C002 | ZSPR_ACT | ZSPR | NOS | 3 | 2413.86 | INR
3000 | Northern Zone, Balasore | 3100 | EHT (O&M) Circle, Balasore | 3102 | EHT (O&M) Division, Balasore | N122 | 220/132/33 kV T/L S/S S/D Balasore | 3000000356 | 3 BOLTED PG CLAMP FOR ZEBRA - ZEBRA | CLMP.PG.C002 | ZSPR_ACT | ZSPR | NOS | 3 | 2413.86 | INR
3000 | Northern Zone, Balasore | 3100 | EHT (O&M) Circle, Balasore | 3102 | EHT (O&M) Division, Balasore | N122 | 220/132/33 kV T/L S/S S/D Balasore | 3000000357 | 3 BOLTED PG CLAMP FOR ZEBRA - PANTHER | CLMP.PG.C003 | ZSPR_ACT | ZSPR | NOS | 6 | 3971.74 | INR
3000 | Northern Zone, Balasore | 3100 | EHT (O&M) Circle, Balasore | 3102 | EHT (O&M) Division, Balasore | N128 | 132/33 kV S/S S/D Jaleswar | 3000000357 | 3 BOLTED PG CLAMP FOR ZEBRA - PANTHER | CLMP.PG.C003 | ZSPR_ACT | ZSPR | NOS | 10 | 6619.57 | INR
3000 | Northern Zone, Balasore | 3100 | EHT (O&M) Circle, Balasore | 3102 | EHT (O&M) Division, Balasore | N129 | 132/33 kV Bhogarai | 3000000358 | 3 BOLTED PG CLAMP FOR MOOSE - MOOSE | CLMP.PG.C004 | ZSPR_ACT | ZSPR | NOS | 10 | 8500 | INR
3000 | Northern Zone, Balasore | 3100 | EHT (O&M) Circle, Balasore | 3102 | EHT (O&M) Division, Balasore | N122 | 220/132/33 kV T/L S/S S/D Balasore | 3000000359 | 3 BOLTED PG CLAMP FOR MOOSE- ZEBRA | CLMP.PG.C005 | ZSPR_ACT | ZSPR | NOS | 7 | 5100 | INR
3000 | Northern Zone, Balasore | 3100 | EHT (O&M) Circle, Balasore | 3102 | EHT (O&M) Division, Balasore | NL28 | 132/33 KV GSS Jaleswar_Line | 3000000363 | 4 BOLTED PG CLAMP FOR PANTHER -PANTHER | CLMP.PG.D001 | ZSPR_ACT | ZSPR | NOS | 40 | 30800 | INR
3000 | Northern Zone, Balasore | 3100 | EHT (O&M) Circle, Balasore | 3102 | EHT (O&M) Division, Balasore | N129 | 132/33 kV Bhogarai | 3000000363 | 4 BOLTED PG CLAMP FOR PANTHER -PANTHER | CLMP.PG.D001 | ZSPR_ACT | ZSPR | NOS | 10 | 7700 | INR
3000 | Northern Zone, Balasore | 3100 | EHT (O&M) Circle, Balasore | 3102 | EHT (O&M) Division, Balasore | N127 | 132/33 kV T/L S/S S/D Basta | 3000000364 | 4 BOLTED PG CLAMP FOR ZEBRA - ZEBRA | CLMP.PG.D002 | ZSPR_ACT | ZSPR | NOS | 8 | 5776 | INR
3000 | Northern Zone, Balasore | 3100 | EHT (O&M) Circle, Balasore | 3102 | EHT (O&M) Division, Balasore | N124 | 132/33 kV T/L S/S S/D Soro | 3000000364 | 4 BOLTED PG CLAMP FOR ZEBRA - ZEBRA | CLMP.PG.D002 | ZSPR_ACT | ZSPR | NOS | 15 | 10830 | INR
3000 | Northern Zone, Balasore | 3100 | EHT (O&M) Circle, Balasore | 3102 | EHT (O&M) Division, Balasore | N126 | 132/33 kV S/S S/D Somanathpur | 3000000364 | 4 BOLTED PG CLAMP FOR ZEBRA - ZEBRA | CLMP.PG.D002 | ZSPR_ACT | ZSPR | NOS | 4 | 2888 | INR
3000 | Northern Zone, Balasore | 3100 | EHT (O&M) Circle, Balasore | 3102 | EHT (O&M) Division, Balasore | N122 | 220/132/33 kV T/L S/S S/D Balasore | 3000000364 | 4 BOLTED PG CLAMP FOR ZEBRA - ZEBRA | CLMP.PG.D002 | ZSPR_ACT | ZSPR | NOS | 15 | 10830 | INR
3000 | Northern Zone, Balasore | 3100 | EHT (O&M) Circle, Balasore | 3102 | EHT (O&M) Division, Balasore | N128 | 132/33 kV S/S S/D Jaleswar | 3000000364 | 4 BOLTED PG CLAMP FOR ZEBRA - ZEBRA | CLMP.PG.D002 | ZSPR_ACT | ZSPR | NOS | 18 | 12996 | INR
3000 | Northern Zone, Balasore | 3100 | EHT (O&M) Circle, Balasore | 3102 | EHT (O&M) Division, Balasore | N128 | 132/33 kV S/S S/D Jaleswar | 3000000365 | 4 BOLTED PG CLAMP FOR ZEBRA - PANTHER | CLMP.PG.D003 | ZSPR_ACT | ZSPR | NOS | 2 | 713.3 | INR
3000 | Northern Zone, Balasore | 3100 | EHT (O&M) Circle, Balasore | 3102 | EHT (O&M) Division, Balasore | N122 | 220/132/33 kV T/L S/S S/D Balasore | 3000000366 | 4 BOLTED PG CLAMP FOR MOOSE - MOOSE | CLMP.PG.D004 | ZSPR_ACT | ZSPR | NOS | 59 | 35400 | INR
3000 | Northern Zone, Balasore | 3100 | EHT (O&M) Circle, Balasore | 3102 | EHT (O&M) Division, Balasore | N122 | 220/132/33 kV T/L S/S S/D Balasore | 3000000376 | 4BOLTED POST INSULATOR CLAMP ALFOR ZEBRA | CLMP.PI.AL.D001 | ZSPR_US | ZSPR | NOS | 15 | 1500 | INR
3000 | Northern Zone, Balasore | 3100 | EHT (O&M) Circle, Balasore | 3102 | EHT (O&M) Division, Balasore | N122 | 220/132/33 kV T/L S/S S/D Balasore | 3000000378 | 4 BOLTED PI CLAMP AL FOR TWIN ZEBRA | CLMP.PI.AL.D003 | ZSPR_ACT | ZSPR | NOS | 1 | 832.3 | INR
3000 | Northern Zone, Balasore | 3100 | EHT (O&M) Circle, Balasore | 3102 | EHT (O&M) Division, Balasore | N127 | 132/33 kV T/L S/S S/D Basta | 3000000380 | 12bolted T Clamp for ACSR Zebra to Zebra | CLMP.SP.CT.AL.A001 | ZSPR_ACT | ZSPR | NOS | 3 | 3583.09 | INR
3000 | Northern Zone, Balasore | 3100 | EHT (O&M) Circle, Balasore | 3102 | EHT (O&M) Division, Balasore | N128 | 132/33 kV S/S S/D Jaleswar | 3000000380 | 12bolted T Clamp for ACSR Zebra to Zebra | CLMP.SP.CT.AL.A001 | ZSPR_ACT | ZSPR | NOS | 13 | 15526.7 | INR
3000 | Northern Zone, Balasore | 3100 | EHT (O&M) Circle, Balasore | 3102 | EHT (O&M) Division, Balasore | N122 | 220/132/33 kV T/L S/S S/D Balasore | 3000000385 | 6bolt-Bi.CT stud clamp-ACSR zebra | CLMP.SP.CT.AL.A016 | ZSPR_ACT | ZSPR | NOS | 32 | 94313.5 | INR
3000 | Northern Zone, Balasore | 3100 | EHT (O&M) Circle, Balasore | 3102 | EHT (O&M) Division, Balasore | N128 | 132/33 kV S/S S/D Jaleswar | 3000000386 | STRAIGHT THROUGH CLAMP ZEBRA BIMETALLIC | CLMP.ST.THRU.AL.A001 | ZSPR_ACT | ZSPR | NOS | 7 | 8670.36 | INR
3000 | Northern Zone, Balasore | 3100 | EHT (O&M) Circle, Balasore | 3102 | EHT (O&M) Division, Balasore | N127 | 132/33 kV T/L S/S S/D Basta | 3000000386 | STRAIGHT THROUGH CLAMP ZEBRA BIMETALLIC | CLMP.ST.THRU.AL.A001 | ZSPR_ACT | ZSPR | NOS | 5 | 6193.11 | INR
3000 | Northern Zone, Balasore | 3100 | EHT (O&M) Circle, Balasore | 3102 | EHT (O&M) Division, Balasore | N129 | 132/33 kV Bhogarai | 3000000386 | STRAIGHT THROUGH CLAMP ZEBRA BIMETALLIC | CLMP.ST.THRU.AL.A001 | ZSPR_ACT | ZSPR | NOS | 2 | 2477.24 | INR
3000 | Northern Zone, Balasore | 3100 | EHT (O&M) Circle, Balasore | 3102 | EHT (O&M) Division, Balasore | N126 | 132/33 kV S/S S/D Somanathpur | 3000000386 | STRAIGHT THROUGH CLAMP ZEBRA BIMETALLIC | CLMP.ST.THRU.AL.A001 | ZSPR_ACT | ZSPR | NOS | 2 | 2477.24 | INR
3000 | Northern Zone, Balasore | 3100 | EHT (O&M) Circle, Balasore | 3102 | EHT (O&M) Division, Balasore | N124 | 132/33 kV T/L S/S S/D Soro | 3000000386 | STRAIGHT THROUGH CLAMP ZEBRA BIMETALLIC | CLMP.ST.THRU.AL.A001 | ZSPR_ACT | ZSPR | NOS | 8 | 9908.98 | INR
3000 | Northern Zone, Balasore | 3100 | EHT (O&M) Circle, Balasore | 3102 | EHT (O&M) Division, Balasore | N122 | 220/132/33 kV T/L S/S S/D Balasore | 3000000386 | STRAIGHT THROUGH CLAMP ZEBRA BIMETALLIC | CLMP.ST.THRU.AL.A001 | ZSPR_ACT | ZSPR | NOS | 14 | 17340.72 | INR
3000 | Northern Zone, Balasore | 3100 | EHT (O&M) Circle, Balasore | 3102 | EHT (O&M) Division, Balasore | N123 | 220 kV Line S/D Balasore | 3000000388 | T Clamp for Panther run-Panther Drop | CLMP.T.AL.A001 | ZSPR_ACT | ZSPR | NOS | 10 | 5923.3 | INR
3000 | Northern Zone, Balasore | 3100 | EHT (O&M) Circle, Balasore | 3102 | EHT (O&M) Division, Balasore | N1L2 | 220/132/33 kV T/L S/S S/D Balasore_Line | 3000000388 | T Clamp for Panther run-Panther Drop | CLMP.T.AL.A001 | ZSPR_ACT | ZSPR | NOS | 17 | 10069.61 | INR
3000 | Northern Zone, Balasore | 3100 | EHT (O&M) Circle, Balasore | 3102 | EHT (O&M) Division, Balasore | N128 | 132/33 kV S/S S/D Jaleswar | 3000000389 | T CLAMP ALFOR PANTHER RUN-ZEBRA DROP | CLMP.T.AL.A002 | ZSPR_ACT | ZSPR | NOS | 5 | 3335.57 | INR
3000 | Northern Zone, Balasore | 3100 | EHT (O&M) Circle, Balasore | 3102 | EHT (O&M) Division, Balasore | N127 | 132/33 kV T/L S/S S/D Basta | 3000000389 | T CLAMP ALFOR PANTHER RUN-ZEBRA DROP | CLMP.T.AL.A002 | ZSPR_ACT | ZSPR | NOS | 8 | 5336.91 | INR
3000 | Northern Zone, Balasore | 3100 | EHT (O&M) Circle, Balasore | 3102 | EHT (O&M) Division, Balasore | N126 | 132/33 kV S/S S/D Somanathpur | 3000000389 | T CLAMP ALFOR PANTHER RUN-ZEBRA DROP | CLMP.T.AL.A002 | ZSPR_ACT | ZSPR | NOS | 6 | 4002.68 | INR
3000 | Northern Zone, Balasore | 3100 | EHT (O&M) Circle, Balasore | 3102 | EHT (O&M) Division, Balasore | N124 | 132/33 kV T/L S/S S/D Soro | 3000000389 | T CLAMP ALFOR PANTHER RUN-ZEBRA DROP | CLMP.T.AL.A002 | ZSPR_ACT | ZSPR | NOS | 10 | 6671.13 | INR
3000 | Northern Zone, Balasore | 3100 | EHT (O&M) Circle, Balasore | 3102 | EHT (O&M) Division, Balasore | N123 | 220 kV Line S/D Balasore | 3000000389 | T CLAMP ALFOR PANTHER RUN-ZEBRA DROP | CLMP.T.AL.A002 | ZSPR_ACT | ZSPR | NOS | 6 | 4002.68 | INR
3000 | Northern Zone, Balasore | 3100 | EHT (O&M) Circle, Balasore | 3102 | EHT (O&M) Division, Balasore | N122 | 220/132/33 kV T/L S/S S/D Balasore | 3000000389 | T CLAMP ALFOR PANTHER RUN-ZEBRA DROP | CLMP.T.AL.A002 | ZSPR_ACT | ZSPR | NOS | 19 | 12675.14 | INR
3000 | Northern Zone, Balasore | 3100 | EHT (O&M) Circle, Balasore | 3102 | EHT (O&M) Division, Balasore | N127 | 132/33 kV T/L S/S S/D Basta | 3000000390 | T CLAMP ALFOR ZEBRA RUN - DOG DROP | CLMP.T.AL.A003 | ZSPR_THEFT | ZSPR | NOS | 20 | 19862.4 | INR
3000 | Northern Zone, Balasore | 3100 | EHT (O&M) Circle, Balasore | 3102 | EHT (O&M) Division, Balasore | N126 | 132/33 kV S/S S/D Somanathpur | 3000000391 | T CLAMP ALFOR ZEBRA RUN - ZEBRA DROP | CLMP.T.AL.A004 | ZSPR_ACT | ZSPR | NOS | 14 | 11217.42 | INR
3000 | Northern Zone, Balasore | 3100 | EHT (O&M) Circle, Balasore | 3102 | EHT (O&M) Division, Balasore | N124 | 132/33 kV T/L S/S S/D Soro | 3000000391 | T CLAMP ALFOR ZEBRA RUN - ZEBRA DROP | CLMP.T.AL.A004 | ZSPR_ACT | ZSPR | NOS | 9 | 7211.19 | INR
3000 | Northern Zone, Balasore | 3100 | EHT (O&M) Circle, Balasore | 3102 | EHT (O&M) Division, Balasore | N122 | 220/132/33 kV T/L S/S S/D Balasore | 3000000391 | T CLAMP ALFOR ZEBRA RUN - ZEBRA DROP | CLMP.T.AL.A004 | ZSPR_ACT | ZSPR | NOS | 12 | 9614.92 | INR
3000 | Northern Zone, Balasore | 3100 | EHT (O&M) Circle, Balasore | 3102 | EHT (O&M) Division, Balasore | N124 | 132/33 kV T/L S/S S/D Soro | 3000000392 | T-CLAMP AL- ZEBRA-PANTHER | CLMP.T.AL.A005 | ZSPR_ACT | ZSPR | NOS | 2 | 1195.62 | INR
3000 | Northern Zone, Balasore | 3100 | EHT (O&M) Circle, Balasore | 3102 | EHT (O&M) Division, Balasore | N128 | 132/33 kV S/S S/D Jaleswar | 3000000392 | T-CLAMP AL- ZEBRA-PANTHER | CLMP.T.AL.A005 | ZSPR_ACT | ZSPR | NOS | 3 | 1793.43 | INR
3000 | Northern Zone, Balasore | 3100 | EHT (O&M) Circle, Balasore | 3102 | EHT (O&M) Division, Balasore | N122 | 220/132/33 kV T/L S/S S/D Balasore | 3000000392 | T-CLAMP AL- ZEBRA-PANTHER | CLMP.T.AL.A005 | ZSPR_ACT | ZSPR | NOS | 12 | 7173.72 | INR
3000 | Northern Zone, Balasore | 3100 | EHT (O&M) Circle, Balasore | 3102 | EHT (O&M) Division, Balasore | N129 | 132/33 kV Bhogarai | 3000000393 | T CLAMP ALFOR ZEBRA RUN - MOOSE DROP | CLMP.T.AL.A006 | ZSPR_ACT | ZSPR | NOS | 6 | 7410 | INR
3000 | Northern Zone, Balasore | 3100 | EHT (O&M) Circle, Balasore | 3102 | EHT (O&M) Division, Balasore | N122 | 220/132/33 kV T/L S/S S/D Balasore | 3000000394 | T-CLAMP ACSR MOOSE RUN AND MOOSE DROP | CLMP.T.AL.A007 | ZSPR_ACT | ZSPR | NOS | 9 | 23580.08 | INR
3000 | Northern Zone, Balasore | 3100 | EHT (O&M) Circle, Balasore | 3102 | EHT (O&M) Division, Balasore | N122 | 220/132/33 kV T/L S/S S/D Balasore | 3000000394 | T-CLAMP ACSR MOOSE RUN AND MOOSE DROP | CLMP.T.AL.A007 | ZSPR_US | ZSPR | NOS | 25 | 6823 | INR
3000 | Northern Zone, Balasore | 3100 | EHT (O&M) Circle, Balasore | 3102 | EHT (O&M) Division, Balasore | N129 | 132/33 kV Bhogarai | 3000000394 | T-CLAMP ACSR MOOSE RUN AND MOOSE DROP | CLMP.T.AL.A007 | ZSPR_ACT | ZSPR | NOS | 6 | 15720.06 | INR
3000 | Northern Zone, Balasore | 3100 | EHT (O&M) Circle, Balasore | 3102 | EHT (O&M) Division, Balasore | NL28 | 132/33 KV GSS Jaleswar_Line | 3000000398 | T CLAMP ALLUMINIUM FOR PANTHER TO PANTHE | CLMP.T.AL.A012 | ZSPR_ACT | ZSPR | NOS | 29 | 17177.57 | INR
3000 | Northern Zone, Balasore | 3100 | EHT (O&M) Circle, Balasore | 3102 | EHT (O&M) Division, Balasore | N129 | 132/33 kV Bhogarai | 3000000403 | T clamp twin Moose run to Moose drop | CLMP.T.AL.A027 | ZSPR_ACT | ZSPR | NOS | 3 | 48038.01 | INR
3000 | Northern Zone, Balasore | 3100 | EHT (O&M) Circle, Balasore | 3102 | EHT (O&M) Division, Balasore | N122 | 220/132/33 kV T/L S/S S/D Balasore | 3000000405 | SPR T CLAMP AL TWIN ZEBRA RUN-ZEBRA DROP | CLMP.T.AL.B001 | ZSPR_ACT | ZSPR | NOS | 9 | 18956.17 | INR
3000 | Northern Zone, Balasore | 3100 | EHT (O&M) Circle, Balasore | 3102 | EHT (O&M) Division, Balasore | N123 | 220 kV Line S/D Balasore | 3000000405 | SPR T CLAMP AL TWIN ZEBRA RUN-ZEBRA DROP | CLMP.T.AL.B001 | ZSPR_ACT | ZSPR | NOS | 14 | 29487.38 | INR
3000 | Northern Zone, Balasore | 3100 | EHT (O&M) Circle, Balasore | 3102 | EHT (O&M) Division, Balasore | N128 | 132/33 kV S/S S/D Jaleswar | 3000000405 | SPR T CLAMP AL TWIN ZEBRA RUN-ZEBRA DROP | CLMP.T.AL.B001 | ZSPR_ACT | ZSPR | NOS | 5 | 10531.21 | INR
3000 | Northern Zone, Balasore | 3100 | EHT (O&M) Circle, Balasore | 3102 | EHT (O&M) Division, Balasore | N122 | 220/132/33 kV T/L S/S S/D Balasore | 3000000406 | SPR T CLAMP AL TWIN MOOSE RUN-ZEBRA DROP | CLMP.T.AL.B002 | ZSPR_ACT | ZSPR | NOS | 3 | 2594.13 | INR
3000 | Northern Zone, Balasore | 3100 | EHT (O&M) Circle, Balasore | 3102 | EHT (O&M) Division, Balasore | N122 | 220/132/33 kV T/L S/S S/D Balasore | 3000000408 | SP T CLAMP AL TWIN MOOSE RUN-DROP | CLMP.T.AL.B004 | ZSPR_ACT | ZSPR | NOS | 3 | 6000 | INR
3000 | Northern Zone, Balasore | 3100 | EHT (O&M) Circle, Balasore | 3102 | EHT (O&M) Division, Balasore | N124 | 132/33 kV T/L S/S S/D Soro | 3000000414 | JUMPER CONE FOR ACSR ZEBRA CONDUCTOR | COND.ACCES.A003 | ZSPR_ACT | ZSPR | NOS | 13 | 1500.33 | INR
3000 | Northern Zone, Balasore | 3100 | EHT (O&M) Circle, Balasore | 3102 | EHT (O&M) Division, Balasore | N1L2 | 220/132/33 kV T/L S/S S/D Balasore_Line | 3000000426 | PA ROD ACSR HORSE IN SET | COND.ACCES.B001 | ZSPR_ACT | ZSPR | NOS | 4 | 1160 | INR
3000 | Northern Zone, Balasore | 3100 | EHT (O&M) Circle, Balasore | 3102 | EHT (O&M) Division, Balasore | NL29 | 132_Bhogarai_Lin | 3000000427 | PA ROD ACSR PANTHER IN SET | COND.ACCES.B002 | ZSPR_ACT | ZSPR | NOS | 37 | 66306.56 | INR
3000 | Northern Zone, Balasore | 3100 | EHT (O&M) Circle, Balasore | 3102 | EHT (O&M) Division, Balasore | N123 | 220 kV Line S/D Balasore | 3000000427 | PA ROD ACSR PANTHER IN SET | COND.ACCES.B002 | ZSPR_ACT | ZSPR | NOS | 4 | 7168.28 | INR
3000 | Northern Zone, Balasore | 3100 | EHT (O&M) Circle, Balasore | 3102 | EHT (O&M) Division, Balasore | N123 | 220 kV Line S/D Balasore | 3000000428 | PA ROD ACSR ZEBRA IN SET | COND.ACCES.B003 | ZSPR_ACT | ZSPR | NOS | 5 | 2815.4 | INR
3000 | Northern Zone, Balasore | 3100 | EHT (O&M) Circle, Balasore | 3102 | EHT (O&M) Division, Balasore | N123 | 220 kV Line S/D Balasore | 3000000437 | MS JOINT FOR ACSR PANTHER CONDUCTOR | COND.ACCES.C002 | ZSPR_ACT | ZSPR | NOS | 7 | 7881.35 | INR
3000 | Northern Zone, Balasore | 3100 | EHT (O&M) Circle, Balasore | 3102 | EHT (O&M) Division, Balasore | NL29 | 132_Bhogarai_Lin | 3000000437 | MS JOINT FOR ACSR PANTHER CONDUCTOR | COND.ACCES.C002 | ZSPR_ACT | ZSPR | NOS | 144 | 162130.71 | INR
3000 | Northern Zone, Balasore | 3100 | EHT (O&M) Circle, Balasore | 3102 | EHT (O&M) Division, Balasore | NL28 | 132/33 KV GSS Jaleswar_Line | 3000000437 | MS JOINT FOR ACSR PANTHER CONDUCTOR | COND.ACCES.C002 | ZSPR_ACT | ZSPR | NOS | 24 | 27021.78 | INR
3000 | Northern Zone, Balasore | 3100 | EHT (O&M) Circle, Balasore | 3102 | EHT (O&M) Division, Balasore | N1L2 | 220/132/33 kV T/L S/S S/D Balasore_Line | 3000000437 | MS JOINT FOR ACSR PANTHER CONDUCTOR | COND.ACCES.C002 | ZSPR_ACT | ZSPR | NOS | 10 | 11259.08 | INR
3000 | Northern Zone, Balasore | 3100 | EHT (O&M) Circle, Balasore | 3102 | EHT (O&M) Division, Balasore | N123 | 220 kV Line S/D Balasore | 3000000438 | MS JOINT FOR ACSR ZEBRA CONDUCTOR | COND.ACCES.C003 | ZSPR_ACT | ZSPR | NOS | 2 | 1358.29 | INR
3000 | Northern Zone, Balasore | 3100 | EHT (O&M) Circle, Balasore | 3102 | EHT (O&M) Division, Balasore | N123 | 220 kV Line S/D Balasore | 3000000443 | MS JOINT AAAC ZEBRA EQUIVALENT | COND.ACCES.C008 | ZSPR_ACT | ZSPR | NOS | 15 | 10598.4 | INR
3000 | Northern Zone, Balasore | 3100 | EHT (O&M) Circle, Balasore | 3102 | EHT (O&M) Division, Balasore | N122 | 220/132/33 kV T/L S/S S/D Balasore | 3000000447 | SPACER FOR ACSR TWIN ZEBRA CONDUCTOR | COND.ACCES.D001 | ZSPR_ACT | ZSPR | NOS | 16 | 13293.04 | INR
3000 | Northern Zone, Balasore | 3100 | EHT (O&M) Circle, Balasore | 3102 | EHT (O&M) Division, Balasore | N128 | 132/33 kV S/S S/D Jaleswar | 3000000447 | SPACER FOR ACSR TWIN ZEBRA CONDUCTOR | COND.ACCES.D001 | ZSPR_ACT | ZSPR | NOS | 5 | 4154.08 | INR
3000 | Northern Zone, Balasore | 3100 | EHT (O&M) Circle, Balasore | 3102 | EHT (O&M) Division, Balasore | N127 | 132/33 kV T/L S/S S/D Basta | 3000000448 | SPACER FOR ACSR TWIN MOOSE CONDUCTOR | COND.ACCES.D002 | ZSPR_ACT | ZSPR | NOS | 19 | 49691.92 | INR
3000 | Northern Zone, Balasore | 3100 | EHT (O&M) Circle, Balasore | 3102 | EHT (O&M) Division, Balasore | N129 | 132/33 kV Bhogarai | 3000000448 | SPACER FOR ACSR TWIN MOOSE CONDUCTOR | COND.ACCES.D002 | ZSPR_ACT | ZSPR | NOS | 3 | 7846.09 | INR
3000 | Northern Zone, Balasore | 3100 | EHT (O&M) Circle, Balasore | 3102 | EHT (O&M) Division, Balasore | N127 | 132/33 kV T/L S/S S/D Basta | 3000000448 | SPACER FOR ACSR TWIN MOOSE CONDUCTOR | COND.ACCES.D002 | ZSPR_US | ZSPR | NOS | 1 | 100 | INR
3000 | Northern Zone, Balasore | 3100 | EHT (O&M) Circle, Balasore | 3102 | EHT (O&M) Division, Balasore | N122 | 220/132/33 kV T/L S/S S/D Balasore | 3000000455 | VD OFACSR PANTHER CONDUCTOR | COND.ACCES.E002 | ZSPR_ACT | ZSPR | NOS | 2 | 1453.82 | INR
3000 | Northern Zone, Balasore | 3100 | EHT (O&M) Circle, Balasore | 3102 | EHT (O&M) Division, Balasore | NL27 | 132/33 kV T/L S/S S/D Basta_Line | 3000000455 | VD OFACSR PANTHER CONDUCTOR | COND.ACCES.E002 | ZSPR_ACT | ZSPR | NOS | 16 | 11630.53 | INR
3000 | Northern Zone, Balasore | 3100 | EHT (O&M) Circle, Balasore | 3102 | EHT (O&M) Division, Balasore | NL28 | 132/33 KV GSS Jaleswar_Line | 3000000455 | VD OFACSR PANTHER CONDUCTOR | COND.ACCES.E002 | ZSPR_ACT | ZSPR | NOS | 43 | 31257.04 | INR
3000 | Northern Zone, Balasore | 3100 | EHT (O&M) Circle, Balasore | 3102 | EHT (O&M) Division, Balasore | N1L2 | 220/132/33 kV T/L S/S S/D Balasore_Line | 3000000455 | VD OFACSR PANTHER CONDUCTOR | COND.ACCES.E002 | ZSPR_ACT | ZSPR | NOS | 4 | 2907.63 | INR
3000 | Northern Zone, Balasore | 3100 | EHT (O&M) Circle, Balasore | 3102 | EHT (O&M) Division, Balasore | NL29 | 132_Bhogarai_Lin | 3000000455 | VD OFACSR PANTHER CONDUCTOR | COND.ACCES.E002 | ZSPR_ACT | ZSPR | NOS | 58 | 42160.66 | INR
3000 | Northern Zone, Balasore | 3100 | EHT (O&M) Circle, Balasore | 3102 | EHT (O&M) Division, Balasore | N123 | 220 kV Line S/D Balasore | 3000000456 | VD OF ACSR ZEBRA CONDUCTOR | COND.ACCES.E003 | ZSPR_ACT | ZSPR | NOS | 22 | 10354.3 | INR
3000 | Northern Zone, Balasore | 3100 | EHT (O&M) Circle, Balasore | 3102 | EHT (O&M) Division, Balasore | N1L2 | 220/132/33 kV T/L S/S S/D Balasore_Line | 3000000465 | REPAIR SLEEVE FOR ACSR PANTHER CONDUCTOR | COND.ACCES.F002 | ZSPR_ACT | ZSPR | NOS | 10 | 5272.31 | INR
3000 | Northern Zone, Balasore | 3100 | EHT (O&M) Circle, Balasore | 3102 | EHT (O&M) Division, Balasore | N123 | 220 kV Line S/D Balasore | 3000000465 | REPAIR SLEEVE FOR ACSR PANTHER CONDUCTOR | COND.ACCES.F002 | ZSPR_ACT | ZSPR | NOS | 3 | 1581.69 | INR
3000 | Northern Zone, Balasore | 3100 | EHT (O&M) Circle, Balasore | 3102 | EHT (O&M) Division, Balasore | N124 | 132/33 kV T/L S/S S/D Soro | 3000000465 | REPAIR SLEEVE FOR ACSR PANTHER CONDUCTOR | COND.ACCES.F002 | ZSPR_ACT | ZSPR | NOS | 9 | 4745.08 | INR
3000 | Northern Zone, Balasore | 3100 | EHT (O&M) Circle, Balasore | 3102 | EHT (O&M) Division, Balasore | NL29 | 132_Bhogarai_Lin | 3000000465 | REPAIR SLEEVE FOR ACSR PANTHER CONDUCTOR | COND.ACCES.F002 | ZSPR_ACT | ZSPR | NOS | 181 | 95428.77 | INR
3000 | Northern Zone, Balasore | 3100 | EHT (O&M) Circle, Balasore | 3102 | EHT (O&M) Division, Balasore | NL28 | 132/33 KV GSS Jaleswar_Line | 3000000465 | REPAIR SLEEVE FOR ACSR PANTHER CONDUCTOR | COND.ACCES.F002 | ZSPR_ACT | ZSPR | NOS | 27 | 14235.23 | INR
3000 | Northern Zone, Balasore | 3100 | EHT (O&M) Circle, Balasore | 3102 | EHT (O&M) Division, Balasore | N123 | 220 kV Line S/D Balasore | 3000000466 | REPAIR SLEEVE FOR ACSR ZEBRA CONDUCTOR | COND.ACCES.F003 | ZSPR_ACT | ZSPR | NOS | 10 | 1863.41 | INR
3000 | Northern Zone, Balasore | 3100 | EHT (O&M) Circle, Balasore | 3102 | EHT (O&M) Division, Balasore | N124 | 132/33 kV T/L S/S S/D Soro | 3000000466 | REPAIR SLEEVE FOR ACSR ZEBRA CONDUCTOR | COND.ACCES.F003 | ZSPR_ACT | ZSPR | NOS | 6 | 1118.05 | INR
3000 | Northern Zone, Balasore | 3100 | EHT (O&M) Circle, Balasore | 3102 | EHT (O&M) Division, Balasore | N123 | 220 kV Line S/D Balasore | 3000000470 | REPAIR SLEEVE FOR AAAC ZEBRA | COND.ACCES.F008 | ZSPR_ACT | ZSPR | NOS | 15 | 4147 | INR
3000 | Northern Zone, Balasore | 3100 | EHT (O&M) Circle, Balasore | 3102 | EHT (O&M) Division, Balasore | N124 | 132/33 kV T/L S/S S/D Soro | 3000000486 | 36KV POLYCRETE CT800-400-200/1-1-1A | CT1.36POL800.C003 | ZSPR_ACT | ZSPR | NOS | 1 | 1000 | INR
3000 | Northern Zone, Balasore | 3100 | EHT (O&M) Circle, Balasore | 3102 | EHT (O&M) Division, Balasore | N122 | 220/132/33 kV T/L S/S S/D Balasore | 3000000582 | EARTHING:50X6mm GI Flat | ERTH.FLAT.GI.A005 | ZSPR_ACT | ZSPR | KG | 307 | 22963.04 | INR
3000 | Northern Zone, Balasore | 3100 | EHT (O&M) Circle, Balasore | 3102 | EHT (O&M) Division, Balasore | N126 | 132/33 kV S/S S/D Somanathpur | 3000000582 | EARTHING:50X6mm GI Flat | ERTH.FLAT.GI.A005 | ZSPR_ACT | ZSPR | KG | 30 | 2243.94 | INR
3000 | Northern Zone, Balasore | 3100 | EHT (O&M) Circle, Balasore | 3102 | EHT (O&M) Division, Balasore | N128 | 132/33 kV S/S S/D Jaleswar | 3000000582 | EARTHING:50X6mm GI Flat | ERTH.FLAT.GI.A005 | ZSPR_ACT | ZSPR | KG | 20 | 1495.96 | INR
3000 | Northern Zone, Balasore | 3100 | EHT (O&M) Circle, Balasore | 3102 | EHT (O&M) Division, Balasore | N126 | 132/33 kV S/S S/D Somanathpur | 3000000583 | 75 X 10 MM GI EARTH FLAT in KG | ERTH.FLAT.GI.A006 | ZSPR_ACT | ZSPR | KG | 324 | 162000 | INR
3000 | Northern Zone, Balasore | 3100 | EHT (O&M) Circle, Balasore | 3102 | EHT (O&M) Division, Balasore | N124 | 132/33 kV T/L S/S S/D Soro | 3000000583 | 75 X 10 MM GI EARTH FLAT in KG | ERTH.FLAT.GI.A006 | ZSPR_ACT | ZSPR | KG | 15 | 7500 | INR
3000 | Northern Zone, Balasore | 3100 | EHT (O&M) Circle, Balasore | 3102 | EHT (O&M) Division, Balasore | N127 | 132/33 kV T/L S/S S/D Basta | 3000000583 | 75 X 10 MM GI EARTH FLAT in KG | ERTH.FLAT.GI.A006 | ZSPR_ACT | ZSPR | KG | 106.02 | 53010 | INR
3000 | Northern Zone, Balasore | 3100 | EHT (O&M) Circle, Balasore | 3102 | EHT (O&M) Division, Balasore | N122 | 220/132/33 kV T/L S/S S/D Balasore | 3000000583 | 75 X 10 MM GI EARTH FLAT in KG | ERTH.FLAT.GI.A006 | ZSPR_ACT | ZSPR | KG | 68 | 34000 | INR
3000 | Northern Zone, Balasore | 3100 | EHT (O&M) Circle, Balasore | 3102 | EHT (O&M) Division, Balasore | N1L2 | 220/132/33 kV T/L S/S S/D Balasore_Line | 3000000613 | MID SPAN JOINT FOR 7/3.15MM EARTH WIRE | EW.ACCES.A002 | ZSPR_ACT | ZSPR | NOS | 43 | 23430.67 | INR
3000 | Northern Zone, Balasore | 3100 | EHT (O&M) Circle, Balasore | 3102 | EHT (O&M) Division, Balasore | NL29 | 132_Bhogarai_Lin | 3000000613 | MID SPAN JOINT FOR 7/3.15MM EARTH WIRE | EW.ACCES.A002 | ZSPR_ACT | ZSPR | NOS | 8 | 4359.19 | INR
3000 | Northern Zone, Balasore | 3100 | EHT (O&M) Circle, Balasore | 3102 | EHT (O&M) Division, Balasore | NL28 | 132/33 KV GSS Jaleswar_Line | 3000000613 | MID SPAN JOINT FOR 7/3.15MM EARTH WIRE | EW.ACCES.A002 | ZSPR_ACT | ZSPR | NOS | 5 | 2724.5 | INR
3000 | Northern Zone, Balasore | 3100 | EHT (O&M) Circle, Balasore | 3102 | EHT (O&M) Division, Balasore | NL29 | 132_Bhogarai_Lin | 3000000616 | VD FOR 7/3.15MM GI EARTHWIRE | EW.ACCES.B002 | ZSPR_ACT | ZSPR | NOS | 10 | 4519.86 | INR
3000 | Northern Zone, Balasore | 3100 | EHT (O&M) Circle, Balasore | 3102 | EHT (O&M) Division, Balasore | N122 | 220/132/33 kV T/L S/S S/D Balasore | 3000000616 | VD FOR 7/3.15MM GI EARTHWIRE | EW.ACCES.B002 | ZSPR_ACT | ZSPR | NOS | 6 | 2711.92 | INR
3000 | Northern Zone, Balasore | 3100 | EHT (O&M) Circle, Balasore | 3102 | EHT (O&M) Division, Balasore | NL28 | 132/33 KV GSS Jaleswar_Line | 3000000618 | REPAIR SLEEVE FOR 7/3.15 MM EARTH WIRE | EW.ACCES.C002 | ZSPR_ACT | ZSPR | NOS | 5 | 2104.8 | INR
3000 | Northern Zone, Balasore | 3100 | EHT (O&M) Circle, Balasore | 3102 | EHT (O&M) Division, Balasore | N123 | 220 kV Line S/D Balasore | 3000000739 | DS HARDWARE FITTING ACSR PANTHER | HWF.DS.A002 | ZSPR_ACT | ZSPR | NOS | 6 | 34387.32 | INR
3000 | Northern Zone, Balasore | 3100 | EHT (O&M) Circle, Balasore | 3102 | EHT (O&M) Division, Balasore | NL28 | 132/33 KV GSS Jaleswar_Line | 3000000739 | DS HARDWARE FITTING ACSR PANTHER | HWF.DS.A002 | ZSPR_US | ZSPR | NOS | 6 | 10263 | INR
3000 | Northern Zone, Balasore | 3100 | EHT (O&M) Circle, Balasore | 3102 | EHT (O&M) Division, Balasore | N1L2 | 220/132/33 kV T/L S/S S/D Balasore_Line | 3000000739 | DS HARDWARE FITTING ACSR PANTHER | HWF.DS.A002 | ZSPR_ACT | ZSPR | NOS | 5 | 28656.1 | INR
3000 | Northern Zone, Balasore | 3100 | EHT (O&M) Circle, Balasore | 3102 | EHT (O&M) Division, Balasore | NL29 | 132_Bhogarai_Lin | 3000000739 | DS HARDWARE FITTING ACSR PANTHER | HWF.DS.A002 | ZSPR_ACT | ZSPR | NOS | 5 | 28656.1 | INR
3000 | Northern Zone, Balasore | 3100 | EHT (O&M) Circle, Balasore | 3102 | EHT (O&M) Division, Balasore | N122 | 220/132/33 kV T/L S/S S/D Balasore | 3000000740 | DS HARDWARE FITTING ACSR ZEBRA | HWF.DS.A003 | ZSPR_ACT | ZSPR | NOS | 36 | 54416.52 | INR
3000 | Northern Zone, Balasore | 3100 | EHT (O&M) Circle, Balasore | 3102 | EHT (O&M) Division, Balasore | N123 | 220 kV Line S/D Balasore | 3000000744 | DS HARDWARE FITTING AAAC ZEBRA | HWF.DS.A010 | ZSPR_ACT | ZSPR | NOS | 130 | 441980.46 | INR
3000 | Northern Zone, Balasore | 3100 | EHT (O&M) Circle, Balasore | 3102 | EHT (O&M) Division, Balasore | N1L2 | 220/132/33 kV T/L S/S S/D Balasore_Line | 3000000799 | DT Hard ware fittings -120 KN insulator | HWF.DT.A002 | ZSPR_ACT | ZSPR | NOS | 6 | 20874.16 | INR
3000 | Northern Zone, Balasore | 3100 | EHT (O&M) Circle, Balasore | 3102 | EHT (O&M) Division, Balasore | NL28 | 132/33 KV GSS Jaleswar_Line | 3000000799 | DT Hard ware fittings -120 KN insulator | HWF.DT.A002 | ZSPR_ACT | ZSPR | NOS | 10 | 34790.28 | INR
3000 | Northern Zone, Balasore | 3100 | EHT (O&M) Circle, Balasore | 3102 | EHT (O&M) Division, Balasore | NL28 | 132/33 KV GSS Jaleswar_Line | 3000000799 | DT Hard ware fittings -120 KN insulator | HWF.DT.A002 | ZSPR_US | ZSPR | NOS | 12 | 36453.6 | INR
3000 | Northern Zone, Balasore | 3100 | EHT (O&M) Circle, Balasore | 3102 | EHT (O&M) Division, Balasore | N123 | 220 kV Line S/D Balasore | 3000000799 | DT Hard ware fittings -120 KN insulator | HWF.DT.A002 | ZSPR_ACT | ZSPR | NOS | 6 | 20874.16 | INR
3000 | Northern Zone, Balasore | 3100 | EHT (O&M) Circle, Balasore | 3102 | EHT (O&M) Division, Balasore | N123 | 220 kV Line S/D Balasore | 3000000800 | DT HARDWARE FITTING ACSR ZEBRA | HWF.DT.A003 | ZSPR_ACT | ZSPR | NOS | 2 | 10264.57 | INR
3000 | Northern Zone, Balasore | 3100 | EHT (O&M) Circle, Balasore | 3102 | EHT (O&M) Division, Balasore | N129 | 132/33 kV Bhogarai | 3000000801 | DT HARDWARE FITTING ACSR MOOSE | HWF.DT.A004 | ZSPR_ACT | ZSPR | NOS | 3 | 14708.28 | INR
3000 | Northern Zone, Balasore | 3100 | EHT (O&M) Circle, Balasore | 3102 | EHT (O&M) Division, Balasore | NL29 | 132_Bhogarai_Lin | 3000000803 | DT HARDWARE FITTING FOR ACSR PANTHER | HWF.DT.A006 | ZSPR_ACT | ZSPR | NOS | 8 | 51336 | INR
3000 | Northern Zone, Balasore | 3100 | EHT (O&M) Circle, Balasore | 3102 | EHT (O&M) Division, Balasore | N123 | 220 kV Line S/D Balasore | 3000000805 | DT HARDWARE FITTING AAAC ZEBRA | HWF.DT.A010 | ZSPR_ACT | ZSPR | NOS | 44 | 146576.32 | INR
3000 | Northern Zone, Balasore | 3100 | EHT (O&M) Circle, Balasore | 3102 | EHT (O&M) Division, Balasore | NL28 | 132/33 KV GSS Jaleswar_Line | 3000000824 | SUSPENSION CLAMP FOR 7/3.15MM EARTHWIRE | HWF.SC.EW.A002 | ZSPR_ACT | ZSPR | NOS | 5 | 4848.02 | INR
3000 | Northern Zone, Balasore | 3100 | EHT (O&M) Circle, Balasore | 3102 | EHT (O&M) Division, Balasore | NL29 | 132_Bhogarai_Lin | 3000000824 | SUSPENSION CLAMP FOR 7/3.15MM EARTHWIRE | HWF.SC.EW.A002 | ZSPR_ACT | ZSPR | NOS | 6 | 5817.62 | INR
3000 | Northern Zone, Balasore | 3100 | EHT (O&M) Circle, Balasore | 3102 | EHT (O&M) Division, Balasore | N123 | 220 kV Line S/D Balasore | 3000000824 | SUSPENSION CLAMP FOR 7/3.15MM EARTHWIRE | HWF.SC.EW.A002 | ZSPR_US | ZSPR | NOS | 2 | 592.54 | INR
3000 | Northern Zone, Balasore | 3100 | EHT (O&M) Circle, Balasore | 3102 | EHT (O&M) Division, Balasore | NL28 | 132/33 KV GSS Jaleswar_Line | 3000000846 | SS HARDWARE FITTING ACSR PANTHER | HWF.SS.A002 | ZSPR_ACT | ZSPR | NOS | 42 | 127325.28 | INR
3000 | Northern Zone, Balasore | 3100 | EHT (O&M) Circle, Balasore | 3102 | EHT (O&M) Division, Balasore | N1L2 | 220/132/33 kV T/L S/S S/D Balasore_Line | 3000000846 | SS HARDWARE FITTING ACSR PANTHER | HWF.SS.A002 | ZSPR_US | ZSPR | NOS | 12 | 14457 | INR
3000 | Northern Zone, Balasore | 3100 | EHT (O&M) Circle, Balasore | 3102 | EHT (O&M) Division, Balasore | NL29 | 132_Bhogarai_Lin | 3000000846 | SS HARDWARE FITTING ACSR PANTHER | HWF.SS.A002 | ZSPR_ACT | ZSPR | NOS | 43 | 130356.83 | INR
3000 | Northern Zone, Balasore | 3100 | EHT (O&M) Circle, Balasore | 3102 | EHT (O&M) Division, Balasore | N123 | 220 kV Line S/D Balasore | 3000000847 | SS HARDWARE FITTING ACSR ZEBRA | HWF.SS.A003 | ZSPR_ACT | ZSPR | NOS | 140 | 311260.63 | INR
3000 | Northern Zone, Balasore | 3100 | EHT (O&M) Circle, Balasore | 3102 | EHT (O&M) Division, Balasore | N122 | 220/132/33 kV T/L S/S S/D Balasore | 3000000847 | SS HARDWARE FITTING ACSR ZEBRA | HWF.SS.A003 | ZSPR_ACT | ZSPR | NOS | 31 | 68922 | INR
3000 | Northern Zone, Balasore | 3100 | EHT (O&M) Circle, Balasore | 3102 | EHT (O&M) Division, Balasore | N127 | 132/33 kV T/L S/S S/D Basta | 3000000847 | SS HARDWARE FITTING ACSR ZEBRA | HWF.SS.A003 | ZSPR_ACT | ZSPR | NOS | 5 | 11116.45 | INR
3000 | Northern Zone, Balasore | 3100 | EHT (O&M) Circle, Balasore | 3102 | EHT (O&M) Division, Balasore | N129 | 132/33 kV Bhogarai | 3000000848 | SS H/W Fitting ACSR Moose | HWF.SS.A004 | ZSPR_ACT | ZSPR | NOS | 3 | 48038.01 | INR
3000 | Northern Zone, Balasore | 3100 | EHT (O&M) Circle, Balasore | 3102 | EHT (O&M) Division, Balasore | N122 | 220/132/33 kV T/L S/S S/D Balasore | 3000000850 | SS HARDWARE FITTING ACSR TWIN MOOSE | HWF.SS.A006 | ZSPR_ACT | ZSPR | NOS | 10 | 55158.5 | INR
3000 | Northern Zone, Balasore | 3100 | EHT (O&M) Circle, Balasore | 3102 | EHT (O&M) Division, Balasore | N123 | 220 kV Line S/D Balasore | 3000000852 | SS HARDWARE FITTING AAAC ZEBRA | HWF.SS.A010 | ZSPR_ACT | ZSPR | NOS | 30 | 62460 | INR
3000 | Northern Zone, Balasore | 3100 | EHT (O&M) Circle, Balasore | 3102 | EHT (O&M) Division, Balasore | N129 | 132/33 kV Bhogarai | 3000000865 | SS HWF CLAMP FOR ACSR PANTHER CONDUCTOR | HWF.SS.C002 | ZSPR_ACT | ZSPR | NOS | 43 | 133515 | INR
3000 | Northern Zone, Balasore | 3100 | EHT (O&M) Circle, Balasore | 3102 | EHT (O&M) Division, Balasore | N123 | 220 kV Line S/D Balasore | 3000000872 | ARCING HORN OF SS HWF FOR ACSR ZEBRA | HWF.SS.D003 | ZSPR_ACT | ZSPR | NOS | 60 | 15000 | INR
3000 | Northern Zone, Balasore | 3100 | EHT (O&M) Circle, Balasore | 3102 | EHT (O&M) Division, Balasore | N122 | 220/132/33 kV T/L S/S S/D Balasore | 3000000877 | ST Hard wares fittings 120KN insulator | HWF.ST.A002 | ZSPR_ACT | ZSPR | NOS | 15 | 22043.55 | INR
3000 | Northern Zone, Balasore | 3100 | EHT (O&M) Circle, Balasore | 3102 | EHT (O&M) Division, Balasore | NL28 | 132/33 KV GSS Jaleswar_Line | 3000000877 | ST Hard wares fittings 120KN insulator | HWF.ST.A002 | ZSPR_ACT | ZSPR | NOS | 11 | 16165.27 | INR
3000 | Northern Zone, Balasore | 3100 | EHT (O&M) Circle, Balasore | 3102 | EHT (O&M) Division, Balasore | N124 | 132/33 kV T/L S/S S/D Soro | 3000000878 | ST HWF FOR ACSR ZEBRA | HWF.ST.A003 | ZSPR_ACT | ZSPR | NOS | 1 | 2138.09 | INR
3000 | Northern Zone, Balasore | 3100 | EHT (O&M) Circle, Balasore | 3102 | EHT (O&M) Division, Balasore | N123 | 220 kV Line S/D Balasore | 3000000878 | ST HWF FOR ACSR ZEBRA | HWF.ST.A003 | ZSPR_SCRAP | ZSPR | NOS | 12 | 12 | INR
3000 | Northern Zone, Balasore | 3100 | EHT (O&M) Circle, Balasore | 3102 | EHT (O&M) Division, Balasore | N127 | 132/33 kV T/L S/S S/D Basta | 3000000878 | ST HWF FOR ACSR ZEBRA | HWF.ST.A003 | ZSPR_THEFT | ZSPR | NOS | 2 | 4276.18 | INR
3000 | Northern Zone, Balasore | 3100 | EHT (O&M) Circle, Balasore | 3102 | EHT (O&M) Division, Balasore | N122 | 220/132/33 kV T/L S/S S/D Balasore | 3000000878 | ST HWF FOR ACSR ZEBRA | HWF.ST.A003 | ZSPR_ACT | ZSPR | NOS | 2 | 4276.18 | INR
3000 | Northern Zone, Balasore | 3100 | EHT (O&M) Circle, Balasore | 3102 | EHT (O&M) Division, Balasore | N129 | 132/33 kV Bhogarai | 3000000879 | Single Tension H/W Fitting ACSR Moose | HWF.ST.A004 | ZSPR_ACT | ZSPR | SET | 3 | 13854.93 | INR
3000 | Northern Zone, Balasore | 3100 | EHT (O&M) Circle, Balasore | 3102 | EHT (O&M) Division, Balasore | N122 | 220/132/33 kV T/L S/S S/D Balasore | 3000000879 | Single Tension H/W Fitting ACSR Moose | HWF.ST.A004 | ZSPR_ACT | ZSPR | SET | 10 | 46183.08 | INR
3000 | Northern Zone, Balasore | 3100 | EHT (O&M) Circle, Balasore | 3102 | EHT (O&M) Division, Balasore | N122 | 220/132/33 kV T/L S/S S/D Balasore | 3000000880 | ST HARDWARE FITTING ACSR TWIN ZEBRA | HWF.ST.A005 | ZSPR_ACT | ZSPR | NOS | 2 | 15571.28 | INR
3000 | Northern Zone, Balasore | 3100 | EHT (O&M) Circle, Balasore | 3102 | EHT (O&M) Division, Balasore | N122 | 220/132/33 kV T/L S/S S/D Balasore | 3000000881 | ST HARDWARE FITTING ACSR TWIN MOOSE | HWF.ST.A006 | ZSPR_ACT | ZSPR | NOS | 6 | 29418 | INR
3000 | Northern Zone, Balasore | 3100 | EHT (O&M) Circle, Balasore | 3102 | EHT (O&M) Division, Balasore | NL29 | 132_Bhogarai_Lin | 3000000882 | ST HWF FOR ACSR PANTHER | HWF.ST.A008 | ZSPR_ACT | ZSPR | NOS | 4 | 14492 | INR
3000 | Northern Zone, Balasore | 3100 | EHT (O&M) Circle, Balasore | 3102 | EHT (O&M) Division, Balasore | N1L2 | 220/132/33 kV T/L S/S S/D Balasore_Line | 3000000887 | ST HWF FOR 90KN INSULATOR | HWF.ST.A015 | ZSPR_ACT | ZSPR | NOS | 4 | 9608.72 | INR
3000 | Northern Zone, Balasore | 3100 | EHT (O&M) Circle, Balasore | 3102 | EHT (O&M) Division, Balasore | N123 | 220 kV Line S/D Balasore | 3000000887 | ST HWF FOR 90KN INSULATOR | HWF.ST.A015 | ZSPR_ACT | ZSPR | NOS | 6 | 14413.08 | INR
3000 | Northern Zone, Balasore | 3100 | EHT (O&M) Circle, Balasore | 3102 | EHT (O&M) Division, Balasore | N122 | 220/132/33 kV T/L S/S S/D Balasore | 3000000906 | TENSION CLAMP FOR EARTHWIRE | HWF.TC.EW.A002 | ZSPR_ACT | ZSPR | NOS | 9 | 8114.4 | INR
3000 | Northern Zone, Balasore | 3100 | EHT (O&M) Circle, Balasore | 3102 | EHT (O&M) Division, Balasore | NL29 | 132_Bhogarai_Lin | 3000000906 | TENSION CLAMP FOR EARTHWIRE | HWF.TC.EW.A002 | ZSPR_ACT | ZSPR | NOS | 3 | 2704.8 | INR
3000 | Northern Zone, Balasore | 3100 | EHT (O&M) Circle, Balasore | 3102 | EHT (O&M) Division, Balasore | N1L2 | 220/132/33 kV T/L S/S S/D Balasore_Line | 3000000906 | TENSION CLAMP FOR EARTHWIRE | HWF.TC.EW.A002 | ZSPR_ACT | ZSPR | NOS | 10 | 9016 | INR
3000 | Northern Zone, Balasore | 3100 | EHT (O&M) Circle, Balasore | 3102 | EHT (O&M) Division, Balasore | NL28 | 132/33 KV GSS Jaleswar_Line | 3000000906 | TENSION CLAMP FOR EARTHWIRE | HWF.TC.EW.A002 | ZSPR_ACT | ZSPR | NOS | 10 | 9016 | INR
3000 | Northern Zone, Balasore | 3100 | EHT (O&M) Circle, Balasore | 3102 | EHT (O&M) Division, Balasore | NL28 | 132/33 KV GSS Jaleswar_Line | 3000000909 | U CLAMP | HWF.UC.EW.A002 | ZSPR_ACT | ZSPR | NOS | 5 | 654.85 | INR
3000 | Northern Zone, Balasore | 3100 | EHT (O&M) Circle, Balasore | 3102 | EHT (O&M) Division, Balasore | N129 | 132/33 kV Bhogarai | 3000000923 | SWITCH | ILWR.SWITCH.C001 | ZSPR_ACT | ZSPR | NOS | 2 | 200 | INR
3000 | Northern Zone, Balasore | 3100 | EHT (O&M) Circle, Balasore | 3102 | EHT (O&M) Division, Balasore | NL29 | 132_Bhogarai_Lin | 3000000931 | 90KN ANTIFOG DISC INSULATOR | INS.AF.DISC.B002 | ZSPR_ACT | ZSPR | NOS | 330 | 251917.41 | INR
3000 | Northern Zone, Balasore | 3100 | EHT (O&M) Circle, Balasore | 3102 | EHT (O&M) Division, Balasore | NL28 | 132/33 KV GSS Jaleswar_Line | 3000000931 | 90KN ANTIFOG DISC INSULATOR | INS.AF.DISC.B002 | ZSPR_ACT | ZSPR | NOS | 502 | 383219.81 | INR
3000 | Northern Zone, Balasore | 3100 | EHT (O&M) Circle, Balasore | 3102 | EHT (O&M) Division, Balasore | N1L2 | 220/132/33 kV T/L S/S S/D Balasore_Line | 3000000931 | 90KN ANTIFOG DISC INSULATOR | INS.AF.DISC.B002 | ZSPR_ACT | ZSPR | NOS | 7 | 5343.7 | INR
3000 | Northern Zone, Balasore | 3100 | EHT (O&M) Circle, Balasore | 3102 | EHT (O&M) Division, Balasore | N122 | 220/132/33 kV T/L S/S S/D Balasore | 3000000931 | 90KN ANTIFOG DISC INSULATOR | INS.AF.DISC.B002 | ZSPR_ACT | ZSPR | NOS | 14 | 10687.41 | INR
3000 | Northern Zone, Balasore | 3100 | EHT (O&M) Circle, Balasore | 3102 | EHT (O&M) Division, Balasore | N123 | 220 kV Line S/D Balasore | 3000000931 | 90KN ANTIFOG DISC INSULATOR | INS.AF.DISC.B002 | ZSPR_ACT | ZSPR | NOS | 145 | 110690.98 | INR
3000 | Northern Zone, Balasore | 3100 | EHT (O&M) Circle, Balasore | 3102 | EHT (O&M) Division, Balasore | N124 | 132/33 kV T/L S/S S/D Soro | 3000000931 | 90KN ANTIFOG DISC INSULATOR | INS.AF.DISC.B002 | ZSPR_ACT | ZSPR | NOS | 32 | 24428.35 | INR
3000 | Northern Zone, Balasore | 3100 | EHT (O&M) Circle, Balasore | 3102 | EHT (O&M) Division, Balasore | NL29 | 132_Bhogarai_Lin | 3000000932 | 120KN ANTIFOG DISC INSULATOR | INS.AF.DISC.B003 | ZSPR_ACT | ZSPR | NOS | 53 | 40123.12 | INR
3000 | Northern Zone, Balasore | 3100 | EHT (O&M) Circle, Balasore | 3102 | EHT (O&M) Division, Balasore | NL28 | 132/33 KV GSS Jaleswar_Line | 3000000932 | 120KN ANTIFOG DISC INSULATOR | INS.AF.DISC.B003 | ZSPR_ACT | ZSPR | NOS | 22 | 16654.88 | INR
3000 | Northern Zone, Balasore | 3100 | EHT (O&M) Circle, Balasore | 3102 | EHT (O&M) Division, Balasore | NL29 | 132_Bhogarai_Lin | 3000000933 | 160KN ANTIFOG DISC INSULATOR | INS.AF.DISC.B004 | ZSPR_ACT | ZSPR | NOS | 147 | 121324.99 | INR
3000 | Northern Zone, Balasore | 3100 | EHT (O&M) Circle, Balasore | 3102 | EHT (O&M) Division, Balasore | N123 | 220 kV Line S/D Balasore | 3000000933 | 160KN ANTIFOG DISC INSULATOR | INS.AF.DISC.B004 | ZSPR_ACT | ZSPR | NOS | 200 | 165068.02 | INR
3000 | Northern Zone, Balasore | 3100 | EHT (O&M) Circle, Balasore | 3102 | EHT (O&M) Division, Balasore | N122 | 220/132/33 kV T/L S/S S/D Balasore | 3000000943 | 33 KV Bus Post Insulator | INS.POR.BPI.C001 | ZSPR_SCRAP | ZSPR | NOS | 3 | 3 | INR
3000 | Northern Zone, Balasore | 3100 | EHT (O&M) Circle, Balasore | 3102 | EHT (O&M) Division, Balasore | N124 | 132/33 kV T/L S/S S/D Soro | 3000000943 | 33 KV Bus Post Insulator | INS.POR.BPI.C001 | ZSPR_ACT | ZSPR | NOS | 9 | 20283.68 | INR
3000 | Northern Zone, Balasore | 3100 | EHT (O&M) Circle, Balasore | 3102 | EHT (O&M) Division, Balasore | N129 | 132/33 kV Bhogarai | 3000000944 | 132 KV BUS POST INSULATORS | INS.POR.BPI.D001 | ZSPR_ACT | ZSPR | NOS | 3 | 20588.87 | INR
3000 | Northern Zone, Balasore | 3100 | EHT (O&M) Circle, Balasore | 3102 | EHT (O&M) Division, Balasore | N122 | 220/132/33 kV T/L S/S S/D Balasore | 3000000944 | 132 KV BUS POST INSULATORS | INS.POR.BPI.D001 | ZSPR_SCRAP | ZSPR | NOS | 26 | 26 | INR
3000 | Northern Zone, Balasore | 3100 | EHT (O&M) Circle, Balasore | 3102 | EHT (O&M) Division, Balasore | N122 | 220/132/33 kV T/L S/S S/D Balasore | 3000000944 | 132 KV BUS POST INSULATORS | INS.POR.BPI.D001 | ZSPR_ACT | ZSPR | NOS | 1 | 6862.96 | INR
3000 | Northern Zone, Balasore | 3100 | EHT (O&M) Circle, Balasore | 3102 | EHT (O&M) Division, Balasore | N128 | 132/33 kV S/S S/D Jaleswar | 3000000944 | 132 KV BUS POST INSULATORS | INS.POR.BPI.D001 | ZSPR_ACT | ZSPR | NOS | 1 | 6862.96 | INR
3000 | Northern Zone, Balasore | 3100 | EHT (O&M) Circle, Balasore | 3102 | EHT (O&M) Division, Balasore | N128 | 132/33 kV S/S S/D Jaleswar | 3000000944 | 132 KV BUS POST INSULATORS | INS.POR.BPI.D001 | ZSPR_US | ZSPR | NOS | 1 | 7405.81 | INR
3000 | Northern Zone, Balasore | 3100 | EHT (O&M) Circle, Balasore | 3102 | EHT (O&M) Division, Balasore | N129 | 132/33 kV Bhogarai | 3000000944 | 132 KV BUS POST INSULATORS | INS.POR.BPI.D001 | ZSPR_US | ZSPR | NOS | 2 | 14811.62 | INR
3000 | Northern Zone, Balasore | 3100 | EHT (O&M) Circle, Balasore | 3102 | EHT (O&M) Division, Balasore | N124 | 132/33 kV T/L S/S S/D Soro | 3000000944 | 132 KV BUS POST INSULATORS | INS.POR.BPI.D001 | ZSPR_ACT | ZSPR | NOS | 2 | 13725.92 | INR
3000 | Northern Zone, Balasore | 3100 | EHT (O&M) Circle, Balasore | 3102 | EHT (O&M) Division, Balasore | N122 | 220/132/33 kV T/L S/S S/D Balasore | 3000000945 | 220KV Bus Post Insulator | INS.POR.BPI.E001 | ZSPR_SCRAP | ZSPR | NOS | 2 | 2 | INR
3000 | Northern Zone, Balasore | 3100 | EHT (O&M) Circle, Balasore | 3102 | EHT (O&M) Division, Balasore | NL28 | 132/33 KV GSS Jaleswar_Line | 3000000946 | 70KN PORCELAIN DISC INSULATOR | INS.POR.DISC.B001 | ZSPR_US | ZSPR | NOS | 294 | 2940 | INR
3000 | Northern Zone, Balasore | 3100 | EHT (O&M) Circle, Balasore | 3102 | EHT (O&M) Division, Balasore | N124 | 132/33 kV T/L S/S S/D Soro | 3000000947 | 90KN PORCELAIN DISC INSULATOR | INS.POR.DISC.B002 | ZSPR_ACT | ZSPR | NOS | 4 | 757.68 | INR
3000 | Northern Zone, Balasore | 3100 | EHT (O&M) Circle, Balasore | 3102 | EHT (O&M) Division, Balasore | N123 | 220 kV Line S/D Balasore | 3000000947 | 90KN PORCELAIN DISC INSULATOR | INS.POR.DISC.B002 | ZSPR_ACT | ZSPR | NOS | 56 | 10607.52 | INR
3000 | Northern Zone, Balasore | 3100 | EHT (O&M) Circle, Balasore | 3102 | EHT (O&M) Division, Balasore | N122 | 220/132/33 kV T/L S/S S/D Balasore | 3000000947 | 90KN PORCELAIN DISC INSULATOR | INS.POR.DISC.B002 | ZSPR_ACT | ZSPR | NOS | 6 | 1136.52 | INR
3000 | Northern Zone, Balasore | 3100 | EHT (O&M) Circle, Balasore | 3102 | EHT (O&M) Division, Balasore | N128 | 132/33 kV S/S S/D Jaleswar | 3000000947 | 90KN PORCELAIN DISC INSULATOR | INS.POR.DISC.B002 | ZSPR_US | ZSPR | NOS | 20 | 20 | INR
3000 | Northern Zone, Balasore | 3100 | EHT (O&M) Circle, Balasore | 3102 | EHT (O&M) Division, Balasore | N123 | 220 kV Line S/D Balasore | 3000000947 | 90KN PORCELAIN DISC INSULATOR | INS.POR.DISC.B002 | ZSPR_SCRAP | ZSPR | NOS | 770 | 145853.4 | INR
3000 | Northern Zone, Balasore | 3100 | EHT (O&M) Circle, Balasore | 3102 | EHT (O&M) Division, Balasore | NL28 | 132/33 KV GSS Jaleswar_Line | 3000000948 | 120KN PORCELAIN DISC INSULATOR | INS.POR.DISC.B003 | ZSPR_ACT | ZSPR | NOS | 5 | 3917.04 | INR
3000 | Northern Zone, Balasore | 3100 | EHT (O&M) Circle, Balasore | 3102 | EHT (O&M) Division, Balasore | N1L2 | 220/132/33 kV T/L S/S S/D Balasore_Line | 3000000948 | 120KN PORCELAIN DISC INSULATOR | INS.POR.DISC.B003 | ZSPR_ACT | ZSPR | NOS | 63 | 49354.76 | INR
3000 | Northern Zone, Balasore | 3100 | EHT (O&M) Circle, Balasore | 3102 | EHT (O&M) Division, Balasore | N129 | 132/33 kV Bhogarai | 3000000948 | 120KN PORCELAIN DISC INSULATOR | INS.POR.DISC.B003 | ZSPR_ACT | ZSPR | NOS | 3 | 2350.23 | INR
3000 | Northern Zone, Balasore | 3100 | EHT (O&M) Circle, Balasore | 3102 | EHT (O&M) Division, Balasore | N122 | 220/132/33 kV T/L S/S S/D Balasore | 3000000948 | 120KN PORCELAIN DISC INSULATOR | INS.POR.DISC.B003 | ZSPR_ACT | ZSPR | NOS | 146 | 114377.71 | INR
3000 | Northern Zone, Balasore | 3100 | EHT (O&M) Circle, Balasore | 3102 | EHT (O&M) Division, Balasore | N128 | 132/33 kV S/S S/D Jaleswar | 3000000948 | 120KN PORCELAIN DISC INSULATOR | INS.POR.DISC.B003 | ZSPR_US | ZSPR | NOS | 30 | 30 | INR
3000 | Northern Zone, Balasore | 3100 | EHT (O&M) Circle, Balasore | 3102 | EHT (O&M) Division, Balasore | N124 | 132/33 kV T/L S/S S/D Soro | 3000000948 | 120KN PORCELAIN DISC INSULATOR | INS.POR.DISC.B003 | ZSPR_ACT | ZSPR | NOS | 10 | 7834.09 | INR
3000 | Northern Zone, Balasore | 3100 | EHT (O&M) Circle, Balasore | 3102 | EHT (O&M) Division, Balasore | N123 | 220 kV Line S/D Balasore | 3000000948 | 120KN PORCELAIN DISC INSULATOR | INS.POR.DISC.B003 | ZSPR_ACT | ZSPR | NOS | 86 | 67373.17 | INR
3000 | Northern Zone, Balasore | 3100 | EHT (O&M) Circle, Balasore | 3102 | EHT (O&M) Division, Balasore | N123 | 220 kV Line S/D Balasore | 3000000949 | 160KN PORCELAIN DISC INSULATOR | INS.POR.DISC.B004 | ZSPR_SCRAP | ZSPR | NOS | 6094 | 1942463.12 | INR
3000 | Northern Zone, Balasore | 3100 | EHT (O&M) Circle, Balasore | 3102 | EHT (O&M) Division, Balasore | N122 | 220/132/33 kV T/L S/S S/D Balasore | 3000000949 | 160KN PORCELAIN DISC INSULATOR | INS.POR.DISC.B004 | ZSPR_ACT | ZSPR | NOS | 62 | 46343.76 | INR
3000 | Northern Zone, Balasore | 3100 | EHT (O&M) Circle, Balasore | 3102 | EHT (O&M) Division, Balasore | N123 | 220 kV Line S/D Balasore | 3000000949 | 160KN PORCELAIN DISC INSULATOR | INS.POR.DISC.B004 | ZSPR_ACT | ZSPR | NOS | 46 | 34384.08 | INR
3000 | Northern Zone, Balasore | 3100 | EHT (O&M) Circle, Balasore | 3102 | EHT (O&M) Division, Balasore | N123 | 220 kV Line S/D Balasore | 3000000950 | 160KN 220 KV PORCELAIN LONG ROD INSULATO | INS.POR.LR.B004 | ZSPR_ACT | ZSPR | NOS | 264 | 2235623.28 | INR
3000 | Northern Zone, Balasore | 3100 | EHT (O&M) Circle, Balasore | 3102 | EHT (O&M) Division, Balasore | N123 | 220 kV Line S/D Balasore | 3000000953 | 90KN 220KV PORCELAIN LONG ROD | INS.POR.LR.B001 | ZSPR_ACT | ZSPR | NOS | 22 | 119031 | INR
3000 | Northern Zone, Balasore | 3100 | EHT (O&M) Circle, Balasore | 3102 | EHT (O&M) Division, Balasore | N1L2 | 220/132/33 kV T/L S/S S/D Balasore_Line | 3000000954 | 132KV LR 90KN PORCELAIN INSULATOR | INS.POR.LR.D002 | ZSPR_US | ZSPR | NOS | 5 | 44063.56 | INR
3000 | Northern Zone, Balasore | 3100 | EHT (O&M) Circle, Balasore | 3102 | EHT (O&M) Division, Balasore | N123 | 220 kV Line S/D Balasore | 3000000954 | 132KV LR 90KN PORCELAIN INSULATOR | INS.POR.LR.D002 | ZSPR_ACT | ZSPR | NOS | 6 | 52876.27 | INR
3000 | Northern Zone, Balasore | 3100 | EHT (O&M) Circle, Balasore | 3102 | EHT (O&M) Division, Balasore | N124 | 132/33 kV T/L S/S S/D Soro | 3000000954 | 132KV LR 90KN PORCELAIN INSULATOR | INS.POR.LR.D002 | ZSPR_ACT | ZSPR | NOS | 60 | 528762.67 | INR
3000 | Northern Zone, Balasore | 3100 | EHT (O&M) Circle, Balasore | 3102 | EHT (O&M) Division, Balasore | N1L2 | 220/132/33 kV T/L S/S S/D Balasore_Line | 3000000954 | 132KV LR 90KN PORCELAIN INSULATOR | INS.POR.LR.D002 | ZSPR_ACT | ZSPR | NOS | 14 | 123377.96 | INR
3000 | Northern Zone, Balasore | 3100 | EHT (O&M) Circle, Balasore | 3102 | EHT (O&M) Division, Balasore | NL28 | 132/33 KV GSS Jaleswar_Line | 3000000954 | 132KV LR 90KN PORCELAIN INSULATOR | INS.POR.LR.D002 | ZSPR_ACT | ZSPR | NOS | 111 | 978210.94 | INR
3000 | Northern Zone, Balasore | 3100 | EHT (O&M) Circle, Balasore | 3102 | EHT (O&M) Division, Balasore | NL29 | 132_Bhogarai_Lin | 3000000955 | 120KN 132 KV PORCELAIN LONG ROD | INS.POR.LR.D003 | ZSPR_ACT | ZSPR | NOS | 6 | 48341.06 | INR
3000 | Northern Zone, Balasore | 3100 | EHT (O&M) Circle, Balasore | 3102 | EHT (O&M) Division, Balasore | N124 | 132/33 kV T/L S/S S/D Soro | 3000000955 | 120KN 132 KV PORCELAIN LONG ROD | INS.POR.LR.D003 | ZSPR_ACT | ZSPR | NOS | 4 | 32227.38 | INR
3000 | Northern Zone, Balasore | 3100 | EHT (O&M) Circle, Balasore | 3102 | EHT (O&M) Division, Balasore | NL28 | 132/33 KV GSS Jaleswar_Line | 3000000955 | 120KN 132 KV PORCELAIN LONG ROD | INS.POR.LR.D003 | ZSPR_ACT | ZSPR | NOS | 4 | 32227.38 | INR
3000 | Northern Zone, Balasore | 3100 | EHT (O&M) Circle, Balasore | 3102 | EHT (O&M) Division, Balasore | N123 | 220 kV Line S/D Balasore | 3000000957 | 160KN 132 KV PORCELAIN LONG ROD | INS.POR.LR.E004 | ZSPR_ACT | ZSPR | NOS | 9 | 78129.39 | INR
3000 | Northern Zone, Balasore | 3100 | EHT (O&M) Circle, Balasore | 3102 | EHT (O&M) Division, Balasore | N124 | 132/33 kV T/L S/S S/D Soro | 3000000957 | 160KN 132 KV PORCELAIN LONG ROD | INS.POR.LR.E004 | ZSPR_ACT | ZSPR | NOS | 1 | 8681.04 | INR
3000 | Northern Zone, Balasore | 3100 | EHT (O&M) Circle, Balasore | 3102 | EHT (O&M) Division, Balasore | N1L2 | 220/132/33 kV T/L S/S S/D Balasore_Line | 3000000957 | 160KN 132 KV PORCELAIN LONG ROD | INS.POR.LR.E004 | ZSPR_ACT | ZSPR | NOS | 8 | 69448.35 | INR
3000 | Northern Zone, Balasore | 3100 | EHT (O&M) Circle, Balasore | 3102 | EHT (O&M) Division, Balasore | NL28 | 132/33 KV GSS Jaleswar_Line | 3000000957 | 160KN 132 KV PORCELAIN LONG ROD | INS.POR.LR.E004 | ZSPR_ACT | ZSPR | NOS | 16 | 138896.69 | INR
3000 | Northern Zone, Balasore | 3100 | EHT (O&M) Circle, Balasore | 3102 | EHT (O&M) Division, Balasore | N129 | 132/33 kV Bhogarai | 3000000970 | LMU COMPOSITE TYPE 132 KV WAVE TRAP | LMU.CMPT.A001 | ZSPR_US | ZSPR | NOS | 2 | 2 | INR
3000 | Northern Zone, Balasore | 3100 | EHT (O&M) Circle, Balasore | 3102 | EHT (O&M) Division, Balasore | N128 | 132/33 kV S/S S/D Jaleswar | 3000000977 | ALLUMINIUM FLAT | MISC.AL.FLAT.A001 | ZSPR_ACT | ZSPR | KG | 5 | 1457.1 | INR
3000 | Northern Zone, Balasore | 3100 | EHT (O&M) Circle, Balasore | 3102 | EHT (O&M) Division, Balasore | N122 | 220/132/33 kV T/L S/S S/D Balasore | 3000000992 | PT/IVT/CVT CONSOLE BOX | MISC.CONSOLE.A001 | ZSPR_ACT | ZSPR | NOS | 1 | 9000 | INR
3000 | Northern Zone, Balasore | 3100 | EHT (O&M) Circle, Balasore | 3102 | EHT (O&M) Division, Balasore | N122 | 220/132/33 kV T/L S/S S/D Balasore | 3000000996 | CT CONSOLE BOX | MISC.CT.CONSOLE.A001 | ZSPR_ACT | ZSPR | NOS | 2 | 12813.86 | INR
3000 | Northern Zone, Balasore | 3100 | EHT (O&M) Circle, Balasore | 3102 | EHT (O&M) Division, Balasore | N122 | 220/132/33 kV T/L S/S S/D Balasore | 3000000998 | DIN RAIL USED FOR CMR RELAY MOUNTING | MISC.DNRL.A001 | ZSPR_ACT | ZSPR | NOS | 1 | 100 | INR
3000 | Northern Zone, Balasore | 3100 | EHT (O&M) Circle, Balasore | 3102 | EHT (O&M) Division, Balasore | N124 | 132/33 kV T/L S/S S/D Soro | 3000001002 | EMPTY Tfr OIL BARREL | MISC.EMPTYBRL.A001 | ZSPR_ACT | ZSPR | NOS | 39 | 4983.81 | INR
3000 | Northern Zone, Balasore | 3100 | EHT (O&M) Circle, Balasore | 3102 | EHT (O&M) Division, Balasore | N122 | 220/132/33 kV T/L S/S S/D Balasore | 3000001002 | EMPTY Tfr OIL BARREL | MISC.EMPTYBRL.A001 | ZSPR_SCRAP | ZSPR | NOS | 36 | 4600.44 | INR
3000 | Northern Zone, Balasore | 3100 | EHT (O&M) Circle, Balasore | 3102 | EHT (O&M) Division, Balasore | N128 | 132/33 kV S/S S/D Jaleswar | 3000001002 | EMPTY Tfr OIL BARREL | MISC.EMPTYBRL.A001 | ZSPR_ACT | ZSPR | NOS | 22 | 2811.38 | INR
3000 | Northern Zone, Balasore | 3100 | EHT (O&M) Circle, Balasore | 3102 | EHT (O&M) Division, Balasore | N122 | 220/132/33 kV T/L S/S S/D Balasore | 3000001007 | FLEXIBLE COPPER EARTH BOND | MISC.FL.CU.BOND.A001 | ZSPR_ACT | ZSPR | NOS | 10 | 6669.68 | INR
3000 | Northern Zone, Balasore | 3100 | EHT (O&M) Circle, Balasore | 3102 | EHT (O&M) Division, Balasore | N129 | 132/33 kV Bhogarai | 3000001007 | FLEXIBLE COPPER EARTH BOND | MISC.FL.CU.BOND.A001 | ZSPR_ACT | ZSPR | NOS | 1 | 666.97 | INR
3000 | Northern Zone, Balasore | 3100 | EHT (O&M) Circle, Balasore | 3102 | EHT (O&M) Division, Balasore | N127 | 132/33 kV T/L S/S S/D Basta | 3000001007 | FLEXIBLE COPPER EARTH BOND | MISC.FL.CU.BOND.A001 | ZSPR_ACT | ZSPR | NOS | 5 | 3334.84 | INR
3000 | Northern Zone, Balasore | 3100 | EHT (O&M) Circle, Balasore | 3102 | EHT (O&M) Division, Balasore | N126 | 132/33 kV S/S S/D Somanathpur | 3000001007 | FLEXIBLE COPPER EARTH BOND | MISC.FL.CU.BOND.A001 | ZSPR_ACT | ZSPR | NOS | 2 | 1333.94 | INR
3000 | Northern Zone, Balasore | 3100 | EHT (O&M) Circle, Balasore | 3102 | EHT (O&M) Division, Balasore | N124 | 132/33 kV T/L S/S S/D Soro | 3000001007 | FLEXIBLE COPPER EARTH BOND | MISC.FL.CU.BOND.A001 | ZSPR_ACT | ZSPR | NOS | 8 | 5335.74 | INR
3000 | Northern Zone, Balasore | 3100 | EHT (O&M) Circle, Balasore | 3102 | EHT (O&M) Division, Balasore | N124 | 132/33 kV T/L S/S S/D Soro | 3000001038 | 90 LB RAIL POLE | MISC.RAILPOLE.A002 | ZSPR_ACT | ZSPR | MT | 0.607 | 18107.23 | INR
3000 | Northern Zone, Balasore | 3100 | EHT (O&M) Circle, Balasore | 3102 | EHT (O&M) Division, Balasore | N127 | 132/33 kV T/L S/S S/D Basta | 3000001038 | 90 LB RAIL POLE | MISC.RAILPOLE.A002 | ZSPR_ACT | ZSPR | MT | 0.745 | 22223.86 | INR
3000 | Northern Zone, Balasore | 3100 | EHT (O&M) Circle, Balasore | 3102 | EHT (O&M) Division, Balasore | N122 | 220/132/33 kV T/L S/S S/D Balasore | 3000001043 | RAIL POLE CUT PIECE | MISC.RAILPOLE.A009 | ZSPR_ACT | ZSPR | MT | 1 | 10000 | INR
3000 | Northern Zone, Balasore | 3100 | EHT (O&M) Circle, Balasore | 3102 | EHT (O&M) Division, Balasore | N123 | 220 kV Line S/D Balasore | 3000001051 | 12 MM POLYPROPELENE ROPE | MISC.ROPE.B001 | ZSPR_ACT | ZSPR | KG | 38 | 7254.7 | INR
3000 | Northern Zone, Balasore | 3100 | EHT (O&M) Circle, Balasore | 3102 | EHT (O&M) Division, Balasore | NL29 | 132_Bhogarai_Lin | 3000001051 | 12 MM POLYPROPELENE ROPE | MISC.ROPE.B001 | ZSPR_ACT | ZSPR | KG | 20 | 3818.26 | INR
3000 | Northern Zone, Balasore | 3100 | EHT (O&M) Circle, Balasore | 3102 | EHT (O&M) Division, Balasore | NL29 | 132_Bhogarai_Lin | 3000001053 | 18 MM POLYPROPELENE ROPE | MISC.ROPE.B003 | ZSPR_ACT | ZSPR | KG | 50 | 11241.07 | INR
3000 | Northern Zone, Balasore | 3100 | EHT (O&M) Circle, Balasore | 3102 | EHT (O&M) Division, Balasore | N124 | 132/33 kV T/L S/S S/D Soro | 3000001053 | 18 MM POLYPROPELENE ROPE | MISC.ROPE.B003 | ZSPR_ACT | ZSPR | KG | 30 | 6744.65 | INR
3000 | Northern Zone, Balasore | 3100 | EHT (O&M) Circle, Balasore | 3102 | EHT (O&M) Division, Balasore | N123 | 220 kV Line S/D Balasore | 3000001054 | 20 /22 MM POLYPROPELENE ROPE | MISC.ROPE.B004 | ZSPR_ACT | ZSPR | KG | 42 | 12390 | INR
3000 | Northern Zone, Balasore | 3100 | EHT (O&M) Circle, Balasore | 3102 | EHT (O&M) Division, Balasore | N123 | 220 kV Line S/D Balasore | 3000001055 | 25 MM POLYPROPELENE ROPE | MISC.ROPE.B005 | ZSPR_ACT | ZSPR | KG | 50 | 8133.5 | INR
3000 | Northern Zone, Balasore | 3100 | EHT (O&M) Circle, Balasore | 3102 | EHT (O&M) Division, Balasore | N122 | 220/132/33 kV T/L S/S S/D Balasore | 3000001066 | 37KG / 40KG SF6 GAS CYLINDER | MISC.SF6CYLNDR.A001 | ZSPR_SCRAP | ZSPR | NOS | 1 | 1 | INR
3000 | Northern Zone, Balasore | 3100 | EHT (O&M) Circle, Balasore | 3102 | EHT (O&M) Division, Balasore | N122 | 220/132/33 kV T/L S/S S/D Balasore | 3000001088 | Disconnected type Terminal block | MISC.TBLOCK.A003 | ZSPR_ACT | ZSPR | NOS | 190 | 14573 | INR
3000 | Northern Zone, Balasore | 3100 | EHT (O&M) Circle, Balasore | 3102 | EHT (O&M) Division, Balasore | N128 | 132/33 kV S/S S/D Jaleswar | 3000001094 | NEW EHV GRADE Napthelin based Tfr OIL | MISC.TFROIL.A001 | ZSPR_ACT | ZSPR | L | 209 | 19934.1 | INR
3000 | Northern Zone, Balasore | 3100 | EHT (O&M) Circle, Balasore | 3102 | EHT (O&M) Division, Balasore | N127 | 132/33 kV T/L S/S S/D Basta | 3000001094 | NEW EHV GRADE Napthelin based Tfr OIL | MISC.TFROIL.A001 | ZSPR_ACT | ZSPR | L | 282 | 26896.73 | INR
3000 | Northern Zone, Balasore | 3100 | EHT (O&M) Circle, Balasore | 3102 | EHT (O&M) Division, Balasore | N124 | 132/33 kV T/L S/S S/D Soro | 3000001094 | NEW EHV GRADE Napthelin based Tfr OIL | MISC.TFROIL.A001 | ZSPR_ACT | ZSPR | L | 14955 | 1426384.87 | INR
3000 | Northern Zone, Balasore | 3100 | EHT (O&M) Circle, Balasore | 3102 | EHT (O&M) Division, Balasore | N122 | 220/132/33 kV T/L S/S S/D Balasore | 3000001094 | NEW EHV GRADE Napthelin based Tfr OIL | MISC.TFROIL.A001 | ZSPR_ACT | ZSPR | L | 3735 | 356238.55 | INR
3000 | Northern Zone, Balasore | 3100 | EHT (O&M) Circle, Balasore | 3102 | EHT (O&M) Division, Balasore | N128 | 132/33 kV S/S S/D Jaleswar | 3000001095 | USED/ OLD Tfr OIL | MISC.TFROIL.A002 | ZSPR_US | ZSPR | L | 300 | 1953 | INR
3000 | Northern Zone, Balasore | 3100 | EHT (O&M) Circle, Balasore | 3102 | EHT (O&M) Division, Balasore | N122 | 220/132/33 kV T/L S/S S/D Balasore | 3000001095 | USED/ OLD Tfr OIL | MISC.TFROIL.A002 | ZSPR_US | ZSPR | L | 330 | 2148.3 | INR
3000 | Northern Zone, Balasore | 3100 | EHT (O&M) Circle, Balasore | 3102 | EHT (O&M) Division, Balasore | N128 | 132/33 kV S/S S/D Jaleswar | 3000001095 | USED/ OLD Tfr OIL | MISC.TFROIL.A002 | ZSPR_SCRAP | ZSPR | L | 1000 | 6510 | INR
3000 | Northern Zone, Balasore | 3100 | EHT (O&M) Circle, Balasore | 3102 | EHT (O&M) Division, Balasore | N122 | 220/132/33 kV T/L S/S S/D Balasore | 3000001095 | USED/ OLD Tfr OIL | MISC.TFROIL.A002 | ZSPR_SCRAP | ZSPR | L | 210 | 1367.1 | INR
3000 | Northern Zone, Balasore | 3100 | EHT (O&M) Circle, Balasore | 3102 | EHT (O&M) Division, Balasore | N124 | 132/33 kV T/L S/S S/D Soro | 3000001095 | USED/ OLD Tfr OIL | MISC.TFROIL.A002 | ZSPR_ACT | ZSPR | L | 600 | 3906 | INR
3000 | Northern Zone, Balasore | 3100 | EHT (O&M) Circle, Balasore | 3102 | EHT (O&M) Division, Balasore | N128 | 132/33 kV S/S S/D Jaleswar | 3000001105 | 0.2s ACCURACY CLASS AEM WITH ACCESSORIES | MTR.0.2S.AEM.A001 | ZSPR_US | ZSPR | NOS | 1 | 1 | INR
3000 | Northern Zone, Balasore | 3100 | EHT (O&M) Circle, Balasore | 3102 | EHT (O&M) Division, Balasore | N124 | 132/33 kV T/L S/S S/D Soro | 3000001105 | 0.2s ACCURACY CLASS AEM WITH ACCESSORIES | MTR.0.2S.AEM.A001 | ZSPR_ACT | ZSPR | NOS | 1 | 101185 | INR
3000 | Northern Zone, Balasore | 3100 | EHT (O&M) Circle, Balasore | 3102 | EHT (O&M) Division, Balasore | N124 | 132/33 kV T/L S/S S/D Soro | 3000001120 | APEX METERING PANEL | MTR.APEXPNL.A001 | ZSPR_US | ZSPR | NOS | 1 | 5000 | INR
3000 | Northern Zone, Balasore | 3100 | EHT (O&M) Circle, Balasore | 3102 | EHT (O&M) Division, Balasore | N122 | 220/132/33 kV T/L S/S S/D Balasore | 3000001120 | APEX METERING PANEL | MTR.APEXPNL.A001 | ZSPR_ACT | ZSPR | NOS | 1 | 95392.38 | INR
3000 | Northern Zone, Balasore | 3100 | EHT (O&M) Circle, Balasore | 3102 | EHT (O&M) Division, Balasore | N124 | 132/33 kV T/L S/S S/D Soro | 3000001153 | ASSORTED SIZE FOUNDATION NUT & BOLT | NBW.ASRT.FDNB.A001 | ZSPR_ACT | ZSPR | NOS | 64 | 13087.28 | INR
3000 | Northern Zone, Balasore | 3100 | EHT (O&M) Circle, Balasore | 3102 | EHT (O&M) Division, Balasore | N128 | 132/33 kV S/S S/D Jaleswar | 3000001154 | NUTS AND BOLTS | NBW.ASRT.GINB.A001 | ZSPR_ACT | ZSPR | KG | 48.5 | 26965.07 | INR
3000 | Northern Zone, Balasore | 3100 | EHT (O&M) Circle, Balasore | 3102 | EHT (O&M) Division, Balasore | N1L2 | 220/132/33 kV T/L S/S S/D Balasore_Line | 3000001154 | NUTS AND BOLTS | NBW.ASRT.GINB.A001 | ZSPR_ACT | ZSPR | KG | 90 | 50038.28 | INR
3000 | Northern Zone, Balasore | 3100 | EHT (O&M) Circle, Balasore | 3102 | EHT (O&M) Division, Balasore | NL28 | 132/33 KV GSS Jaleswar_Line | 3000001154 | NUTS AND BOLTS | NBW.ASRT.GINB.A001 | ZSPR_ACT | ZSPR | KG | 296 | 164570.33 | INR
3000 | Northern Zone, Balasore | 3100 | EHT (O&M) Circle, Balasore | 3102 | EHT (O&M) Division, Balasore | N123 | 220 kV Line S/D Balasore | 3000001154 | NUTS AND BOLTS | NBW.ASRT.GINB.A001 | ZSPR_ACT | ZSPR | KG | 236.6 | 131545.07 | INR
3000 | Northern Zone, Balasore | 3100 | EHT (O&M) Circle, Balasore | 3102 | EHT (O&M) Division, Balasore | N122 | 220/132/33 kV T/L S/S S/D Balasore | 3000001154 | NUTS AND BOLTS | NBW.ASRT.GINB.A001 | ZSPR_ACT | ZSPR | KG | 10 | 5559.81 | INR
3000 | Northern Zone, Balasore | 3100 | EHT (O&M) Circle, Balasore | 3102 | EHT (O&M) Division, Balasore | N122 | 220/132/33 kV T/L S/S S/D Balasore | 3000001167 | ASSORTED FOUNDATION NUT & BOLT in Kg | NBW.FDN.NB.A022 | ZSPR_ACT | ZSPR | KG | 10 | 6000 | INR
3000 | Northern Zone, Balasore | 3100 | EHT (O&M) Circle, Balasore | 3102 | EHT (O&M) Division, Balasore | N124 | 132/33 kV T/L S/S S/D Soro | 3000001180 | 12 X 45 MM GI HALF THREAD NUT & BOLT | NBW.GINB.A004 | ZSPR_ACT | ZSPR | KG | 10 | 810 | INR
3000 | Northern Zone, Balasore | 3100 | EHT (O&M) Circle, Balasore | 3102 | EHT (O&M) Division, Balasore | N123 | 220 kV Line S/D Balasore | 3000001183 | 16 X 40 MM GI HALF THREAD NUT & BOLT | NBW.GINB.A007 | ZSPR_ACT | ZSPR | KG | 4 | 317.85 | INR
3000 | Northern Zone, Balasore | 3100 | EHT (O&M) Circle, Balasore | 3102 | EHT (O&M) Division, Balasore | NL28 | 132/33 KV GSS Jaleswar_Line | 3000001183 | 16 X 40 MM GI HALF THREAD NUT & BOLT | NBW.GINB.A007 | ZSPR_ACT | ZSPR | KG | 65.8 | 5228.67 | INR
3000 | Northern Zone, Balasore | 3100 | EHT (O&M) Circle, Balasore | 3102 | EHT (O&M) Division, Balasore | NL29 | 132_Bhogarai_Lin | 3000001183 | 16 X 40 MM GI HALF THREAD NUT & BOLT | NBW.GINB.A007 | ZSPR_ACT | ZSPR | KG | 13.2 | 1048.91 | INR
3000 | Northern Zone, Balasore | 3100 | EHT (O&M) Circle, Balasore | 3102 | EHT (O&M) Division, Balasore | NL29 | 132_Bhogarai_Lin | 3000001184 | 16 X 45 MM GI HALF THREAD NUT & BOLT | NBW.GINB.A008 | ZSPR_ACT | ZSPR | KG | 14 | 1082.43 | INR
3000 | Northern Zone, Balasore | 3100 | EHT (O&M) Circle, Balasore | 3102 | EHT (O&M) Division, Balasore | NL28 | 132/33 KV GSS Jaleswar_Line | 3000001184 | 16 X 45 MM GI HALF THREAD NUT & BOLT | NBW.GINB.A008 | ZSPR_ACT | ZSPR | KG | 158 | 12216.05 | INR
3000 | Northern Zone, Balasore | 3100 | EHT (O&M) Circle, Balasore | 3102 | EHT (O&M) Division, Balasore | N124 | 132/33 kV T/L S/S S/D Soro | 3000001184 | 16 X 45 MM GI HALF THREAD NUT & BOLT | NBW.GINB.A008 | ZSPR_ACT | ZSPR | KG | 12 | 927.8 | INR
3000 | Northern Zone, Balasore | 3100 | EHT (O&M) Circle, Balasore | 3102 | EHT (O&M) Division, Balasore | N123 | 220 kV Line S/D Balasore | 3000001184 | 16 X 45 MM GI HALF THREAD NUT & BOLT | NBW.GINB.A008 | ZSPR_ACT | ZSPR | KG | 4 | 309.27 | INR
3000 | Northern Zone, Balasore | 3100 | EHT (O&M) Circle, Balasore | 3102 | EHT (O&M) Division, Balasore | N124 | 132/33 kV T/L S/S S/D Soro | 3000001185 | 16X50MM GI HALF THREAD NUT & BOLT | NBW.GINB.A009 | ZSPR_ACT | ZSPR | KG | 48 | 3426.72 | INR
3000 | Northern Zone, Balasore | 3100 | EHT (O&M) Circle, Balasore | 3102 | EHT (O&M) Division, Balasore | NL28 | 132/33 KV GSS Jaleswar_Line | 3000001186 | 16X55MM GI HALF THREAD NUT & BOLT | NBW.GINB.A010 | ZSPR_ACT | ZSPR | KG | 85 | 6817 | INR
3000 | Northern Zone, Balasore | 3100 | EHT (O&M) Circle, Balasore | 3102 | EHT (O&M) Division, Balasore | NL28 | 132/33 KV GSS Jaleswar_Line | 3000001187 | 16X60MM GI HALF THREAD NUT & BOLT | NBW.GINB.A011 | ZSPR_ACT | ZSPR | KG | 87 | 6977.4 | INR
3000 | Northern Zone, Balasore | 3100 | EHT (O&M) Circle, Balasore | 3102 | EHT (O&M) Division, Balasore | NL28 | 132/33 KV GSS Jaleswar_Line | 3000001188 | 16X65MM GI HALF THREAD NUT & BOLT | NBW.GINB.A012 | ZSPR_ACT | ZSPR | KG | 197 | 19489.21 | INR
3000 | Northern Zone, Balasore | 3100 | EHT (O&M) Circle, Balasore | 3102 | EHT (O&M) Division, Balasore | N1L2 | 220/132/33 kV T/L S/S S/D Balasore_Line | 3000001213 | 16 X 40 MM GI FULL THREAD NUT & BOLT | NBW.GINB.B007 | ZSPR_ACT | ZSPR | KG | 10 | 765.3 | INR
3000 | Northern Zone, Balasore | 3100 | EHT (O&M) Circle, Balasore | 3102 | EHT (O&M) Division, Balasore | NL29 | 132_Bhogarai_Lin | 3000001245 | 16 X 5MM THICK PACK / FLAT GI WASHER | NBW.GIWSR.A015 | ZSPR_ACT | ZSPR | KG | 9 | 831.54 | INR
3000 | Northern Zone, Balasore | 3100 | EHT (O&M) Circle, Balasore | 3102 | EHT (O&M) Division, Balasore | NL28 | 132/33 KV GSS Jaleswar_Line | 3000001245 | 16 X 5MM THICK PACK / FLAT GI WASHER | NBW.GIWSR.A015 | ZSPR_ACT | ZSPR | KG | 45 | 4157.69 | INR
3000 | Northern Zone, Balasore | 3100 | EHT (O&M) Circle, Balasore | 3102 | EHT (O&M) Division, Balasore | N122 | 220/132/33 kV T/L S/S S/D Balasore | 3000001275 | 132KV DUPLEX FEEDER C&R PANEL | PNL.132.D.A001 | ZSPR_ACT | ZSPR | NOS | 1 | 50000 | INR
3000 | Northern Zone, Balasore | 3100 | EHT (O&M) Circle, Balasore | 3102 | EHT (O&M) Division, Balasore | N122 | 220/132/33 kV T/L S/S S/D Balasore | 3000001287 | 220KV DUPLEX FEEDER PANEL | PNL.220.D.A001 | ZSPR_US | ZSPR | NOS | 2 | 2 | INR
3000 | Northern Zone, Balasore | 3100 | EHT (O&M) Circle, Balasore | 3102 | EHT (O&M) Division, Balasore | N122 | 220/132/33 kV T/L S/S S/D Balasore | 3000001287 | 220KV DUPLEX FEEDER PANEL | PNL.220.D.A001 | ZSPR_SCRAP | ZSPR | NOS | 5 | 5 | INR
3000 | Northern Zone, Balasore | 3100 | EHT (O&M) Circle, Balasore | 3102 | EHT (O&M) Division, Balasore | N122 | 220/132/33 kV T/L S/S S/D Balasore | 3000001311 | Recovered 132KV used CT | RCVR.132CT.A001 | ZSPR_US | ZSPR | NOS | 1 | 30000 | INR
3000 | Northern Zone, Balasore | 3100 | EHT (O&M) Circle, Balasore | 3102 | EHT (O&M) Division, Balasore | N127 | 132/33 kV T/L S/S S/D Basta | 3000001317 | Recovered / used Battery Charger | RCVR.BAT.CHRG.A001 | ZSPR_SCRAP | ZSPR | NOS | 1 | 12000 | INR
3000 | Northern Zone, Balasore | 3100 | EHT (O&M) Circle, Balasore | 3102 | EHT (O&M) Division, Balasore | N128 | 132/33 kV S/S S/D Jaleswar | 3000001326 | 24 WINDOW FACIA ANNUNCIATOR RELAY | RLAY.ANCITOR.A002 | ZSPR_US | ZSPR | NOS | 1 | 0 | INR
3000 | Northern Zone, Balasore | 3100 | EHT (O&M) Circle, Balasore | 3102 | EHT (O&M) Division, Balasore | N124 | 132/33 kV T/L S/S S/D Soro | 3000001327 | 12/16 WINDOW FACIA ANNUNCIATOR RELAY | RLAY.ANCITOR.A003 | ZSPR_US | ZSPR | NOS | 1 | 5578 | INR
3000 | Northern Zone, Balasore | 3100 | EHT (O&M) Circle, Balasore | 3102 | EHT (O&M) Division, Balasore | N128 | 132/33 kV S/S S/D Jaleswar | 3000001327 | 12/16 WINDOW FACIA ANNUNCIATOR RELAY | RLAY.ANCITOR.A003 | ZSPR_ACT | ZSPR | NOS | 2 | 11156 | INR
3000 | Northern Zone, Balasore | 3100 | EHT (O&M) Circle, Balasore | 3102 | EHT (O&M) Division, Balasore | N129 | 132/33 kV Bhogarai | 3000001333 | Auxiliary relay | RLAY.AUX.A023 | ZSPR_ACT | ZSPR | NOS | 4 | 9272.63 | INR
3000 | Northern Zone, Balasore | 3100 | EHT (O&M) Circle, Balasore | 3102 | EHT (O&M) Division, Balasore | N122 | 220/132/33 kV T/L S/S S/D Balasore | 3000001333 | Auxiliary relay | RLAY.AUX.A023 | ZSPR_ACT | ZSPR | NOS | 9 | 20863.42 | INR
3000 | Northern Zone, Balasore | 3100 | EHT (O&M) Circle, Balasore | 3102 | EHT (O&M) Division, Balasore | N127 | 132/33 kV T/L S/S S/D Basta | 3000001333 | Auxiliary relay | RLAY.AUX.A023 | ZSPR_ACT | ZSPR | NOS | 6 | 13908.95 | INR
3000 | Northern Zone, Balasore | 3100 | EHT (O&M) Circle, Balasore | 3102 | EHT (O&M) Division, Balasore | N122 | 220/132/33 kV T/L S/S S/D Balasore | 3000001342 | BUSBAR PROTECTION RELAY | RLAY.BUSBAR.A001 | ZSPR_ACT | ZSPR | NOS | 1 | 125000 | INR
3000 | Northern Zone, Balasore | 3100 | EHT (O&M) Circle, Balasore | 3102 | EHT (O&M) Division, Balasore | N126 | 132/33 kV S/S S/D Somanathpur | 3000001344 | CONTACTMULTIPLIER RELAY | RLAY.CMR.A001 | ZSPR_ACT | ZSPR | NOS | 2 | 2269.33 | INR
3000 | Northern Zone, Balasore | 3100 | EHT (O&M) Circle, Balasore | 3102 | EHT (O&M) Division, Balasore | N122 | 220/132/33 kV T/L S/S S/D Balasore | 3000001344 | CONTACTMULTIPLIER RELAY | RLAY.CMR.A001 | ZSPR_ACT | ZSPR | NOS | 4 | 4538.67 | INR
3000 | Northern Zone, Balasore | 3100 | EHT (O&M) Circle, Balasore | 3102 | EHT (O&M) Division, Balasore | N129 | 132/33 kV Bhogarai | 3000001347 | NUMERIC DIFFERENTIAL RELAY | RLAY.DIFFTIAL.C001 | ZSPR_ACT | ZSPR | NOS | 1 | 188166.67 | INR
3000 | Northern Zone, Balasore | 3100 | EHT (O&M) Circle, Balasore | 3102 | EHT (O&M) Division, Balasore | N122 | 220/132/33 kV T/L S/S S/D Balasore | 3000001347 | NUMERIC DIFFERENTIAL RELAY | RLAY.DIFFTIAL.C001 | ZSPR_ACT | ZSPR | NOS | 2 | 376333.33 | INR
3000 | Northern Zone, Balasore | 3100 | EHT (O&M) Circle, Balasore | 3102 | EHT (O&M) Division, Balasore | N129 | 132/33 kV Bhogarai | 3000001351 | Numerical Feeder Management Relay | RLAY.DP.C001 | ZSPR_ACT | ZSPR | NOS | 2 | 119835.89 | INR
3000 | Northern Zone, Balasore | 3100 | EHT (O&M) Circle, Balasore | 3102 | EHT (O&M) Division, Balasore | N124 | 132/33 kV T/L S/S S/D Soro | 3000001351 | Numerical Feeder Management Relay | RLAY.DP.C001 | ZSPR_ACT | ZSPR | NOS | 2 | 119835.89 | INR
3000 | Northern Zone, Balasore | 3100 | EHT (O&M) Circle, Balasore | 3102 | EHT (O&M) Division, Balasore | N128 | 132/33 kV S/S S/D Jaleswar | 3000001354 | Back Up relay | RLAY.EMBACKUP.A001 | ZSPR_ACT | ZSPR | NOS | 1 | 600.8 | INR
3000 | Northern Zone, Balasore | 3100 | EHT (O&M) Circle, Balasore | 3102 | EHT (O&M) Division, Balasore | N128 | 132/33 kV S/S S/D Jaleswar | 3000001360 | OVER CURRENT DIRECTIONAL BACK UP RELAY | RLAY.EMBACKUP.D001 | ZSPR_ACT | ZSPR | NOS | 1 | 4500 | INR
3000 | Northern Zone, Balasore | 3100 | EHT (O&M) Circle, Balasore | 3102 | EHT (O&M) Division, Balasore | N128 | 132/33 kV S/S S/D Jaleswar | 3000001367 | EARTH FAULT NON DIR BACK UP RELAY | RLAY.EMBACKUP.E001 | ZSPR_ACT | ZSPR | NOS | 1 | 5000 | INR
3000 | Northern Zone, Balasore | 3100 | EHT (O&M) Circle, Balasore | 3102 | EHT (O&M) Division, Balasore | N126 | 132/33 kV S/S S/D Somanathpur | 3000001385 | ELECTROMAGNETIC MASTER TRIP RELAY | RLAY.MTRIP.A001 | ZSPR_ACT | ZSPR | NOS | 1 | 2305.42 | INR
3000 | Northern Zone, Balasore | 3100 | EHT (O&M) Circle, Balasore | 3102 | EHT (O&M) Division, Balasore | N127 | 132/33 kV T/L S/S S/D Basta | 3000001385 | ELECTROMAGNETIC MASTER TRIP RELAY | RLAY.MTRIP.A001 | ZSPR_ACT | ZSPR | NOS | 4 | 9221.65 | INR
3000 | Northern Zone, Balasore | 3100 | EHT (O&M) Circle, Balasore | 3102 | EHT (O&M) Division, Balasore | N128 | 132/33 kV S/S S/D Jaleswar | 3000001385 | ELECTROMAGNETIC MASTER TRIP RELAY | RLAY.MTRIP.A001 | ZSPR_US | ZSPR | NOS | 2 | 8817.66 | INR
3000 | Northern Zone, Balasore | 3100 | EHT (O&M) Circle, Balasore | 3102 | EHT (O&M) Division, Balasore | N128 | 132/33 kV S/S S/D Jaleswar | 3000001385 | ELECTROMAGNETIC MASTER TRIP RELAY | RLAY.MTRIP.A001 | ZSPR_ACT | ZSPR | NOS | 3 | 6916.25 | INR
3000 | Northern Zone, Balasore | 3100 | EHT (O&M) Circle, Balasore | 3102 | EHT (O&M) Division, Balasore | N124 | 132/33 kV T/L S/S S/D Soro | 3000001389 | Master trip relay Numerical | RLAY.MTRIP.A006 | ZSPR_ACT | ZSPR | NOS | 2 | 1610 | INR
3000 | Northern Zone, Balasore | 3100 | EHT (O&M) Circle, Balasore | 3102 | EHT (O&M) Division, Balasore | N127 | 132/33 kV T/L S/S S/D Basta | 3000001390 | High Burden Master Trip Relay | RLAY.MTRIP.A007 | ZSPR_ACT | ZSPR | NOS | 2 | 8251.36 | INR
3000 | Northern Zone, Balasore | 3100 | EHT (O&M) Circle, Balasore | 3102 | EHT (O&M) Division, Balasore | N122 | 220/132/33 kV T/L S/S S/D Balasore | 3000001392 | ELECTROMAGNETIC MASTER TRIP RELAY | RLAY.MTRIP.A011 | ZSPR_ACT | ZSPR | NOS | 3 | 7239 | INR
3000 | Northern Zone, Balasore | 3100 | EHT (O&M) Circle, Balasore | 3102 | EHT (O&M) Division, Balasore | N129 | 132/33 kV Bhogarai | 3000001395 | NUMERIC MASTER TRIP RELAY | RLAY.NU.MTRIP.A001 | ZSPR_ACT | ZSPR | NOS | 4 | 12000 | INR
3000 | Northern Zone, Balasore | 3100 | EHT (O&M) Circle, Balasore | 3102 | EHT (O&M) Division, Balasore | N129 | 132/33 kV Bhogarai | 3000001400 | OC E/F NON DIR NUMERIC BACK UP RELAY | RLAY.NUMBACKUP.A001 | ZSPR_ACT | ZSPR | NOS | 1 | 454876 | INR
3000 | Northern Zone, Balasore | 3100 | EHT (O&M) Circle, Balasore | 3102 | EHT (O&M) Division, Balasore | N126 | 132/33 kV S/S S/D Somanathpur | 3000001401 | Num Backup Relay | RLAY.NUMBACKUP.A002 | ZSPR_US | ZSPR | NOS | 1 | 1 | INR
3000 | Northern Zone, Balasore | 3100 | EHT (O&M) Circle, Balasore | 3102 | EHT (O&M) Division, Balasore | N128 | 132/33 kV S/S S/D Jaleswar | 3000001418 | RESTRICTED EARTH FAULT RELAY | RLAY.REF.A005 | ZSPR_US | ZSPR | NOS | 4 | 18000 | INR
3000 | Northern Zone, Balasore | 3100 | EHT (O&M) Circle, Balasore | 3102 | EHT (O&M) Division, Balasore | N126 | 132/33 kV S/S S/D Somanathpur | 3000001418 | RESTRICTED EARTH FAULT RELAY | RLAY.REF.A005 | ZSPR_ACT | ZSPR | NOS | 2 | 5754 | INR
3000 | Northern Zone, Balasore | 3100 | EHT (O&M) Circle, Balasore | 3102 | EHT (O&M) Division, Balasore | N129 | 132/33 kV Bhogarai | 3000001422 | THERMAL OVERLOAD RELAY | RLAY.THOVERLOAD.A001 | ZSPR_ACT | ZSPR | NOS | 2 | 1492.67 | INR
3000 | Northern Zone, Balasore | 3100 | EHT (O&M) Circle, Balasore | 3102 | EHT (O&M) Division, Balasore | N129 | 132/33 kV Bhogarai | 3000001443 | Num-OC/EF Relays | SAS.BAY.EF.A001 | ZSPR_ACT | ZSPR | NOS | 1 | 268500 | INR
3000 | Northern Zone, Balasore | 3100 | EHT (O&M) Circle, Balasore | 3102 | EHT (O&M) Division, Balasore | N129 | 132/33 kV Bhogarai | 3000001469 | AVR SPARE CARD 48V BATTERY CHARGER | SPR.48CHRG.AVR.C001 | ZSPR_ACT | ZSPR | NOS | 1 | 288229 | INR
3000 | Northern Zone, Balasore | 3100 | EHT (O&M) Circle, Balasore | 3102 | EHT (O&M) Division, Balasore | N129 | 132/33 kV Bhogarai | 3000001505 | Density Monitor of 145kV SF6 CB | SPR.BKR132.C003 | ZSPR_ACT | ZSPR | NOS | 1 | 1000 | INR
3000 | Northern Zone, Balasore | 3100 | EHT (O&M) Circle, Balasore | 3102 | EHT (O&M) Division, Balasore | N129 | 132/33 kV Bhogarai | 3000001510 | TRIPPING COIL FOR 132KV ABB MAKE SF6 CB | SPR.BKR132ABB.D004 | ZSPR_ACT | ZSPR | NOS | 4 | 2000 | INR
3000 | Northern Zone, Balasore | 3100 | EHT (O&M) Circle, Balasore | 3102 | EHT (O&M) Division, Balasore | N129 | 132/33 kV Bhogarai | 3000001511 | CLOSING COIL FOR 132KV ABB MAKE SF6 CB | SPR.BKR132ABB.D005 | ZSPR_ACT | ZSPR | NOS | 4 | 2000 | INR
3000 | Northern Zone, Balasore | 3100 | EHT (O&M) Circle, Balasore | 3102 | EHT (O&M) Division, Balasore | N129 | 132/33 kV Bhogarai | 3000001512 | RESISTOR 132KV SF6 CIRCUIT BREAKER ABB | SPR.BKR132ABB.D006 | ZSPR_ACT | ZSPR | NOS | 1 | 166.67 | INR
3000 | Northern Zone, Balasore | 3100 | EHT (O&M) Circle, Balasore | 3102 | EHT (O&M) Division, Balasore | N129 | 132/33 kV Bhogarai | 3000001522 | SPRING CHARGING MOTOR 132KV ABB SF6 CB | SPR.BKR132ABB.D019 | ZSPR_ACT | ZSPR | NOS | 1 | 3000 | INR
3000 | Northern Zone, Balasore | 3100 | EHT (O&M) Circle, Balasore | 3102 | EHT (O&M) Division, Balasore | N129 | 132/33 kV Bhogarai | 3000001523 | One Pole assembly of 132KV SF6 CB | SPR.BKR132ABB.D021 | ZSPR_US | ZSPR | NOS | 1 | 100 | INR
3000 | Northern Zone, Balasore | 3100 | EHT (O&M) Circle, Balasore | 3102 | EHT (O&M) Division, Balasore | N129 | 132/33 kV Bhogarai | 3000001526 | AUXILIARY CONTACTS of 132KV SF6 ABB CB | SPR.BKR132ABB.D025 | ZSPR_ACT | ZSPR | NOS | 1 | 1000 | INR
3000 | Northern Zone, Balasore | 3100 | EHT (O&M) Circle, Balasore | 3102 | EHT (O&M) Division, Balasore | N122 | 220/132/33 kV T/L S/S S/D Balasore | 3000001568 | TRIPPING/CLOSING COIL 132KV CGL SF6 CB | SPR.BKR132CGL.D006 | ZSPR_ACT | ZSPR | NOS | 11 | 8267 | INR
3000 | Northern Zone, Balasore | 3100 | EHT (O&M) Circle, Balasore | 3102 | EHT (O&M) Division, Balasore | N122 | 220/132/33 kV T/L S/S S/D Balasore | 3000001598 | OVER LOAD RELAY 132 KV SF6 CGL BREAKER | SPR.BKR132CGL.D040 | ZSPR_ACT | ZSPR | NOS | 5 | 5160 | INR
3000 | Northern Zone, Balasore | 3100 | EHT (O&M) Circle, Balasore | 3102 | EHT (O&M) Division, Balasore | N128 | 132/33 kV S/S S/D Jaleswar | 3000001624 | GAS FILLING DEVICE 132KV CGL SF6 CB | SPR.BKR132CGL.D087 | ZSPR_ACT | ZSPR | NOS | 1 | 14701.88 | INR
3000 | Northern Zone, Balasore | 3100 | EHT (O&M) Circle, Balasore | 3102 | EHT (O&M) Division, Balasore | N125 | 132/33 kV Grid S/S S/D Chandipur | 3000001624 | GAS FILLING DEVICE 132KV CGL SF6 CB | SPR.BKR132CGL.D087 | ZSPR_ACT | ZSPR | NOS | 1 | 14701.88 | INR
3000 | Northern Zone, Balasore | 3100 | EHT (O&M) Circle, Balasore | 3102 | EHT (O&M) Division, Balasore | N122 | 220/132/33 kV T/L S/S S/D Balasore | 3000001638 | LIMIT SWITCH FOR 132KV CGL MAKE SF6 CB | SPR.BKR132CGL.D106 | ZSPR_ACT | ZSPR | NOS | 9 | 5834 | INR
3000 | Northern Zone, Balasore | 3100 | EHT (O&M) Circle, Balasore | 3102 | EHT (O&M) Division, Balasore | N124 | 132/33 kV T/L S/S S/D Soro | 3000001666 | SF6 GAS LEAKAGE DETECTOR | SPR.BKR132SMNS.D016 | ZSPR_ACT | ZSPR | NOS | 1 | 9634.8 | INR
3000 | Northern Zone, Balasore | 3100 | EHT (O&M) Circle, Balasore | 3102 | EHT (O&M) Division, Balasore | N122 | 220/132/33 kV T/L S/S S/D Balasore | 3000001667 | GAS FILLING DEVICE 132KV SIEMENS SF6 CB | SPR.BKR132SMNS.D017 | ZSPR_ACT | ZSPR | NOS | 1 | 5165.7 | INR
3000 | Northern Zone, Balasore | 3100 | EHT (O&M) Circle, Balasore | 3102 | EHT (O&M) Division, Balasore | N129 | 132/33 kV Bhogarai | 3000001667 | GAS FILLING DEVICE 132KV SIEMENS SF6 CB | SPR.BKR132SMNS.D017 | ZSPR_ACT | ZSPR | NOS | 1 | 5165.7 | INR
3000 | Northern Zone, Balasore | 3100 | EHT (O&M) Circle, Balasore | 3102 | EHT (O&M) Division, Balasore | N122 | 220/132/33 kV T/L S/S S/D Balasore | 3000001674 | R&M w/o HOSE PIPE 132KV SMNS SF6 CB | SPR.BKR132SMNS.D028 | ZSPR_US | ZSPR | NOS | 1 | 500 | INR
3000 | Northern Zone, Balasore | 3100 | EHT (O&M) Circle, Balasore | 3102 | EHT (O&M) Division, Balasore | N122 | 220/132/33 kV T/L S/S S/D Balasore | 3000001676 | CLOSING COIL of 245kV SF6 CB | SPR.BKR220.C001 | ZSPR_ACT | ZSPR | NOS | 3 | 5627.01 | INR
3000 | Northern Zone, Balasore | 3100 | EHT (O&M) Circle, Balasore | 3102 | EHT (O&M) Division, Balasore | N122 | 220/132/33 kV T/L S/S S/D Balasore | 3000001677 | Tripping coil of 245kV SF6 CB | SPR.BKR220.C002 | ZSPR_ACT | ZSPR | NOS | 3 | 5627.01 | INR
3000 | Northern Zone, Balasore | 3100 | EHT (O&M) Circle, Balasore | 3102 | EHT (O&M) Division, Balasore | N122 | 220/132/33 kV T/L S/S S/D Balasore | 3000001797 | SF6 GAS FILLING DEVICE 220KV SF6 CB ABB | SPR.BKR220ABB.D162 | ZSPR_ACT | ZSPR | NOS | 1 | 7823.75 | INR
3000 | Northern Zone, Balasore | 3100 | EHT (O&M) Circle, Balasore | 3102 | EHT (O&M) Division, Balasore | N122 | 220/132/33 kV T/L S/S S/D Balasore | 3000001855 | TRIP/CLOSE COIL 220KV SIEMENS SF6 CB | SPR.BKR220SMNS.D010 | ZSPR_ACT | ZSPR | NOS | 2 | 1000 | INR
3000 | Northern Zone, Balasore | 3100 | EHT (O&M) Circle, Balasore | 3102 | EHT (O&M) Division, Balasore | N128 | 132/33 kV S/S S/D Jaleswar | 3000001859 | GAS FILLING DEVICE 220KV SIEMENS SF6 CB | SPR.BKR220SMNS.D017 | ZSPR_ACT | ZSPR | NOS | 1 | 16696.25 | INR
3000 | Northern Zone, Balasore | 3100 | EHT (O&M) Circle, Balasore | 3102 | EHT (O&M) Division, Balasore | N129 | 132/33 kV Bhogarai | 3000001869 | Tripping / Closing Coil of 36KV, 1250A,2 | SPR.BKR36.E001 | ZSPR_SCRAP | ZSPR | NOS | 1 | 1 | INR
3000 | Northern Zone, Balasore | 3100 | EHT (O&M) Circle, Balasore | 3102 | EHT (O&M) Division, Balasore | N129 | 132/33 kV Bhogarai | 3000001869 | Tripping / Closing Coil of 36KV, 1250A,2 | SPR.BKR36.E001 | ZSPR_ACT | ZSPR | NOS | 6 | 1500 | INR
3000 | Northern Zone, Balasore | 3100 | EHT (O&M) Circle, Balasore | 3102 | EHT (O&M) Division, Balasore | N129 | 132/33 kV Bhogarai | 3000001870 | POLE FOR 36KV VCB | SPR.BKR36.E002 | ZSPR_ACT | ZSPR | NOS | 1 | 186168 | INR
3000 | Northern Zone, Balasore | 3100 | EHT (O&M) Circle, Balasore | 3102 | EHT (O&M) Division, Balasore | N129 | 132/33 kV Bhogarai | 3000001872 | SPRING CHARGING MOTOR 36KV AGNI VCB | SPR.BKR36AGNI.E001 | ZSPR_ACT | ZSPR | SET | 1 | 1000 | INR
3000 | Northern Zone, Balasore | 3100 | EHT (O&M) Circle, Balasore | 3102 | EHT (O&M) Division, Balasore | N122 | 220/132/33 kV T/L S/S S/D Balasore | 3000001909 | TRIP COIL 220V DC 36 KV AREVA MAKE VCB | SPR.BKR36ARVA.E001 | ZSPR_ACT | ZSPR | NOS | 4 | 4869.14 | INR
3000 | Northern Zone, Balasore | 3100 | EHT (O&M) Circle, Balasore | 3102 | EHT (O&M) Division, Balasore | N127 | 132/33 kV T/L S/S S/D Basta | 3000001909 | TRIP COIL 220V DC 36 KV AREVA MAKE VCB | SPR.BKR36ARVA.E001 | ZSPR_ACT | ZSPR | NOS | 2 | 2434.57 | INR
3000 | Northern Zone, Balasore | 3100 | EHT (O&M) Circle, Balasore | 3102 | EHT (O&M) Division, Balasore | N127 | 132/33 kV T/L S/S S/D Basta | 3000001910 | CLOSING COIL 220V DC 36 KV AREVA VCB | SPR.BKR36ARVA.E002 | ZSPR_ACT | ZSPR | NOS | 6 | 7825.2 | INR
3000 | Northern Zone, Balasore | 3100 | EHT (O&M) Circle, Balasore | 3102 | EHT (O&M) Division, Balasore | N122 | 220/132/33 kV T/L S/S S/D Balasore | 3000001910 | CLOSING COIL 220V DC 36 KV AREVA VCB | SPR.BKR36ARVA.E002 | ZSPR_ACT | ZSPR | NOS | 4 | 5216.8 | INR
3000 | Northern Zone, Balasore | 3100 | EHT (O&M) Circle, Balasore | 3102 | EHT (O&M) Division, Balasore | N124 | 132/33 kV T/L S/S S/D Soro | 3000001924 | LIMB PVN-36 FOR 36KV BHEL VCB | SPR.BKR36BHEL.E014 | ZSPR_SCRAP | ZSPR | NOS | 1 | 667.33 | INR
3000 | Northern Zone, Balasore | 3100 | EHT (O&M) Circle, Balasore | 3102 | EHT (O&M) Division, Balasore | N122 | 220/132/33 kV T/L S/S S/D Balasore | 3000001929 | TRIPPING / CLOSING COIL 36KV CGL VCB | SPR.BKR36CGL.E001 | ZSPR_ACT | ZSPR | NOS | 1 | 500 | INR
3000 | Northern Zone, Balasore | 3100 | EHT (O&M) Circle, Balasore | 3102 | EHT (O&M) Division, Balasore | N128 | 132/33 kV S/S S/D Jaleswar | 3000001934 | Tripping Coil for 33 KV CGL Make VCB | SPR.BKR36CGL.E007 | ZSPR_ACT | ZSPR | NOS | 3 | 3425.06 | INR
3000 | Northern Zone, Balasore | 3100 | EHT (O&M) Circle, Balasore | 3102 | EHT (O&M) Division, Balasore | N129 | 132/33 kV Bhogarai | 3000001953 | SET OF GASKET FOR 36 KV MEGAWIN MAKE VCB | SPR.BKR36MGWN.E002 | ZSPR_ACT | ZSPR | NOS | 1 | 250 | INR
3000 | Northern Zone, Balasore | 3100 | EHT (O&M) Circle, Balasore | 3102 | EHT (O&M) Division, Balasore | N127 | 132/33 kV T/L S/S S/D Basta | 3000001956 | Tripping coil for 36KV VCB SEIL | SPR.BKR36SEIL.E002 | ZSPR_ACT | ZSPR | NOS | 1 | 545.45 | INR
3000 | Northern Zone, Balasore | 3100 | EHT (O&M) Circle, Balasore | 3102 | EHT (O&M) Division, Balasore | N122 | 220/132/33 kV T/L S/S S/D Balasore | 3000001956 | Tripping coil for 36KV VCB SEIL | SPR.BKR36SEIL.E002 | ZSPR_ACT | ZSPR | NOS | 4 | 2181.82 | INR
3000 | Northern Zone, Balasore | 3100 | EHT (O&M) Circle, Balasore | 3102 | EHT (O&M) Division, Balasore | N124 | 132/33 kV T/L S/S S/D Soro | 3000001956 | Tripping coil for 36KV VCB SEIL | SPR.BKR36SEIL.E002 | ZSPR_ACT | ZSPR | NOS | 6 | 3272.73 | INR
3000 | Northern Zone, Balasore | 3100 | EHT (O&M) Circle, Balasore | 3102 | EHT (O&M) Division, Balasore | N127 | 132/33 kV T/L S/S S/D Basta | 3000001957 | Closing coil for 36KV VCB SEIL | SPR.BKR36SEIL.E003 | ZSPR_ACT | ZSPR | NOS | 1 | 583.33 | INR
3000 | Northern Zone, Balasore | 3100 | EHT (O&M) Circle, Balasore | 3102 | EHT (O&M) Division, Balasore | N122 | 220/132/33 kV T/L S/S S/D Balasore | 3000001957 | Closing coil for 36KV VCB SEIL | SPR.BKR36SEIL.E003 | ZSPR_ACT | ZSPR | NOS | 5 | 2916.67 | INR
3000 | Northern Zone, Balasore | 3100 | EHT (O&M) Circle, Balasore | 3102 | EHT (O&M) Division, Balasore | N122 | 220/132/33 kV T/L S/S S/D Balasore | 3000001965 | Tripping coil for 36KV Stelmec make VCB. | SPR.BKR36SL.E004 | ZSPR_ACT | ZSPR | NOS | 5 | 10580.89 | INR
3000 | Northern Zone, Balasore | 3100 | EHT (O&M) Circle, Balasore | 3102 | EHT (O&M) Division, Balasore | N128 | 132/33 kV S/S S/D Jaleswar | 3000001965 | Tripping coil for 36KV Stelmec make VCB. | SPR.BKR36SL.E004 | ZSPR_ACT | ZSPR | NOS | 2 | 4232.35 | INR
3000 | Northern Zone, Balasore | 3100 | EHT (O&M) Circle, Balasore | 3102 | EHT (O&M) Division, Balasore | N122 | 220/132/33 kV T/L S/S S/D Balasore | 3000001966 | Closing coil for 36KV Stelmec make VCB. | SPR.BKR36SL.E005 | ZSPR_ACT | ZSPR | NOS | 6 | 12710.16 | INR
3000 | Northern Zone, Balasore | 3100 | EHT (O&M) Circle, Balasore | 3102 | EHT (O&M) Division, Balasore | N128 | 132/33 kV S/S S/D Jaleswar | 3000001966 | Closing coil for 36KV Stelmec make VCB. | SPR.BKR36SL.E005 | ZSPR_ACT | ZSPR | NOS | 2 | 4236.72 | INR
3000 | Northern Zone, Balasore | 3100 | EHT (O&M) Circle, Balasore | 3102 | EHT (O&M) Division, Balasore | N124 | 132/33 kV T/L S/S S/D Soro | 3000001970 | LIMB OF BREAKER MEGAWIN MAKE 36KV VCB | SPR.BKR36SMGWN.E004 | ZSPR_SCRAP | ZSPR | NOS | 1 | 21500 | INR
3000 | Northern Zone, Balasore | 3100 | EHT (O&M) Circle, Balasore | 3102 | EHT (O&M) Division, Balasore | N128 | 132/33 kV S/S S/D Jaleswar | 3000001970 | LIMB OF BREAKER MEGAWIN MAKE 36KV VCB | SPR.BKR36SMGWN.E004 | ZSPR_ACT | ZSPR | NOS | 1 | 21500 | INR
3000 | Northern Zone, Balasore | 3100 | EHT (O&M) Circle, Balasore | 3102 | EHT (O&M) Division, Balasore | N129 | 132/33 kV Bhogarai | 3000001976 | Aux Switch C. Assembly for 36KV VCB SMNS | SPR.BKR36SMNS.E006 | ZSPR_ACT | ZSPR | NOS | 2 | 4103 | INR
3000 | Northern Zone, Balasore | 3100 | EHT (O&M) Circle, Balasore | 3102 | EHT (O&M) Division, Balasore | N129 | 132/33 kV Bhogarai | 3000002156 | AVR/ACR Card-220V,350AH CLRD Bat charger | SPR.CHRG.CLRD.A005 | ZSPR_ACT | ZSPR | NOS | 1 | 444352 | INR
3000 | Northern Zone, Balasore | 3100 | EHT (O&M) Circle, Balasore | 3102 | EHT (O&M) Division, Balasore | N126 | 132/33 kV S/S S/D Somanathpur | 3000002201 | TNC Switch-132KV CR Pannel AE | SPR.CRPNL132AE.A009 | ZSPR_ACT | ZSPR | NOS | 1 | 1000 | INR
3000 | Northern Zone, Balasore | 3100 | EHT (O&M) Circle, Balasore | 3102 | EHT (O&M) Division, Balasore | N129 | 132/33 kV Bhogarai | 3000002279 | HINGE PINS TC TPAD 132KV ISOLATOR | SPR.ISO.132SS.A002 | ZSPR_ACT | ZSPR | NOS | 9 | 2593.8 | INR
3000 | Northern Zone, Balasore | 3100 | EHT (O&M) Circle, Balasore | 3102 | EHT (O&M) Division, Balasore | N129 | 132/33 kV Bhogarai | 3000002281 | Terminal Pad | SPR.ISO.33SS.A006 | ZSPR_ACT | ZSPR | NOS | 1 | 480.33 | INR
3000 | Northern Zone, Balasore | 3100 | EHT (O&M) Circle, Balasore | 3102 | EHT (O&M) Division, Balasore | N129 | 132/33 kV Bhogarai | 3000002282 | Earthing Rod & Blade Contactor | SPR.ISO.33SS.A007 | ZSPR_ACT | ZSPR | NOS | 1 | 6485 | INR
3000 | Northern Zone, Balasore | 3100 | EHT (O&M) Circle, Balasore | 3102 | EHT (O&M) Division, Balasore | N129 | 132/33 kV Bhogarai | 3000002285 | Limit switch of Isolator M. box | SPR.ISO.33SS.A011 | ZSPR_ACT | ZSPR | NOS | 1 | 100 | INR
3000 | Northern Zone, Balasore | 3100 | EHT (O&M) Circle, Balasore | 3102 | EHT (O&M) Division, Balasore | N129 | 132/33 kV Bhogarai | 3000002286 | Discrepancy Control switch for Isolator | SPR.ISO.MISC.A001 | ZSPR_ACT | ZSPR | NOS | 1 | 149122 | INR
3000 | Northern Zone, Balasore | 3100 | EHT (O&M) Circle, Balasore | 3102 | EHT (O&M) Division, Balasore | N129 | 132/33 kV Bhogarai | 3000002287 | RPC,switch fuse for 132KV Isolator | SPR.ISO.MISC.A002 | ZSPR_ACT | ZSPR | NOS | 2 | 1544.14 | INR
3000 | Northern Zone, Balasore | 3100 | EHT (O&M) Circle, Balasore | 3102 | EHT (O&M) Division, Balasore | N129 | 132/33 kV Bhogarai | 3000002288 | Support one pole of 132KV Isolator | SPR.ISO.MISC.A003 | ZSPR_ACT | ZSPR | NOS | 2 | 5764 | INR
3000 | Northern Zone, Balasore | 3100 | EHT (O&M) Circle, Balasore | 3102 | EHT (O&M) Division, Balasore | N129 | 132/33 kV Bhogarai | 3000002289 | Terminal pad 2000A for 132KV Isolators. | SPR.ISO.MISC.A004 | ZSPR_ACT | ZSPR | NOS | 1 | 12970 | INR
3000 | Northern Zone, Balasore | 3100 | EHT (O&M) Circle, Balasore | 3102 | EHT (O&M) Division, Balasore | N129 | 132/33 kV Bhogarai | 3000002292 | Terminal connector 2000A, 132KV Isolator | SPR.ISO.MISC.A007 | ZSPR_ACT | ZSPR | NOS | 1 | 3603 | INR
3000 | Northern Zone, Balasore | 3100 | EHT (O&M) Circle, Balasore | 3102 | EHT (O&M) Division, Balasore | N122 | 220/132/33 kV T/L S/S S/D Balasore | 3000002293 | 132KV Isolator Motor type Mechanism box | SPR.ISO.MISC.A008 | ZSPR_ACT | ZSPR | NOS | 1 | 20073.5 | INR
3000 | Northern Zone, Balasore | 3100 | EHT (O&M) Circle, Balasore | 3102 | EHT (O&M) Division, Balasore | N129 | 132/33 kV Bhogarai | 3000002293 | 132KV Isolator Motor type Mechanism box | SPR.ISO.MISC.A008 | ZSPR_ACT | ZSPR | NOS | 1 | 20073.5 | INR
3000 | Northern Zone, Balasore | 3100 | EHT (O&M) Circle, Balasore | 3102 | EHT (O&M) Division, Balasore | N129 | 132/33 kV Bhogarai | 3000002294 | RPC,switch fuse for 36KV Isolator | SPR.ISO.MISC.A009 | ZSPR_ACT | ZSPR | SET | 1 | 25580 | INR
3000 | Northern Zone, Balasore | 3100 | EHT (O&M) Circle, Balasore | 3102 | EHT (O&M) Division, Balasore | N129 | 132/33 kV Bhogarai | 3000002295 | Support one pole of 33KV Isolator | SPR.ISO.MISC.A010 | ZSPR_ACT | ZSPR | SET | 2 | 1441.2 | INR
3000 | Northern Zone, Balasore | 3100 | EHT (O&M) Circle, Balasore | 3102 | EHT (O&M) Division, Balasore | N129 | 132/33 kV Bhogarai | 3000002296 | Terminal Pad 2000A for 36 KV Isolators | SPR.ISO.MISC.A011 | ZSPR_ACT | ZSPR | SET | 4 | 3441.2 | INR
3000 | Northern Zone, Balasore | 3100 | EHT (O&M) Circle, Balasore | 3102 | EHT (O&M) Division, Balasore | N129 | 132/33 kV Bhogarai | 3000002297 | Limit switch & Aux switch-36KV Isolator | SPR.ISO.MISC.A012 | ZSPR_ACT | ZSPR | SET | 4 | 2882.4 | INR
3000 | Northern Zone, Balasore | 3100 | EHT (O&M) Circle, Balasore | 3102 | EHT (O&M) Division, Balasore | N129 | 132/33 kV Bhogarai | 3000002298 | Terminal connectors 2000A 36KV Isolator | SPR.ISO.MISC.A013 | ZSPR_ACT | ZSPR | SET | 2 | 5764 | INR
3000 | Northern Zone, Balasore | 3100 | EHT (O&M) Circle, Balasore | 3102 | EHT (O&M) Division, Balasore | N122 | 220/132/33 kV T/L S/S S/D Balasore | 3000002299 | CU contact FC 132KV 2000A Isolator | SPR.ISO.MISC.A014 | ZSPR_ACT | ZSPR | NOS | 4 | 249698.88 | INR
3000 | Northern Zone, Balasore | 3100 | EHT (O&M) Circle, Balasore | 3102 | EHT (O&M) Division, Balasore | N129 | 132/33 kV Bhogarai | 3000002299 | CU contact FC 132KV 2000A Isolator | SPR.ISO.MISC.A014 | ZSPR_ACT | ZSPR | NOS | 1 | 62424.72 | INR
3000 | Northern Zone, Balasore | 3100 | EHT (O&M) Circle, Balasore | 3102 | EHT (O&M) Division, Balasore | N122 | 220/132/33 kV T/L S/S S/D Balasore | 3000002354 | FEMALE CONTACT(FXD) 132KV SS ISOLATOR | SPR.ISO132SS.A001 | ZSPR_ACT | ZSPR | NOS | 5 | 49443.83 | INR
3000 | Northern Zone, Balasore | 3100 | EHT (O&M) Circle, Balasore | 3102 | EHT (O&M) Division, Balasore | N122 | 220/132/33 kV T/L S/S S/D Balasore | 3000002355 | FC ASSEMBLY & JUMPER 132KV SS ISOLATOR | SPR.ISO132SS.A002 | ZSPR_ACT | ZSPR | NOS | 3 | 32400 | INR
3000 | Northern Zone, Balasore | 3100 | EHT (O&M) Circle, Balasore | 3102 | EHT (O&M) Division, Balasore | N126 | 132/33 kV S/S S/D Somanathpur | 3000002364 | 132 KV Isolator pad clamp for Zebra | SPR.ISO132SS.A012 | ZSPR_ACT | ZSPR | NOS | 4 | 3530 | INR
3000 | Northern Zone, Balasore | 3100 | EHT (O&M) Circle, Balasore | 3102 | EHT (O&M) Division, Balasore | N127 | 132/33 kV T/L S/S S/D Basta | 3000002364 | 132 KV Isolator pad clamp for Zebra | SPR.ISO132SS.A012 | ZSPR_ACT | ZSPR | NOS | 8 | 7060 | INR
3000 | Northern Zone, Balasore | 3100 | EHT (O&M) Circle, Balasore | 3102 | EHT (O&M) Division, Balasore | N122 | 220/132/33 kV T/L S/S S/D Balasore | 3000002391 | Plate female contact of Isolator | SPR.ISO132SS.A049 | ZSPR_ACT | ZSPR | NOS | 6 | 3320 | INR
3000 | Northern Zone, Balasore | 3100 | EHT (O&M) Circle, Balasore | 3102 | EHT (O&M) Division, Balasore | N122 | 220/132/33 kV T/L S/S S/D Balasore | 3000002443 | MACHANISUM BOX 220KV SS MAKE ISOLATOR | SPR.ISO220SS.A024 | ZSPR_SCRAP | ZSPR | NOS | 26 | 2600 | INR
3000 | Northern Zone, Balasore | 3100 | EHT (O&M) Circle, Balasore | 3102 | EHT (O&M) Division, Balasore | N122 | 220/132/33 kV T/L S/S S/D Balasore | 3000002465 | FEMALE CONTACT33KV HIVELUM ISOLATOR | SPR.ISO33HVLM.A006 | ZSPR_US | ZSPR | NOS | 1 | 8292 | INR
3000 | Northern Zone, Balasore | 3100 | EHT (O&M) Circle, Balasore | 3102 | EHT (O&M) Division, Balasore | N122 | 220/132/33 kV T/L S/S S/D Balasore | 3000002465 | FEMALE CONTACT33KV HIVELUM ISOLATOR | SPR.ISO33HVLM.A006 | ZSPR_ACT | ZSPR | NOS | 5 | 49821.43 | INR
3000 | Northern Zone, Balasore | 3100 | EHT (O&M) Circle, Balasore | 3102 | EHT (O&M) Division, Balasore | N122 | 220/132/33 kV T/L S/S S/D Balasore | 3000002466 | MALE CONTACT33KV HIVELUM ISOLATOR | SPR.ISO33HVLM.A007 | ZSPR_US | ZSPR | NOS | 1 | 8000 | INR
3000 | Northern Zone, Balasore | 3100 | EHT (O&M) Circle, Balasore | 3102 | EHT (O&M) Division, Balasore | N122 | 220/132/33 kV T/L S/S S/D Balasore | 3000002472 | Male Contacts 33KV SIEMENS ISOLATOR | SPR.ISO33SMNS.A001 | ZSPR_US | ZSPR | SET | 5 | 25000 | INR
3000 | Northern Zone, Balasore | 3100 | EHT (O&M) Circle, Balasore | 3102 | EHT (O&M) Division, Balasore | N122 | 220/132/33 kV T/L S/S S/D Balasore | 3000002480 | FEMALE CONTACTFOR 33KV SS MAKE ISOLATOR | SPR.ISO33SS.A002 | ZSPR_ACT | ZSPR | NOS | 7 | 56379.57 | INR
3000 | Northern Zone, Balasore | 3100 | EHT (O&M) Circle, Balasore | 3102 | EHT (O&M) Division, Balasore | N127 | 132/33 kV T/L S/S S/D Basta | 3000002480 | FEMALE CONTACTFOR 33KV SS MAKE ISOLATOR | SPR.ISO33SS.A002 | ZSPR_ACT | ZSPR | NOS | 2 | 16108.45 | INR
3000 | Northern Zone, Balasore | 3100 | EHT (O&M) Circle, Balasore | 3102 | EHT (O&M) Division, Balasore | N122 | 220/132/33 kV T/L S/S S/D Balasore | 3000002480 | FEMALE CONTACTFOR 33KV SS MAKE ISOLATOR | SPR.ISO33SS.A002 | ZSPR_US | ZSPR | NOS | 1 | 2344.01 | INR
3000 | Northern Zone, Balasore | 3100 | EHT (O&M) Circle, Balasore | 3102 | EHT (O&M) Division, Balasore | N129 | 132/33 kV Bhogarai | 3000002484 | HINGE PINS | SPR.ISO33SS.A007 | ZSPR_ACT | ZSPR | NOS | 4 | 1921.32 | INR
3000 | Northern Zone, Balasore | 3100 | EHT (O&M) Circle, Balasore | 3102 | EHT (O&M) Division, Balasore | N122 | 220/132/33 kV T/L S/S S/D Balasore | 3000002488 | Plate female contaCT33KV Isolator | SPR.ISO33SS.A013 | ZSPR_ACT | ZSPR | NOS | 5 | 3829.1 | INR
3000 | Northern Zone, Balasore | 3100 | EHT (O&M) Circle, Balasore | 3102 | EHT (O&M) Division, Balasore | N129 | 132/33 kV Bhogarai | 3000002504 | TERMINAL CONNECTOR 33KV SS ISOLATOR | SPR.ISO33SS.A033 | ZSPR_ACT | ZSPR | NOS | 1 | 480.33 | INR
3000 | Northern Zone, Balasore | 3100 | EHT (O&M) Circle, Balasore | 3102 | EHT (O&M) Division, Balasore | N129 | 132/33 kV Bhogarai | 3000002505 | SUPPORT INSULATOR FOR 33KV SS ISOLATOR | SPR.ISO33SS.A035 | ZSPR_US | ZSPR | NOS | 3 | 5223.99 | INR
3000 | Northern Zone, Balasore | 3100 | EHT (O&M) Circle, Balasore | 3102 | EHT (O&M) Division, Balasore | N127 | 132/33 kV T/L S/S S/D Basta | 3000002510 | 33KV MALE CONTACT SS MAKE ISOLATOR | SPR.ISO33SS.A042 | ZSPR_ACT | ZSPR | NOS | 4 | 41866.67 | INR
3000 | Northern Zone, Balasore | 3100 | EHT (O&M) Circle, Balasore | 3102 | EHT (O&M) Division, Balasore | N122 | 220/132/33 kV T/L S/S S/D Balasore | 3000002510 | 33KV MALE CONTACT SS MAKE ISOLATOR | SPR.ISO33SS.A042 | ZSPR_ACT | ZSPR | NOS | 2 | 20933.33 | INR
3000 | Northern Zone, Balasore | 3100 | EHT (O&M) Circle, Balasore | 3102 | EHT (O&M) Division, Balasore | N128 | 132/33 kV S/S S/D Jaleswar | 3000002510 | 33KV MALE CONTACT SS MAKE ISOLATOR | SPR.ISO33SS.A042 | ZSPR_US | ZSPR | NOS | 3 | 26100 | INR
3000 | Northern Zone, Balasore | 3100 | EHT (O&M) Circle, Balasore | 3102 | EHT (O&M) Division, Balasore | N122 | 220/132/33 kV T/L S/S S/D Balasore | 3000002510 | 33KV MALE CONTACT SS MAKE ISOLATOR | SPR.ISO33SS.A042 | ZSPR_US | ZSPR | NOS | 1 | 8700 | INR
3000 | Northern Zone, Balasore | 3100 | EHT (O&M) Circle, Balasore | 3102 | EHT (O&M) Division, Balasore | N122 | 220/132/33 kV T/L S/S S/D Balasore | 3000002554 | MISCELLANEOUS SPARE ITEMS | SPR.MISC.A001 | ZSPR_ACT | ZSPR | NOS | 24 | 3064 | INR
3000 | Northern Zone, Balasore | 3100 | EHT (O&M) Circle, Balasore | 3102 | EHT (O&M) Division, Balasore | N121 | EHT (O&M) Division, Balasore | 3000002554 | MISCELLANEOUS SPARE ITEMS | SPR.MISC.A001 | ZSPR_THEFT | ZSPR | NOS | 1 | 6540674.69 | INR
3000 | Northern Zone, Balasore | 3100 | EHT (O&M) Circle, Balasore | 3102 | EHT (O&M) Division, Balasore | N129 | 132/33 kV Bhogarai | 3000002569 | Contactor of different type | SPR.MISC.A028 | ZSPR_ACT | ZSPR | NOS | 2 | 1544.14 | INR
3000 | Northern Zone, Balasore | 3100 | EHT (O&M) Circle, Balasore | 3102 | EHT (O&M) Division, Balasore | N129 | 132/33 kV Bhogarai | 3000002576 | ISOLATOR CONTROL SWITCH | SPR.MISC.A050 | ZSPR_ACT | ZSPR | NOS | 2 | 4000 | INR
3000 | Northern Zone, Balasore | 3100 | EHT (O&M) Circle, Balasore | 3102 | EHT (O&M) Division, Balasore | N122 | 220/132/33 kV T/L S/S S/D Balasore | 3000002581 | EVENT LOGGER WITH POWER SUPPLY MODULE | SPR.MISC.A062 | ZSPR_US | ZSPR | NOS | 2 | 2 | INR
3000 | Northern Zone, Balasore | 3100 | EHT (O&M) Circle, Balasore | 3102 | EHT (O&M) Division, Balasore | N129 | 132/33 kV Bhogarai | 3000002621 | EARTH SUSPENSION CLAMP | SPR.MISC.A177 | ZSPR_ACT | ZSPR | NOS | 6 | 6834 | INR
3000 | Northern Zone, Balasore | 3100 | EHT (O&M) Circle, Balasore | 3102 | EHT (O&M) Division, Balasore | N122 | 220/132/33 kV T/L S/S S/D Balasore | 3000002625 | POWER CONTACTOR | SPR.MISC.A193 | ZSPR_ACT | ZSPR | NOS | 18 | 16902 | INR
3000 | Northern Zone, Balasore | 3100 | EHT (O&M) Circle, Balasore | 3102 | EHT (O&M) Division, Balasore | N129 | 132/33 kV Bhogarai | 3000002627 | O RING | SPR.MISC.A196 | ZSPR_ACT | ZSPR | NOS | 1 | 500 | INR
3000 | Northern Zone, Balasore | 3100 | EHT (O&M) Circle, Balasore | 3102 | EHT (O&M) Division, Balasore | N128 | 132/33 kV S/S S/D Jaleswar | 3000002649 | Breather DTO-2 | SPR.MISC.A229 | ZSPR_ACT | ZSPR | NOS | 1 | 100 | INR
3000 | Northern Zone, Balasore | 3100 | EHT (O&M) Circle, Balasore | 3102 | EHT (O&M) Division, Balasore | N129 | 132/33 kV Bhogarai | 3000002690 | TENSION CLAMP FOR PANTHER CONDUCTOR | SPR.MISC.A289 | ZSPR_ACT | ZSPR | NOS | 4 | 14492 | INR
3000 | Northern Zone, Balasore | 3100 | EHT (O&M) Circle, Balasore | 3102 | EHT (O&M) Division, Balasore | N129 | 132/33 kV Bhogarai | 3000002720 | LA Clamp | SPR.MISC.A353 | ZSPR_ACT | ZSPR | NOS | 12 | 8091 | INR
3000 | Northern Zone, Balasore | 3100 | EHT (O&M) Circle, Balasore | 3102 | EHT (O&M) Division, Balasore | N129 | 132/33 kV Bhogarai | 3000002750 | Push Button | SPR.MISC.A454 | ZSPR_ACT | ZSPR | NOS | 3 | 2316.21 | INR
3000 | Northern Zone, Balasore | 3100 | EHT (O&M) Circle, Balasore | 3102 | EHT (O&M) Division, Balasore | N126 | 132/33 kV S/S S/D Somanathpur | 3000002759 | 33 KV Pad Clamp for ACSR zebra conductor | SPR.MISC.A482 | ZSPR_ACT | ZSPR | NOS | 4 | 4040 | INR
3000 | Northern Zone, Balasore | 3100 | EHT (O&M) Circle, Balasore | 3102 | EHT (O&M) Division, Balasore | N122 | 220/132/33 kV T/L S/S S/D Balasore | 3000002781 | SPACERS OF DIFFERENT SIZE | SPR.MISC.A549 | ZSPR_ACT | ZSPR | NOS | 7 | 3117.24 | INR
3000 | Northern Zone, Balasore | 3100 | EHT (O&M) Circle, Balasore | 3102 | EHT (O&M) Division, Balasore | N129 | 132/33 kV Bhogarai | 3000002792 | CONTACTOR | SPR.MISC.A563 | ZSPR_ACT | ZSPR | NOS | 1 | 166.67 | INR
3000 | Northern Zone, Balasore | 3100 | EHT (O&M) Circle, Balasore | 3102 | EHT (O&M) Division, Balasore | N129 | 132/33 kV Bhogarai | 3000002808 | PROTECTION TRANSFER SWITCH | SPR.PNL.A002 | ZSPR_ACT | ZSPR | NOS | 1 | 1000 | INR
3000 | Northern Zone, Balasore | 3100 | EHT (O&M) Circle, Balasore | 3102 | EHT (O&M) Division, Balasore | N124 | 132/33 kV T/L S/S S/D Soro | 3000002811 | TEST TERMINAL BLOCK 132 KV ER PANEL | SPR.PNL132ER.A001 | ZSPR_ACT | ZSPR | NOS | 3 | 450 | INR
3000 | Northern Zone, Balasore | 3100 | EHT (O&M) Circle, Balasore | 3102 | EHT (O&M) Division, Balasore | N129 | 132/33 kV Bhogarai | 3000002813 | Protection Transfer Switch(NIT) | SPR.PNL33.A001 | ZSPR_ACT | ZSPR | NOS | 1 | 1000 | INR
3000 | Northern Zone, Balasore | 3100 | EHT (O&M) Circle, Balasore | 3102 | EHT (O&M) Division, Balasore | N128 | 132/33 kV S/S S/D Jaleswar | 3000002900 | WTI of 12.5MVA 132/33KV Tfrof CGL | SPR.TFR12.5CGL.EC02 | ZSPR_ACT | ZSPR | NOS | 1 | 2759 | INR
3000 | Northern Zone, Balasore | 3100 | EHT (O&M) Circle, Balasore | 3102 | EHT (O&M) Division, Balasore | N124 | 132/33 kV T/L S/S S/D Soro | 3000002906 | Gate Valve-12.5MVA 132/33KV Tfr CGL | SPR.TFR12.5CGL.ED01 | ZSPR_US | ZSPR | NOS | 1 | 1 | INR
3000 | Northern Zone, Balasore | 3100 | EHT (O&M) Circle, Balasore | 3102 | EHT (O&M) Division, Balasore | N124 | 132/33 kV T/L S/S S/D Soro | 3000002914 | 33KV BUSHING W/O ROD NGEF 12.5 MVA Tfr | SPR.TFR12.5NGEF.EB01 | ZSPR_ACT | ZSPR | NOS | 3 | 41310 | INR
3000 | Northern Zone, Balasore | 3100 | EHT (O&M) Circle, Balasore | 3102 | EHT (O&M) Division, Balasore | N124 | 132/33 kV T/L S/S S/D Soro | 3000002915 | OLTC SPARE FOR 12.5 MVA NGEF Tfr | SPR.TFR12.5NGEF.EB03 | ZSPR_US | ZSPR | NOS | 1 | 200 | INR
3000 | Northern Zone, Balasore | 3100 | EHT (O&M) Circle, Balasore | 3102 | EHT (O&M) Division, Balasore | N122 | 220/132/33 kV T/L S/S S/D Balasore | 3000002933 | PRV of 160MVA 220/132/33KV BHEL AT | SPR.TFR160BHEL.DC01 | ZSPR_ACT | ZSPR | NOS | 1 | 20000 | INR
3000 | Northern Zone, Balasore | 3100 | EHT (O&M) Circle, Balasore | 3102 | EHT (O&M) Division, Balasore | N122 | 220/132/33 kV T/L S/S S/D Balasore | 3000002934 | OTI &CONTACT60MVA 220/132/33KV BHEL AT | SPR.TFR160BHEL.DC02 | ZSPR_ACT | ZSPR | NOS | 1 | 10000 | INR
3000 | Northern Zone, Balasore | 3100 | EHT (O&M) Circle, Balasore | 3102 | EHT (O&M) Division, Balasore | N122 | 220/132/33 kV T/L S/S S/D Balasore | 3000002935 | WTI of 160MVA 220/132/33KV BHEL AT | SPR.TFR160BHEL.DC03 | ZSPR_ACT | ZSPR | NOS | 1 | 20000 | INR
3000 | Northern Zone, Balasore | 3100 | EHT (O&M) Circle, Balasore | 3102 | EHT (O&M) Division, Balasore | N122 | 220/132/33 kV T/L S/S S/D Balasore | 3000002936 | MOLG of 160MVA 220/132/33KV BHEL AT | SPR.TFR160BHEL.DC04 | ZSPR_ACT | ZSPR | NOS | 1 | 20000 | INR
3000 | Northern Zone, Balasore | 3100 | EHT (O&M) Circle, Balasore | 3102 | EHT (O&M) Division, Balasore | N122 | 220/132/33 kV T/L S/S S/D Balasore | 3000002937 | OFI FOR 160MVA 220/132/33KV BHEL AT | SPR.TFR160BHEL.DC05 | ZSPR_ACT | ZSPR | NOS | 1 | 15000 | INR
3000 | Northern Zone, Balasore | 3100 | EHT (O&M) Circle, Balasore | 3102 | EHT (O&M) Division, Balasore | N122 | 220/132/33 kV T/L S/S S/D Balasore | 3000002940 | N.Bushing&Rod-160MVA 220/132/33KVBHEL AT | SPR.TFR160BHEL.DC08 | ZSPR_ACT | ZSPR | NOS | 1 | 50000 | INR
3000 | Northern Zone, Balasore | 3100 | EHT (O&M) Circle, Balasore | 3102 | EHT (O&M) Division, Balasore | N122 | 220/132/33 kV T/L S/S S/D Balasore | 3000002943 | spares 160MVA 220/13233KV BHEL AT | SPR.TFR160BHEL.DC12 | ZSPR_ACT | ZSPR | NOS | 1 | 4000 | INR
3000 | Northern Zone, Balasore | 3100 | EHT (O&M) Circle, Balasore | 3102 | EHT (O&M) Division, Balasore | N122 | 220/132/33 kV T/L S/S S/D Balasore | 3000002947 | BR of 160MVA 220/132/33KV BHEL AT | SPR.TFR160BHEL.DC18 | ZSPR_ACT | ZSPR | NOS | 1 | 5000 | INR
3000 | Northern Zone, Balasore | 3100 | EHT (O&M) Circle, Balasore | 3102 | EHT (O&M) Division, Balasore | N122 | 220/132/33 kV T/L S/S S/D Balasore | 3000002948 | TPI -160MVA 220/132/33KVBHEL AT | SPR.TFR160BHEL.DC19 | ZSPR_ACT | ZSPR | NOS | 1 | 10000 | INR
3000 | Northern Zone, Balasore | 3100 | EHT (O&M) Circle, Balasore | 3102 | EHT (O&M) Division, Balasore | N122 | 220/132/33 kV T/L S/S S/D Balasore | 3000002952 | E.JOINT FOR 160MVA 220/132/33KV BHEL AT | SPR.TFR160BHEL.DC24 | ZSPR_ACT | ZSPR | NOS | 1 | 5000 | INR
3000 | Northern Zone, Balasore | 3100 | EHT (O&M) Circle, Balasore | 3102 | EHT (O&M) Division, Balasore | N122 | 220/132/33 kV T/L S/S S/D Balasore | 3000002953 | BR of 160MVA 220/132/33KV EMCO AT | SPR.TFR160EMCO.DC01 | ZSPR_ACT | ZSPR | NOS | 2 | 10000 | INR
3000 | Northern Zone, Balasore | 3100 | EHT (O&M) Circle, Balasore | 3102 | EHT (O&M) Division, Balasore | N122 | 220/132/33 kV T/L S/S S/D Balasore | 3000002954 | PRV of 160MVA 220/132/33KV EMCO AT | SPR.TFR160EMCO.DC02 | ZSPR_ACT | ZSPR | NOS | 2 | 20000 | INR
3000 | Northern Zone, Balasore | 3100 | EHT (O&M) Circle, Balasore | 3102 | EHT (O&M) Division, Balasore | N122 | 220/132/33 kV T/L S/S S/D Balasore | 3000002955 | OTI &CONTACT-160MVA 220/132/33KV EMCO AT | SPR.TFR160EMCO.DC03 | ZSPR_ACT | ZSPR | NOS | 1 | 15000 | INR
3000 | Northern Zone, Balasore | 3100 | EHT (O&M) Circle, Balasore | 3102 | EHT (O&M) Division, Balasore | N122 | 220/132/33 kV T/L S/S S/D Balasore | 3000002956 | WTI 160MVA 220/132/33KV EMCO AT | SPR.TFR160EMCO.DC04 | ZSPR_ACT | ZSPR | NOS | 1 | 20000 | INR
3000 | Northern Zone, Balasore | 3100 | EHT (O&M) Circle, Balasore | 3102 | EHT (O&M) Division, Balasore | N122 | 220/132/33 kV T/L S/S S/D Balasore | 3000002957 | MOLG of 160MVA 220/132/33KV EMCO AT | SPR.TFR160EMCO.DC05 | ZSPR_ACT | ZSPR | NOS | 2 | 20000 | INR
3000 | Northern Zone, Balasore | 3100 | EHT (O&M) Circle, Balasore | 3102 | EHT (O&M) Division, Balasore | N122 | 220/132/33 kV T/L S/S S/D Balasore | 3000002958 | TPI FOR 160MVA 220/132/33KV EMCO AT | SPR.TFR160EMCO.DC06 | ZSPR_ACT | ZSPR | NOS | 1 | 5000 | INR
3000 | Northern Zone, Balasore | 3100 | EHT (O&M) Circle, Balasore | 3102 | EHT (O&M) Division, Balasore | N122 | 220/132/33 kV T/L S/S S/D Balasore | 3000002959 | OFI of 160MVA 220/132/33KV EMCO AT | SPR.TFR160EMCO.DC07 | ZSPR_ACT | ZSPR | NOS | 2 | 40000 | INR
3000 | Northern Zone, Balasore | 3100 | EHT (O&M) Circle, Balasore | 3102 | EHT (O&M) Division, Balasore | N122 | 220/132/33 kV T/L S/S S/D Balasore | 3000002960 | C. F &MOTOR-160MVA 220/132/33KV EMCO AT | SPR.TFR160EMCO.DC08 | ZSPR_US | ZSPR | NOS | 3 | 3000 | INR
3000 | Northern Zone, Balasore | 3100 | EHT (O&M) Circle, Balasore | 3102 | EHT (O&M) Division, Balasore | N122 | 220/132/33 kV T/L S/S S/D Balasore | 3000002961 | C.PUMP&MOTOR-160MVA 220/13233KV EMCO AT | SPR.TFR160EMCO.DC09 | ZSPR_ACT | ZSPR | NOS | 3 | 200000 | INR
3000 | Northern Zone, Balasore | 3100 | EHT (O&M) Circle, Balasore | 3102 | EHT (O&M) Division, Balasore | N124 | 132/33 kV T/L S/S S/D Soro | 3000002974 | BUCHOLTZ RELAY-20MVA 132/33KV AREVA Tfr | SPR.TFR20ARVA.EC05 | ZSPR_ACT | ZSPR | NOS | 1 | 5491 | INR
3000 | Northern Zone, Balasore | 3100 | EHT (O&M) Circle, Balasore | 3102 | EHT (O&M) Division, Balasore | N127 | 132/33 kV T/L S/S S/D Basta | 3000003061 | OTI with contacts 20MVA 132/33KV IMP Tfr | SPR.TFR20IMP.BC02 | ZSPR_ACT | ZSPR | NOS | 1 | 10000 | INR
3000 | Northern Zone, Balasore | 3100 | EHT (O&M) Circle, Balasore | 3102 | EHT (O&M) Division, Balasore | N127 | 132/33 kV T/L S/S S/D Basta | 3000003062 | PRD of 20MVA 132/33KV IMP Tfr | SPR.TFR20IMP.BC03 | ZSPR_ACT | ZSPR | NOS | 1 | 10000 | INR
3000 | Northern Zone, Balasore | 3100 | EHT (O&M) Circle, Balasore | 3102 | EHT (O&M) Division, Balasore | N127 | 132/33 kV T/L S/S S/D Basta | 3000003063 | MOLG for 20MVA 132/33KV IMP Tfr | SPR.TFR20IMP.BC04 | ZSPR_ACT | ZSPR | NOS | 1 | 8000 | INR
3000 | Northern Zone, Balasore | 3100 | EHT (O&M) Circle, Balasore | 3102 | EHT (O&M) Division, Balasore | N127 | 132/33 kV T/L S/S S/D Basta | 3000003067 | TPI (L & R) 20MVA 132/33KV IMP Tfr | SPR.TFR20IMP.BC08 | ZSPR_ACT | ZSPR | NOS | 1 | 5000 | INR
3000 | Northern Zone, Balasore | 3100 | EHT (O&M) Circle, Balasore | 3102 | EHT (O&M) Division, Balasore | N128 | 132/33 kV S/S S/D Jaleswar | 3000003080 | WTI for 20MVA,220/33kV Tfr | SPR.TFR20T&R.DB05 | ZSPR_US | ZSPR | SET | 1 | 5500 | INR
3000 | Northern Zone, Balasore | 3100 | EHT (O&M) Circle, Balasore | 3102 | EHT (O&M) Division, Balasore | N127 | 132/33 kV T/L S/S S/D Basta | 3000003087 | TPI for 20MVA,220/33kVT&R Tfr | SPR.TFR20T&R.DB12 | ZSPR_ACT | ZSPR | NOS | 1 | 5000 | INR
3000 | Northern Zone, Balasore | 3100 | EHT (O&M) Circle, Balasore | 3102 | EHT (O&M) Division, Balasore | N127 | 132/33 kV T/L S/S S/D Basta | 3000003089 | Lamps for 20MVA 220/33kV T&R Tfr | SPR.TFR20T&R.DB14 | ZSPR_ACT | ZSPR | SET | 1 | 3000 | INR
3000 | Northern Zone, Balasore | 3100 | EHT (O&M) Circle, Balasore | 3102 | EHT (O&M) Division, Balasore | N127 | 132/33 kV T/L S/S S/D Basta | 3000003092 | WTI of 20MVA 220/33kV T&R Tfr | SPR.TFR20T&R.EB05 | ZSPR_ACT | ZSPR | SET | 1 | 35000 | INR
3000 | Northern Zone, Balasore | 3100 | EHT (O&M) Circle, Balasore | 3102 | EHT (O&M) Division, Balasore | N128 | 132/33 kV S/S S/D Jaleswar | 3000003097 | HV Bushing of 20MVA 132/33kV Tfr | SPR.TFR20TAL.EA01 | ZSPR_US | ZSPR | NOS | 3 | 3 | INR
3000 | Northern Zone, Balasore | 3100 | EHT (O&M) Circle, Balasore | 3102 | EHT (O&M) Division, Balasore | N127 | 132/33 kV T/L S/S S/D Basta | 3000003097 | HV Bushing of 20MVA 132/33kV Tfr | SPR.TFR20TAL.EA01 | ZSPR_THEFT | ZSPR | NOS | 1 | 80000 | INR
3000 | Northern Zone, Balasore | 3100 | EHT (O&M) Circle, Balasore | 3102 | EHT (O&M) Division, Balasore | N127 | 132/33 kV T/L S/S S/D Basta | 3000003100 | LV NBushing of 20MVA 132/33kV Tfr | SPR.TFR20TAL.EA04 | ZSPR_ACT | ZSPR | NOS | 1 | 15000 | INR
3000 | Northern Zone, Balasore | 3100 | EHT (O&M) Circle, Balasore | 3102 | EHT (O&M) Division, Balasore | N127 | 132/33 kV T/L S/S S/D Basta | 3000003101 | PRD of 20MVA 132/33kV Tfr | SPR.TFR20TAL.EC01 | ZSPR_ACT | ZSPR | NOS | 1 | 1000 | INR
3000 | Northern Zone, Balasore | 3100 | EHT (O&M) Circle, Balasore | 3102 | EHT (O&M) Division, Balasore | N127 | 132/33 kV T/L S/S S/D Basta | 3000003103 | MOLG of 20MVA 132/33kV TAL Tfr | SPR.TFR20TAL.EC04 | ZSPR_ACT | ZSPR | NOS | 1 | 10000 | INR
3000 | Northern Zone, Balasore | 3100 | EHT (O&M) Circle, Balasore | 3102 | EHT (O&M) Division, Balasore | N127 | 132/33 kV T/L S/S S/D Basta | 3000003105 | Buchholz relay of 20MVA 132/33kV TAL Tfr | SPR.TFR20TAL.EC06 | ZSPR_ACT | ZSPR | NOS | 1 | 7000 | INR
3000 | Northern Zone, Balasore | 3100 | EHT (O&M) Circle, Balasore | 3102 | EHT (O&M) Division, Balasore | N127 | 132/33 kV T/L S/S S/D Basta | 3000003106 | Starter,switch of 20MVA 132/33kV TAL Tfr | SPR.TFR20TAL.EC07 | ZSPR_ACT | ZSPR | SET | 1 | 20000 | INR
3000 | Northern Zone, Balasore | 3100 | EHT (O&M) Circle, Balasore | 3102 | EHT (O&M) Division, Balasore | N124 | 132/33 kV T/L S/S S/D Soro | 3000003144 | G. VALVE of 315MVA 400/220KV ICTBHEL | SPR.TFR315BHEL.BF08 | ZSPR_ACT | ZSPR | NOS | 2 | 17212 | INR
3000 | Northern Zone, Balasore | 3100 | EHT (O&M) Circle, Balasore | 3102 | EHT (O&M) Division, Balasore | N124 | 132/33 kV T/L S/S S/D Soro | 3000003152 | CF & MOTOR 40MVA 132/33KV AREVA Tfr | SPR.TFR40ARVA.EA01 | ZSPR_ACT | ZSPR | NOS | 1 | 16857 | INR
3000 | Northern Zone, Balasore | 3100 | EHT (O&M) Circle, Balasore | 3102 | EHT (O&M) Division, Balasore | N124 | 132/33 kV T/L S/S S/D Soro | 3000003154 | BUCHHOLZ RELAY 40MVA 132/33KV AREVA Tfr | SPR.TFR40ARVA.EC01 | ZSPR_ACT | ZSPR | NOS | 1 | 11500 | INR
3000 | Northern Zone, Balasore | 3100 | EHT (O&M) Circle, Balasore | 3102 | EHT (O&M) Division, Balasore | N124 | 132/33 kV T/L S/S S/D Soro | 3000003157 | MOLG of 40MVA 132/33KV AREVA Tfr | SPR.TFR40ARVA.EC04 | ZSPR_ACT | ZSPR | NOS | 1 | 11488 | INR
3000 | Northern Zone, Balasore | 3100 | EHT (O&M) Circle, Balasore | 3102 | EHT (O&M) Division, Balasore | N124 | 132/33 kV T/L S/S S/D Soro | 3000003159 | PRD 40MVA 132/33KV AREVA Tfr | SPR.TFR40ARVA.EC06 | ZSPR_ACT | ZSPR | NOS | 1 | 11488 | INR
3000 | Northern Zone, Balasore | 3100 | EHT (O&M) Circle, Balasore | 3102 | EHT (O&M) Division, Balasore | N122 | 220/132/33 kV T/L S/S S/D Balasore | 3000003229 | COOLING FAN FOR 40MVA 132/33KV BHEL Tfr | SPR.TFR40BHEL.EA01 | ZSPR_US | ZSPR | NOS | 1 | 10000 | INR
3000 | Northern Zone, Balasore | 3100 | EHT (O&M) Circle, Balasore | 3102 | EHT (O&M) Division, Balasore | N122 | 220/132/33 kV T/L S/S S/D Balasore | 3000003240 | PRV FOR 40MVA 132/33KV BHEL Tfr | SPR.TFR40BHEL.EC02 | ZSPR_ACT | ZSPR | NOS | 1 | 10000 | INR
3000 | Northern Zone, Balasore | 3100 | EHT (O&M) Circle, Balasore | 3102 | EHT (O&M) Division, Balasore | N124 | 132/33 kV T/L S/S S/D Soro | 3000003245 | MOLG FOR 40MVA 132/33KV BHEL Tfr | SPR.TFR40BHEL.EC08 | ZSPR_ACT | ZSPR | NOS | 4 | 1600 | INR
3000 | Northern Zone, Balasore | 3100 | EHT (O&M) Circle, Balasore | 3102 | EHT (O&M) Division, Balasore | N122 | 220/132/33 kV T/L S/S S/D Balasore | 3000003246 | TPI FOR 132/33KV 40MVA BHEL Tfr | SPR.TFR40BHEL.EC10 | ZSPR_ACT | ZSPR | NOS | 1 | 5000 | INR
3000 | Northern Zone, Balasore | 3100 | EHT (O&M) Circle, Balasore | 3102 | EHT (O&M) Division, Balasore | N128 | 132/33 kV S/S S/D Jaleswar | 3000003279 | Buchholz relay for 40MVA 132/33kV TA Tfr | SPR.TFR40TA.DB10 | ZSPR_US | ZSPR | NOS | 1 | 0 | INR
3000 | Northern Zone, Balasore | 3100 | EHT (O&M) Circle, Balasore | 3102 | EHT (O&M) Division, Balasore | N128 | 132/33 kV S/S S/D Jaleswar | 3000003279 | Buchholz relay for 40MVA 132/33kV TA Tfr | SPR.TFR40TA.DB10 | ZSPR_ACT | ZSPR | NOS | 1 | 7815.61 | INR
3000 | Northern Zone, Balasore | 3100 | EHT (O&M) Circle, Balasore | 3102 | EHT (O&M) Division, Balasore | N124 | 132/33 kV T/L S/S S/D Soro | 3000003289 | PRD FOR 40MVA 220/33KV TR MAKE Tfr | SPR.TFR40TR.DC06 | ZSPR_ACT | ZSPR | NOS | 6 | 68880 | INR
3000 | Northern Zone, Balasore | 3100 | EHT (O&M) Circle, Balasore | 3102 | EHT (O&M) Division, Balasore | N124 | 132/33 kV T/L S/S S/D Soro | 3000003297 | PT SENSOR OF WTI FOR 40MVA TR MAKE Tfr | SPR.TFR40TR.DC15 | ZSPR_ACT | ZSPR | NOS | 4 | 8000 | INR
3000 | Northern Zone, Balasore | 3100 | EHT (O&M) Circle, Balasore | 3102 | EHT (O&M) Division, Balasore | N124 | 132/33 kV T/L S/S S/D Soro | 3000003304 | COOLING FAN FOR 40MVA TR MAKE Tfr | SPR.TFR40TR.EA01 | ZSPR_ACT | ZSPR | NOS | 2 | 14000 | INR
3000 | Northern Zone, Balasore | 3100 | EHT (O&M) Circle, Balasore | 3102 | EHT (O&M) Division, Balasore | N122 | 220/132/33 kV T/L S/S S/D Balasore | 3000003316 | PRV FOR 132/33KV 63MVA Tfr | SPR.TFR63ASTM.EC02 | ZSPR_ACT | ZSPR | NOS | 2 | 20000 | INR
3000 | Northern Zone, Balasore | 3100 | EHT (O&M) Circle, Balasore | 3102 | EHT (O&M) Division, Balasore | N122 | 220/132/33 kV T/L S/S S/D Balasore | 3000003317 | MOLG FOR 132/33KV 63MVA TFR | SPR.TFR63ASTM.EC03 | ZSPR_US | ZSPR | NOS | 2 | 20000 | INR
3000 | Northern Zone, Balasore | 3100 | EHT (O&M) Circle, Balasore | 3102 | EHT (O&M) Division, Balasore | N122 | 220/132/33 kV T/L S/S S/D Balasore | 3000003319 | TPI FOR 132/33KV 63MVA TFR | SPR.TFR63ASTM.EC06 | ZSPR_ACT | ZSPR | NOS | 1 | 5000 | INR
3000 | Northern Zone, Balasore | 3100 | EHT (O&M) Circle, Balasore | 3102 | EHT (O&M) Division, Balasore | N122 | 220/132/33 kV T/L S/S S/D Balasore | 3000003323 | BUCHHOLZ RELAY FOR 63MVA Tfr | SPR.TFR63ASTM.EC14 | ZSPR_ACT | ZSPR | NOS | 1 | 5000 | INR
3000 | Northern Zone, Balasore | 3100 | EHT (O&M) Circle, Balasore | 3102 | EHT (O&M) Division, Balasore | N122 | 220/132/33 kV T/L S/S S/D Balasore | 3000003324 | COOLER FAN WITH MOTOR-63MVA Tfr | SPR.TFR63ASTM.EC15 | ZSPR_US | ZSPR | NOS | 2 | 2000 | INR
3000 | Northern Zone, Balasore | 3100 | EHT (O&M) Circle, Balasore | 3102 | EHT (O&M) Division, Balasore | N129 | 132/33 kV Bhogarai | 3000003380 | 33 KV IVT Clamp (Single Moose) | SS.CLAMP.A034 | ZSPR_ACT | ZSPR | NOS | 2 | 1562 | INR
3000 | Northern Zone, Balasore | 3100 | EHT (O&M) Circle, Balasore | 3102 | EHT (O&M) Division, Balasore | N126 | 132/33 kV S/S S/D Somanathpur | 3000003384 | 33 KV Isolator pad clamp | SS.CLAMP.A038 | ZSPR_ACT | ZSPR | NOS | 3 | 3360 | INR
3000 | Northern Zone, Balasore | 3100 | EHT (O&M) Circle, Balasore | 3102 | EHT (O&M) Division, Balasore | N128 | 132/33 kV S/S S/D Jaleswar | 3000003392 | G2 132 KV BEAM STRUCTURE | STRS.132BEAM.A003 | ZSPR_ACT | ZSPR | MT | 0.855 | 70373.62 | INR
3000 | Northern Zone, Balasore | 3100 | EHT (O&M) Circle, Balasore | 3102 | EHT (O&M) Division, Balasore | N122 | 220/132/33 kV T/L S/S S/D Balasore | 3000003394 | T1S 132 KV COLUMN STRUCTURE | STRS.132COLMN.A001 | ZSPR_ACT | ZSPR | MT | 1 | 98000 | INR
3000 | Northern Zone, Balasore | 3100 | EHT (O&M) Circle, Balasore | 3102 | EHT (O&M) Division, Balasore | N129 | 132/33 kV Bhogarai | 3000003397 | Equipment structure of CTfor 132KV | STRS.132EQPT.A013 | ZSPR_ACT | ZSPR | MT | 0.43 | 26852.01 | INR
3000 | Northern Zone, Balasore | 3100 | EHT (O&M) Circle, Balasore | 3102 | EHT (O&M) Division, Balasore | N127 | 132/33 kV T/L S/S S/D Basta | 3000003397 | Equipment structure of CTfor 132KV | STRS.132EQPT.A013 | ZSPR_ACT | ZSPR | MT | 0.62 | 38716.86 | INR
3000 | Northern Zone, Balasore | 3100 | EHT (O&M) Circle, Balasore | 3102 | EHT (O&M) Division, Balasore | N124 | 132/33 kV T/L S/S S/D Soro | 3000003403 | Equipment structure of PI for 132KV | STRS.132EQPT.A020 | ZSPR_ACT | ZSPR | MT | 0.315 | 14374.95 | INR
3000 | Northern Zone, Balasore | 3100 | EHT (O&M) Circle, Balasore | 3102 | EHT (O&M) Division, Balasore | N122 | 220/132/33 kV T/L S/S S/D Balasore | 3000003423 | Equipment structure of PI for 220KV | STRS.220EQPT.A007 | ZSPR_ACT | ZSPR | MT | 1 | 5000 | INR
3000 | Northern Zone, Balasore | 3100 | EHT (O&M) Circle, Balasore | 3102 | EHT (O&M) Division, Balasore | N127 | 132/33 kV T/L S/S S/D Basta | 3000003430 | G6 33 KV BEAM STRUCTURE | STRS.33BEAM.A003 | ZSPR_ACT | ZSPR | MT | 0.358 | 19383.51 | INR
3000 | Northern Zone, Balasore | 3100 | EHT (O&M) Circle, Balasore | 3102 | EHT (O&M) Division, Balasore | N127 | 132/33 kV T/L S/S S/D Basta | 3000003432 | T9S 33 KV COLUMN STRUCTURE | STRS.33COLMN.A002 | ZSPR_ACT | ZSPR | MT | 0.5 | 517.95 | INR
3000 | Northern Zone, Balasore | 3100 | EHT (O&M) Circle, Balasore | 3102 | EHT (O&M) Division, Balasore | N129 | 132/33 kV Bhogarai | 3000003435 | Equipment structure - 33kV CT/NCT | STRS.33EQPT.A010 | ZSPR_ACT | ZSPR | MT | 0.57 | 10985.24 | INR
3000 | Northern Zone, Balasore | 3100 | EHT (O&M) Circle, Balasore | 3102 | EHT (O&M) Division, Balasore | N124 | 132/33 kV T/L S/S S/D Soro | 3000003435 | Equipment structure - 33kV CT/NCT | STRS.33EQPT.A010 | ZSPR_SH | ZSPR | MT | 1.518 | 29255.44 | INR
3000 | Northern Zone, Balasore | 3100 | EHT (O&M) Circle, Balasore | 3102 | EHT (O&M) Division, Balasore | N124 | 132/33 kV T/L S/S S/D Soro | 3000003437 | Equipment structure-33kV SI w/o ES | STRS.33EQPT.A012 | ZSPR_ACT | ZSPR | MT | 0.27 | 16988.46 | INR
3000 | Northern Zone, Balasore | 3100 | EHT (O&M) Circle, Balasore | 3102 | EHT (O&M) Division, Balasore | N124 | 132/33 kV T/L S/S S/D Soro | 3000003440 | Equipment structure of PI for 33KV | STRS.33EQPT.A017 | ZSPR_ACT | ZSPR | MT | 0.156 | 1047.9 | INR
3000 | Northern Zone, Balasore | 3100 | EHT (O&M) Circle, Balasore | 3102 | EHT (O&M) Division, Balasore | N127 | 132/33 kV T/L S/S S/D Basta | 3000003474 | 132 KV ASSORTED NX TYPE TOWER | TWR.132NX.L.A002 | ZSPR_ACT | ZSPR | MT | 0.212 | 6996 | INR
3000 | Northern Zone, Balasore | 3100 | EHT (O&M) Circle, Balasore | 3102 | EHT (O&M) Division, Balasore | N1L2 | 220/132/33 kV T/L S/S S/D Balasore_Line | 3000003475 | 132 KV NX TYPE STUB | TWR.132NX.STUB.A001 | ZSPR_ACT | ZSPR | MT | 0.15 | 3000 | INR
3000 | Northern Zone, Balasore | 3100 | EHT (O&M) Circle, Balasore | 3102 | EHT (O&M) Division, Balasore | N1L2 | 220/132/33 kV T/L S/S S/D Balasore_Line | 3000003482 | 132 KV PA TYPE TOWER COMPLETE SET | TWR.132PA.L.A001 | ZSPR_ACT | ZSPR | MT | 8.299 | 293688.11 | INR
3000 | Northern Zone, Balasore | 3100 | EHT (O&M) Circle, Balasore | 3102 | EHT (O&M) Division, Balasore | N1L2 | 220/132/33 kV T/L S/S S/D Balasore_Line | 3000003484 | 132 KV PA TYPE STUB | TWR.132PA.STUB.A001 | ZSPR_ACT | ZSPR | MT | 0.458 | 9979.86 | INR
3000 | Northern Zone, Balasore | 3100 | EHT (O&M) Circle, Balasore | 3102 | EHT (O&M) Division, Balasore | NL28 | 132/33 KV GSS Jaleswar_Line | 3000003492 | 132 KV PC TYPE STUB | TWR.132PC.STUB.A001 | ZSPR_ACT | ZSPR | MT | 0.609 | 34966.4 | INR
3000 | Northern Zone, Balasore | 3100 | EHT (O&M) Circle, Balasore | 3102 | EHT (O&M) Division, Balasore | NL28 | 132/33 KV GSS Jaleswar_Line | 3000003495 | 132KV ASSORTED PC+6 TOWER | TWR.132PC+6.L.A002 | ZSPR_ACT | ZSPR | MT | 2.245 | 128899.14 | INR
3000 | Northern Zone, Balasore | 3100 | EHT (O&M) Circle, Balasore | 3102 | EHT (O&M) Division, Balasore | N123 | 220 kV Line S/D Balasore | 3000003518 | 6mtr extension to 220 KV OA type Tower | TWR.220OA+6.L.A001 | ZSPR_ACT | ZSPR | MT | 4.486 | 225802.81 | INR
3000 | Northern Zone, Balasore | 3100 | EHT (O&M) Circle, Balasore | 3102 | EHT (O&M) Division, Balasore | NL29 | 132_Bhogarai_Lin | 3000003524 | 220 KV ASSORTED OC TYPE TOWER | TWR.220OC.L.A002 | ZSPR_US | ZSPR | MT | 0.48 | 27559.73 | INR
3000 | Northern Zone, Balasore | 3100 | EHT (O&M) Circle, Balasore | 3102 | EHT (O&M) Division, Balasore |  |  | 3000003524 | 220 KV ASSORTED OC TYPE TOWER | TWR.220OC.L.A002 | ZSPR_US | ZSPR | MT | 0.159 | 9129.16 | INR
3000 | Northern Zone, Balasore | 3100 | EHT (O&M) Circle, Balasore | 3102 | EHT (O&M) Division, Balasore | NL28 | 132/33 KV GSS Jaleswar_Line | 3000003524 | 220 KV ASSORTED OC TYPE TOWER | TWR.220OC.L.A002 | ZSPR_US | ZSPR | MT | 8.24 | 473108.67 | INR
3000 | Northern Zone, Balasore | 3100 | EHT (O&M) Circle, Balasore | 3102 | EHT (O&M) Division, Balasore | NL28 | 132/33 KV GSS Jaleswar_Line | 3000003560 | DISMANTLED TOWER MEMBERS | TWR.DISMENTAL.A001 | ZSPR_US | ZSPR | MT | 2.626 | 92865.86 | INR
3000 | Northern Zone, Balasore | 3100 | EHT (O&M) Circle, Balasore | 3102 | EHT (O&M) Division, Balasore | N1L2 | 220/132/33 kV T/L S/S S/D Balasore_Line | 3000003561 | DANGER BOARD | TWR.DNGRBRD.A001 | ZSPR_ACT | ZSPR | NOS | 20 | 1721.2 | INR
3000 | Northern Zone, Balasore | 3100 | EHT (O&M) Circle, Balasore | 3102 | EHT (O&M) Division, Balasore | N1L2 | 220/132/33 kV T/L S/S S/D Balasore_Line | 3000003562 | ASSORTED GI TOWER ANGLE | TWR.GI.ANGLE.A001 | ZSPR_US | ZSPR | MT | 0.503 | 4224.38 | INR
3000 | Northern Zone, Balasore | 3100 | EHT (O&M) Circle, Balasore | 3102 | EHT (O&M) Division, Balasore | N127 | 132/33 kV T/L S/S S/D Basta | 3000003563 | 45X45X5MM SIZE GI TOWER ANGLE | TWR.GI.ANGLE.A002 | ZSPR_ACT | ZSPR | MT | 0.49 | 28554.44 | INR
3000 | Northern Zone, Balasore | 3100 | EHT (O&M) Circle, Balasore | 3102 | EHT (O&M) Division, Balasore | N124 | 132/33 kV T/L S/S S/D Soro | 3000003565 | 50X50X6MM SIZE GI ANGLE | TWR.GI.ANGLE.A004 | ZSPR_ACT | ZSPR | MT | 0.17 | 8945.9 | INR
3000 | Northern Zone, Balasore | 3100 | EHT (O&M) Circle, Balasore | 3102 | EHT (O&M) Division, Balasore | N122 | 220/132/33 kV T/L S/S S/D Balasore | 3000003565 | 50X50X6MM SIZE GI ANGLE | TWR.GI.ANGLE.A004 | ZSPR_ACT | ZSPR | MT | 0.7 | 36836.04 | INR
3000 | Northern Zone, Balasore | 3100 | EHT (O&M) Circle, Balasore | 3102 | EHT (O&M) Division, Balasore | N123 | 220 kV Line S/D Balasore | 3000003569 | 80X80X6MM SIZE GI TOWER ANGLE | TWR.GI.ANGLE.A008 | ZSPR_ACT | ZSPR | MT | 0.423 | 22299.22 | INR
3000 | Northern Zone, Balasore | 3100 | EHT (O&M) Circle, Balasore | 3102 | EHT (O&M) Division, Balasore | N123 | 220 kV Line S/D Balasore | 3000003570 | 90X90X6MM SIZE GI TOWER ANGLE | TWR.GI.ANGLE.A009 | ZSPR_ACT | ZSPR | MT | 1.781 | 93832.41 | INR
3000 | Northern Zone, Balasore | 3100 | EHT (O&M) Circle, Balasore | 3102 | EHT (O&M) Division, Balasore | NL28 | 132/33 KV GSS Jaleswar_Line | 3000003574 | TOWER HANGER | TWR.HNGR.A001 | ZSPR_ACT | ZSPR | NOS | 20 | 3120 | INR
3000 | Northern Zone, Balasore | 3100 | EHT (O&M) Circle, Balasore | 3102 | EHT (O&M) Division, Balasore | N127 | 132/33 kV T/L S/S S/D Basta | 3000003586 | 132KV WAVE TRAP 800A/0.5mH | WT.132.E005 | ZSPR_ACT | ZSPR | NOS | 2 | 180000 | INR
3000 | Northern Zone, Balasore | 3100 | EHT (O&M) Circle, Balasore | 3102 | EHT (O&M) Division, Balasore | N122 | 220/132/33 kV T/L S/S S/D Balasore | 3000003600 | 1.5SQMM 4C CONTROL CABLE | CBLE.CTRL.UAR.A004 | ZSPR_ACT | ZSPR | KM | 0.2 | 30 | INR
3000 | Northern Zone, Balasore | 3100 | EHT (O&M) Circle, Balasore | 3102 | EHT (O&M) Division, Balasore | N122 | 220/132/33 kV T/L S/S S/D Balasore | 3000003604 | 1.5SQMM 12C CONTROL CABLE | CBLE.CTRL.UAR.A012 | ZSPR_ACT | ZSPR | KM | 0.5 | 100 | INR
3000 | Northern Zone, Balasore | 3100 | EHT (O&M) Circle, Balasore | 3102 | EHT (O&M) Division, Balasore | N122 | 220/132/33 kV T/L S/S S/D Balasore | 3000003613 | Al clamp for Twin moose drop-120 mm pipe | CLMP.ASRT.A007 | ZSPR_ACT | ZSPR | NOS | 6 | 3750 | INR
3000 | Northern Zone, Balasore | 3100 | EHT (O&M) Circle, Balasore | 3102 | EHT (O&M) Division, Balasore | N129 | 132/33 kV Bhogarai | 3000003616 | Circuit Breaker (CB) control switch | SPR.MISC.A489 | ZSPR_ACT | ZSPR | NOS | 3 | 5000 | INR
3000 | Northern Zone, Balasore | 3100 | EHT (O&M) Circle, Balasore | 3102 | EHT (O&M) Division, Balasore | N122 | 220/132/33 kV T/L S/S S/D Balasore | 3000003619 | 2 BOLTED PI CLAMP AL-ZEBRA | CLMP.PI.AL.B001 | ZSPR_ACT | ZSPR | NOS | 1 | 280 | INR
3000 | Northern Zone, Balasore | 3100 | EHT (O&M) Circle, Balasore | 3102 | EHT (O&M) Division, Balasore | N127 | 132/33 kV T/L S/S S/D Basta | 3000003634 | Equipment structure of132kV WT | STRS.132EQPT.A026 | ZSPR_ACT | ZSPR | MT | 0.438 | 23694.56 | INR
3000 | Northern Zone, Balasore | 3100 | EHT (O&M) Circle, Balasore | 3102 | EHT (O&M) Division, Balasore | N129 | 132/33 kV Bhogarai | 3000003695 | STRAIGHT THROUGH CLAMP FOR MOOSE TO 30 S | CLMP.ST.THRU.AL.A007 | ZSPR_ACT | ZSPR | NOS | 1 | 1350 | INR
3000 | Northern Zone, Balasore | 3100 | EHT (O&M) Circle, Balasore | 3102 | EHT (O&M) Division, Balasore | N124 | 132/33 kV T/L S/S S/D Soro | 3000003714 | STRAIGHT THROUGH CLAMP ALLUMINIUM FOR 30 | CLMP.ST.THRU.AL.A010 | ZSPR_ACT | ZSPR | NOS | 2 | 2772.19 | INR
3000 | Northern Zone, Balasore | 3100 | EHT (O&M) Circle, Balasore | 3102 | EHT (O&M) Division, Balasore | N127 | 132/33 kV T/L S/S S/D Basta | 3000003714 | STRAIGHT THROUGH CLAMP ALLUMINIUM FOR 30 | CLMP.ST.THRU.AL.A010 | ZSPR_ACT | ZSPR | NOS | 2 | 2772.19 | INR
3000 | Northern Zone, Balasore | 3100 | EHT (O&M) Circle, Balasore | 3102 | EHT (O&M) Division, Balasore | N128 | 132/33 kV S/S S/D Jaleswar | 3000003714 | STRAIGHT THROUGH CLAMP ALLUMINIUM FOR 30 | CLMP.ST.THRU.AL.A010 | ZSPR_ACT | ZSPR | NOS | 14 | 19405.37 | INR
3000 | Northern Zone, Balasore | 3100 | EHT (O&M) Circle, Balasore | 3102 | EHT (O&M) Division, Balasore | N122 | 220/132/33 kV T/L S/S S/D Balasore | 3000003753 | 33KV used VCB | RCVR.33VCB.A001 | ZSPR_US | ZSPR | NOS | 1 | 0 | INR
3000 | Northern Zone, Balasore | 3100 | EHT (O&M) Circle, Balasore | 3102 | EHT (O&M) Division, Balasore | N122 | 220/132/33 kV T/L S/S S/D Balasore | 3000003825 | 2BOLTED POST INSULATOR CLAMP-TWIN ZEBRA | CLMP.PI.AL.B003 | ZSPR_ACT | ZSPR | NOS | 23 | 7360 | INR
3000 | Northern Zone, Balasore | 3100 | EHT (O&M) Circle, Balasore | 3102 | EHT (O&M) Division, Balasore | N129 | 132/33 kV Bhogarai | 4000000039 | PEDESTAL MOUNTED WHEEL DERRICK | TNP.DARRIC.A001 | ZTNP_ACT | ZTNP | NOS | 1 | 14042 | INR
3000 | Northern Zone, Balasore | 3100 | EHT (O&M) Circle, Balasore | 3102 | EHT (O&M) Division, Balasore | N129 | 132/33 kV Bhogarai | 4000000059 | EHV DETECTOR FOR 33KV TO 220KV RANGE | TNP.EHV.DECTOR.A001 | ZTNP_ACT | ZTNP | SET | 1 | 27005.3 | INR
3000 | Northern Zone, Balasore | 3100 | EHT (O&M) Circle, Balasore | 3102 | EHT (O&M) Division, Balasore | N122 | 220/132/33 kV T/L S/S S/D Balasore | 4000000103 | GAS FILLING KIT | TNP.GASF.KIT.A001 | ZTNP_ACT | ZTNP | NOS | 1 | 500 | INR
3000 | Northern Zone, Balasore | 3100 | EHT (O&M) Circle, Balasore | 3102 | EHT (O&M) Division, Balasore | NL29 | 132_Bhogarai_Lin | 4000000164 | SINGLE SLEEVE PULLEY | TNP.SSPULLEY.A001 | ZTNP_ACT | ZTNP | NOS | 3 | 16756 | INR
3000 | Northern Zone, Balasore | 3100 | EHT (O&M) Circle, Balasore | 3102 | EHT (O&M) Division, Balasore | N125 | 132/33 kV Grid S/S S/D Chandipur | 4000000166 | TARPOLINE | TNP.TARPOLINE.A001 | ZTNP_ACT | ZTNP | NOS | 3 | 704.46 | INR
3000 | Northern Zone, Balasore | 3100 | EHT (O&M) Circle, Balasore | 3102 | EHT (O&M) Division, Balasore | N126 | 132/33 kV S/S S/D Somanathpur | 4000000166 | TARPOLINE | TNP.TARPOLINE.A001 | ZTNP_ACT | ZTNP | NOS | 2 | 469.64 | INR
3000 | Northern Zone, Balasore | 3100 | EHT (O&M) Circle, Balasore | 3102 | EHT (O&M) Division, Balasore | N125 | 132/33 kV Grid S/S S/D Chandipur | 4000000178 | Hacksaw blade | TNP.HAKSAWBLDE.A001 | ZTNP_ACT | ZTNP | NOS | 2 | 328.04 | INR
3000 | Northern Zone, Balasore | 3100 | EHT (O&M) Circle, Balasore | 3102 | EHT (O&M) Division, Balasore | N126 | 132/33 kV S/S S/D Somanathpur | 4000000178 | Hacksaw blade | TNP.HAKSAWBLDE.A001 | ZTNP_ACT | ZTNP | NOS | 2 | 328.04 | INR
3000 | Northern Zone, Balasore | 3100 | EHT (O&M) Circle, Balasore | 3102 | EHT (O&M) Division, Balasore | NL29 | 132_Bhogarai_Lin | 4000000195 | Double sleeve pulley | TNP.DSPULLEY.A001 | ZTNP_ACT | ZTNP | NOS | 2 | 13216 | INR
3000 | Northern Zone, Balasore | 3100 | EHT (O&M) Circle, Balasore | 3102 | EHT (O&M) Division, Balasore | N127 | 132/33 kV T/L S/S S/D Basta | 5000000012 | SCRAP/DAMAGED/OLD EMPTY Tfr OIL BARREL | SCRP.EMPTYBRL.A001 | ZSRP_SCRAP | ZSRP | NOS | 22 | 2811.38 | INR
3000 | Northern Zone, Balasore | 3100 | EHT (O&M) Circle, Balasore | 3102 | EHT (O&M) Division, Balasore | N127 | 132/33 kV T/L S/S S/D Basta | 5000000025 | SCRAP ST HWF FOR DIFFERENT TYPES | SCRP.HWF.ST.A001 | ZSRP_SCRAP | ZSRP | NOS | 2 | 100 | INR
3000 | Northern Zone, Balasore | 3100 | EHT (O&M) Circle, Balasore | 3102 | EHT (O&M) Division, Balasore | N122 | 220/132/33 kV T/L S/S S/D Balasore | 5000000034 | SCRAP 220KV OIL IVT | SCRP.IVT.220OIL.B001 | ZSRP_SCRAP | ZSRP | NOS | 1 | 0 | INR
3000 | Northern Zone, Balasore | 3100 | EHT (O&M) Circle, Balasore | 3102 | EHT (O&M) Division, Balasore | N127 | 132/33 kV T/L S/S S/D Basta | 5000000085 | Scrap 33KV PT / IVT | SCRP.MISC.A218 | ZSRP_SCRAP | ZSRP | NOS | 1 | 12000 | INR
3000 | Northern Zone, Balasore | 3100 | EHT (O&M) Circle, Balasore | 3102 | EHT (O&M) Division, Balasore | N122 | 220/132/33 kV T/L S/S S/D Balasore | 5000000096 | Scrap 220KV LA | SCRP.MISC.A302 | ZSRP_SCRAP | ZSRP | NOS | 1 | 0 | INR
3000 | Northern Zone, Balasore | 3100 | EHT (O&M) Circle, Balasore | 3102 | EHT (O&M) Division, Balasore | N122 | 220/132/33 kV T/L S/S S/D Balasore | 5000000122 | Scrap XLPE or different type Cable | SCRP.MISC.A381 | ZSRP_SCRAP | ZSRP | M | 1 | 1 | INR
3000 | Northern Zone, Balasore | 3100 | EHT (O&M) Circle, Balasore | 3102 | EHT (O&M) Division, Balasore | N127 | 132/33 kV T/L S/S S/D Basta | 5000000124 | Scrap buchholz relay | SCRP.MISC.A391 | ZSRP_SCRAP | ZSRP | NOS | 1 | 1050 | INR
3000 | Northern Zone, Balasore | 3100 | EHT (O&M) Circle, Balasore | 3102 | EHT (O&M) Division, Balasore | N128 | 132/33 kV S/S S/D Jaleswar | 5000000124 | Scrap buchholz relay | SCRP.MISC.A391 | ZSRP_SCRAP | ZSRP | NOS | 1 | 1050 | INR
3000 | Northern Zone, Balasore | 3100 | EHT (O&M) Circle, Balasore | 3102 | EHT (O&M) Division, Balasore | N122 | 220/132/33 kV T/L S/S S/D Balasore | 5000000149 | SCRAP APEX METER | SCRP.MTR.APEX.A001 | ZSRP_SCRAP | ZSRP | NOS | 8 | 8 | INR
3000 | Northern Zone, Balasore | 3100 | EHT (O&M) Circle, Balasore | 3102 | EHT (O&M) Division, Balasore | N122 | 220/132/33 kV T/L S/S S/D Balasore | 5000000150 | SCRAP APEX METERING PANEL | SCRP.MTR.APEXPNL.A001 | ZSRP_SCRAP | ZSRP | NOS | 2 | 2 | INR
3000 | Northern Zone, Balasore | 3100 | EHT (O&M) Circle, Balasore | 3102 | EHT (O&M) Division, Balasore | N122 | 220/132/33 kV T/L S/S S/D Balasore | 5000000155 | SCRAP 132KV PANEL OF DIFFERENT TYPE | SCRP.PNL.132.A001 | ZSRP_SCRAP | ZSRP | NOS | 20 | 20 | INR
3000 | Northern Zone, Balasore | 3100 | EHT (O&M) Circle, Balasore | 3102 | EHT (O&M) Division, Balasore | N122 | 220/132/33 kV T/L S/S S/D Balasore | 5000000156 | SCRAP 33KV PANEL OF DIFFERENT TYPE | SCRP.PNL.33.A001 | ZSRP_SCRAP | ZSRP | NOS | 14 | 14 | INR
3000 | Northern Zone, Balasore | 3100 | EHT (O&M) Circle, Balasore | 3102 | EHT (O&M) Division, Balasore | N122 | 220/132/33 kV T/L S/S S/D Balasore | 5000000163 | SCRAP 132KV SURGE ARRESTER / LA | SCRP.SPR.SA132.A001 | ZSRP_SCRAP | ZSRP | NOS | 2 | 0 | INR
3000 | Northern Zone, Balasore | 3100 | EHT (O&M) Circle, Balasore | 3102 | EHT (O&M) Division, Balasore | N122 | 220/132/33 kV T/L S/S S/D Balasore | 5000000165 | SCRAP 132 KV STRUCTURE EQUIPMENT | SCRP.STRS.132EQPT.A001 | ZSRP_SCRAP | ZSRP | NOS | 16 | 16 | INR
3000 | Northern Zone, Balasore | 3100 | EHT (O&M) Circle, Balasore | 3103 | EHT (O&M) Division, Bhadrak | N132 | 220/132/33 kV T/L S/S S/D Bhadrak | 1000000000 | 132KV SF6 CB with Strcture | BKR.145SF6.G.P.AI08 | ZCAP_ACT | ZCAP | NOS | 1 | 321333.67 | INR
3000 | Northern Zone, Balasore | 3100 | EHT (O&M) Circle, Balasore | 3103 | EHT (O&M) Division, Bhadrak | N132 | 220/132/33 kV T/L S/S S/D Bhadrak | 1000000002 | 220KV SF6 CB with Structure | BKR.245SF6.S.S.K001 | ZCAP_US | ZCAP | NOS | 1 | 120000 | INR
3000 | Northern Zone, Balasore | 3100 | EHT (O&M) Circle, Balasore | 3103 | EHT (O&M) Division, Bhadrak | N133 | 132/33 kV S/S S/D Agarpada | 1000000004 | 36KV VCB with Structure | BKR.36VCB.G.S.F005 | ZCAP_ACT | ZCAP | NOS | 1 | 242219.79 | INR
3000 | Northern Zone, Balasore | 3100 | EHT (O&M) Circle, Balasore | 3103 | EHT (O&M) Division, Bhadrak | N132 | 220/132/33 kV T/L S/S S/D Bhadrak | 1000000004 | 36KV VCB with Structure | BKR.36VCB.G.S.F005 | ZCAP_US | ZCAP | NOS | 3 | 6000 | INR
3000 | Northern Zone, Balasore | 3100 | EHT (O&M) Circle, Balasore | 3103 | EHT (O&M) Division, Bhadrak | N134 | 132/33 kV GIS S/S Chandbali | 1000000009 | 1CX1000Sqmm 132kV XLPE UG Cable | CBLE.XLPE.AL.AR.A002 | ZCAP_ACT | ZCAP | KM | 0.269 | 4019597.06 | INR
3000 | Northern Zone, Balasore | 3100 | EHT (O&M) Circle, Balasore | 3103 | EHT (O&M) Division, Bhadrak | N134 | 132/33 kV GIS S/S Chandbali | 1000000010 | 1CX630 SQMM 33KV XLPE CABLE | CBLE.XLPE.AL.AR.A003 | ZCAP_ACT | ZCAP | KM | 0.038 | 394233.28 | INR
3000 | Northern Zone, Balasore | 3100 | EHT (O&M) Circle, Balasore | 3103 | EHT (O&M) Division, Bhadrak | N134 | 132/33 kV GIS S/S Chandbali | 1000000011 | 1CX300 SQMM 33KV XLPE CABLE | CBLE.XLPE.AL.AR.A004 | ZCAP_ACT | ZCAP | KM | 0.16 | 931161.6 | INR
3000 | Northern Zone, Balasore | 3100 | EHT (O&M) Circle, Balasore | 3103 | EHT (O&M) Division, Bhadrak | N133 | 132/33 kV S/S S/D Agarpada | 1000000016 | ACSR PANTHER CONDUCTOR | COND.ACSR.A002 | ZCAP_ACT | ZCAP | KM | 7.214 | 1113774.35 | INR
3000 | Northern Zone, Balasore | 3100 | EHT (O&M) Circle, Balasore | 3103 | EHT (O&M) Division, Bhadrak | NL32 | 220/132/33 kV T/L S/S S/D Bhadrak_Line | 1000000016 | ACSR PANTHER CONDUCTOR | COND.ACSR.A002 | ZCAP_ACT | ZCAP | KM | 0.107 | 16519.8 | INR
3000 | Northern Zone, Balasore | 3100 | EHT (O&M) Circle, Balasore | 3103 | EHT (O&M) Division, Bhadrak | NL32 | 220/132/33 kV T/L S/S S/D Bhadrak_Line | 1000000016 | ACSR PANTHER CONDUCTOR | COND.ACSR.A002 | ZCAP_ACT | ZCAP | KM | 4.445 | 686266.56 | INR
3000 | Northern Zone, Balasore | 3100 | EHT (O&M) Circle, Balasore | 3103 | EHT (O&M) Division, Bhadrak | N134 | 132/33 kV GIS S/S Chandbali | 1000000016 | ACSR PANTHER CONDUCTOR | COND.ACSR.A002 | ZCAP_ACT | ZCAP | KM | 0.005 | 771.95 | INR
3000 | Northern Zone, Balasore | 3100 | EHT (O&M) Circle, Balasore | 3103 | EHT (O&M) Division, Bhadrak | N132 | 220/132/33 kV T/L S/S S/D Bhadrak | 1000000017 | ACSR ZEBRA CONDUCTOR | COND.ACSR.A003 | ZCAP_ACT | ZCAP | KM | 0.538 | 221284.78 | INR
3000 | Northern Zone, Balasore | 3100 | EHT (O&M) Circle, Balasore | 3103 | EHT (O&M) Division, Bhadrak | N133 | 132/33 kV S/S S/D Agarpada | 1000000018 | ACSR MOOSE CONDUCTOR | COND.ACSR.A004 | ZCAP_ACT | ZCAP | KM | 0.492 | 229555.82 | INR
3000 | Northern Zone, Balasore | 3100 | EHT (O&M) Circle, Balasore | 3103 | EHT (O&M) Division, Bhadrak | N132 | 220/132/33 kV T/L S/S S/D Bhadrak | 1000000018 | ACSR MOOSE CONDUCTOR | COND.ACSR.A004 | ZCAP_ACT | ZCAP | KM | 0.003 | 1399.73 | INR
3000 | Northern Zone, Balasore | 3100 | EHT (O&M) Circle, Balasore | 3103 | EHT (O&M) Division, Bhadrak | N134 | 132/33 kV GIS S/S Chandbali | 1000000018 | ACSR MOOSE CONDUCTOR | COND.ACSR.A004 | ZCAP_ACT | ZCAP | KM | 0.064 | 29860.92 | INR
3000 | Northern Zone, Balasore | 3100 | EHT (O&M) Circle, Balasore | 3103 | EHT (O&M) Division, Bhadrak | N132 | 220/132/33 kV T/L S/S S/D Bhadrak | 1000000042 | 132KV CT OF RATIO 250/1-1-1-1A | CT1.132OIL250.A001 | ZCAP_FREE | ZCAP | NOS | 3 | 0 | INR
3000 | Northern Zone, Balasore | 3100 | EHT (O&M) Circle, Balasore | 3103 | EHT (O&M) Division, Bhadrak | N133 | 132/33 kV S/S S/D Agarpada | 1000000045 | 132KV CT OF RATIO 400-200-100/1-1-1-1A | CT1.132OIL400.C004 | ZCAP_ACT | ZCAP | NOS | 1 | 100412.67 | INR
3000 | Northern Zone, Balasore | 3100 | EHT (O&M) Circle, Balasore | 3103 | EHT (O&M) Division, Bhadrak | N132 | 220/132/33 kV T/L S/S S/D Bhadrak | 1000000045 | 132KV CT OF RATIO 400-200-100/1-1-1-1A | CT1.132OIL400.C004 | ZCAP_ACT | ZCAP | NOS | 5 | 502063.33 | INR
3000 | Northern Zone, Balasore | 3100 | EHT (O&M) Circle, Balasore | 3103 | EHT (O&M) Division, Bhadrak | N133 | 132/33 kV S/S S/D Agarpada | 1000000047 | 132KV CT OF RATIO 600-300-150/1-1-1A | CT1.132OIL600.C003 | ZCAP_ACT | ZCAP | NOS | 1 | 110307.83 | INR
3000 | Northern Zone, Balasore | 3100 | EHT (O&M) Circle, Balasore | 3103 | EHT (O&M) Division, Bhadrak | N132 | 220/132/33 kV T/L S/S S/D Bhadrak | 1000000047 | 132KV CT OF RATIO 600-300-150/1-1-1A | CT1.132OIL600.C003 | ZCAP_ACT | ZCAP | NOS | 2 | 220615.66 | INR
3000 | Northern Zone, Balasore | 3100 | EHT (O&M) Circle, Balasore | 3103 | EHT (O&M) Division, Bhadrak | N132 | 220/132/33 kV T/L S/S S/D Bhadrak | 1000000048 | 132KV CT -600-300-150/1-1-1-1A | CT1.132OIL600.C004 | ZCAP_ACT | ZCAP | NOS | 1 | 119804.17 | INR
3000 | Northern Zone, Balasore | 3100 | EHT (O&M) Circle, Balasore | 3103 | EHT (O&M) Division, Bhadrak | N132 | 220/132/33 kV T/L S/S S/D Bhadrak | 1000000048 | 132KV CT -600-300-150/1-1-1-1A | CT1.132OIL600.C004 | ZCAP_SH | ZCAP | NOS | 2 | 64396 | INR
3000 | Northern Zone, Balasore | 3100 | EHT (O&M) Circle, Balasore | 3103 | EHT (O&M) Division, Bhadrak | N132 | 220/132/33 kV T/L S/S S/D Bhadrak | 1000000050 | 132KV CT 800-400-200/1-1-1-1A 0-2s | CT1.132OIL800.C004 | ZCAP_US | ZCAP | NOS | 1 | 1000 | INR
3000 | Northern Zone, Balasore | 3100 | EHT (O&M) Circle, Balasore | 3103 | EHT (O&M) Division, Bhadrak | N132 | 220/132/33 kV T/L S/S S/D Bhadrak | 1000000051 | 132 KV CT(800-400-200/1-1-1-1A) | CT1.145OIL800.C004 | ZCAP_US | ZCAP | NOS | 5 | 15000 | INR
3000 | Northern Zone, Balasore | 3100 | EHT (O&M) Circle, Balasore | 3103 | EHT (O&M) Division, Bhadrak | N132 | 220/132/33 kV T/L S/S S/D Bhadrak | 1000000051 | 132 KV CT(800-400-200/1-1-1-1A) | CT1.145OIL800.C004 | ZCAP_ACT | ZCAP | NOS | 9 | 2471130.29 | INR
3000 | Northern Zone, Balasore | 3100 | EHT (O&M) Circle, Balasore | 3103 | EHT (O&M) Division, Bhadrak | N132 | 220/132/33 kV T/L S/S S/D Bhadrak | 1000000053 | 220KV CT-1200-600-300/1A of 5C with TC | CT1.220OIL1200.A005 | ZCAP_ACT | ZCAP | NOS | 3 | 936760.35 | INR
3000 | Northern Zone, Balasore | 3100 | EHT (O&M) Circle, Balasore | 3103 | EHT (O&M) Division, Bhadrak | N132 | 220/132/33 kV T/L S/S S/D Bhadrak | 1000000054 | 220KV CT 1200-600-300/1-1-1-1-1A w/o TC | CT1.220OIL1200.B005 | ZCAP_ACT | ZCAP | NOS | 1 | 314978.5 | INR
3000 | Northern Zone, Balasore | 3100 | EHT (O&M) Circle, Balasore | 3103 | EHT (O&M) Division, Bhadrak | N132 | 220/132/33 kV T/L S/S S/D Bhadrak | 1000000058 | 36KV OIL 1200-600-300/1-1-1A CT | CT1.36OIL1200.C003 | ZCAP_SH | ZCAP | NOS | 1 | 26753 | INR
3000 | Northern Zone, Balasore | 3100 | EHT (O&M) Circle, Balasore | 3103 | EHT (O&M) Division, Bhadrak | N132 | 220/132/33 kV T/L S/S S/D Bhadrak | 1000000058 | 36KV OIL 1200-600-300/1-1-1A CT | CT1.36OIL1200.C003 | ZCAP_ACT | ZCAP | NOS | 1 | 72471.75 | INR
3000 | Northern Zone, Balasore | 3100 | EHT (O&M) Circle, Balasore | 3103 | EHT (O&M) Division, Bhadrak | N132 | 220/132/33 kV T/L S/S S/D Bhadrak | 1000000062 | 36KV CT OF RATIO 400-200-100/1-1-1A | CT1.36OIL400.C003 | ZCAP_US | ZCAP | NOS | 5 | 12200 | INR
3000 | Northern Zone, Balasore | 3100 | EHT (O&M) Circle, Balasore | 3103 | EHT (O&M) Division, Bhadrak | N132 | 220/132/33 kV T/L S/S S/D Bhadrak | 1000000063 | 36KV CT OF RATIO 600-300-150/1-1-1A | CT1.36OIL600.C003 | ZCAP_ACT | ZCAP | NOS | 2 | 160573.64 | INR
3000 | Northern Zone, Balasore | 3100 | EHT (O&M) Circle, Balasore | 3103 | EHT (O&M) Division, Bhadrak | N132 | 220/132/33 kV T/L S/S S/D Bhadrak | 1000000064 | 36KV CT 800-400-200/1-1-1A 0.2s | CT1.36OIL800.B003 | ZCAP_US | ZCAP | NOS | 1 | 3000 | INR
3000 | Northern Zone, Balasore | 3100 | EHT (O&M) Circle, Balasore | 3103 | EHT (O&M) Division, Bhadrak | N133 | 132/33 kV S/S S/D Agarpada | 1000000066 | 33kV CT (800-400-200/1-1-1) | CT1.36OIL800.C003 | ZCAP_ACT | ZCAP | NOS | 6 | 335925.32 | INR
3000 | Northern Zone, Balasore | 3100 | EHT (O&M) Circle, Balasore | 3103 | EHT (O&M) Division, Bhadrak | N133 | 132/33 kV S/S S/D Agarpada | 1000000069 | 132KV CVT | CVT.132OIL.S.C003 | ZCAP_ACT | ZCAP | NOS | 1 | 137334.6 | INR
3000 | Northern Zone, Balasore | 3100 | EHT (O&M) Circle, Balasore | 3103 | EHT (O&M) Division, Bhadrak | N132 | 220/132/33 kV T/L S/S S/D Bhadrak | 1000000070 | 220 KV CVT | CVT.220OIL.S.B002 | ZCAP_US | ZCAP | NOS | 1 | 1000 | INR
3000 | Northern Zone, Balasore | 3100 | EHT (O&M) Circle, Balasore | 3103 | EHT (O&M) Division, Bhadrak | N132 | 220/132/33 kV T/L S/S S/D Bhadrak | 1000000070 | 220 KV CVT | CVT.220OIL.S.B002 | ZCAP_ACT | ZCAP | NOS | 4 | 621772.38 | INR
3000 | Northern Zone, Balasore | 3100 | EHT (O&M) Circle, Balasore | 3103 | EHT (O&M) Division, Bhadrak | N133 | 132/33 kV S/S S/D Agarpada | 1000000075 | 7/3.66 MM SIZE G.I. EARTH WIRE | EW.STEEL.A003 | ZCAP_ACT | ZCAP | KM | 0.655 | 38757.07 | INR
3000 | Northern Zone, Balasore | 3100 | EHT (O&M) Circle, Balasore | 3103 | EHT (O&M) Division, Bhadrak | N132 | 220/132/33 kV T/L S/S S/D Bhadrak | 1000000089 | 132KV TI WITH DB W/O ES OF 1250A | ISO.132T.DB.A002 | ZCAP_ACT | ZCAP | SET | 1 | 216673 | INR
3000 | Northern Zone, Balasore | 3100 | EHT (O&M) Circle, Balasore | 3103 | EHT (O&M) Division, Bhadrak | N132 | 220/132/33 kV T/L S/S S/D Bhadrak | 1000000104 | 33KV DI WITH DB W/O ES OF 1600A | ISO.33DI.DB.A004 | ZCAP_US | ZCAP | SET | 1 | 2500 | INR
3000 | Northern Zone, Balasore | 3100 | EHT (O&M) Circle, Balasore | 3103 | EHT (O&M) Division, Bhadrak | N132 | 220/132/33 kV T/L S/S S/D Bhadrak | 1000000104 | 33KV DI WITH DB W/O ES OF 1600A | ISO.33DI.DB.A004 | ZCAP_ACT | ZCAP | SET | 1 | 98247 | INR
3000 | Northern Zone, Balasore | 3100 | EHT (O&M) Circle, Balasore | 3103 | EHT (O&M) Division, Bhadrak | N132 | 220/132/33 kV T/L S/S S/D Bhadrak | 1000000108 | 33KV DI WITH DB WITH ES OF 1200A | ISO.33DI.DB.B002 | ZCAP_ACT | ZCAP | SET | 1 | 279214 | INR
3000 | Northern Zone, Balasore | 3100 | EHT (O&M) Circle, Balasore | 3103 | EHT (O&M) Division, Bhadrak | N132 | 220/132/33 kV T/L S/S S/D Bhadrak | 1000000115 | 33 KV 2000A W/O E/S Single Isolator | ISO.33SI.DB.A005 | ZCAP_ACT | ZCAP | SET | 7 | 945660.17 | INR
3000 | Northern Zone, Balasore | 3100 | EHT (O&M) Circle, Balasore | 3103 | EHT (O&M) Division, Bhadrak | N132 | 220/132/33 kV T/L S/S S/D Bhadrak | 1000000118 | 132KV OIL SP 2C IVT/PT | IVT.132OIL.S.B004 | ZCAP_ACT | ZCAP | NOS | 1 | 107073.19 | INR
3000 | Northern Zone, Balasore | 3100 | EHT (O&M) Circle, Balasore | 3103 | EHT (O&M) Division, Bhadrak | N132 | 220/132/33 kV T/L S/S S/D Bhadrak | 1000000122 | 36KV 2C SP IVT/PT | IVT.36OIL.S.B003 | ZCAP_ACT | ZCAP | NOS | 1 | 26238.15 | INR
3000 | Northern Zone, Balasore | 3100 | EHT (O&M) Circle, Balasore | 3103 | EHT (O&M) Division, Bhadrak | N133 | 132/33 kV S/S S/D Agarpada | 1000000122 | 36KV 2C SP IVT/PT | IVT.36OIL.S.B003 | ZCAP_ACT | ZCAP | NOS | 1 | 26238.15 | INR
3000 | Northern Zone, Balasore | 3100 | EHT (O&M) Circle, Balasore | 3103 | EHT (O&M) Division, Bhadrak | N132 | 220/132/33 kV T/L S/S S/D Bhadrak | 1000000123 | 36KV POLY DRY TYPE SP 1C IVT | IVT.36POL.S.A001 | ZCAP_US | ZCAP | NOS | 1 | 2000 | INR
3000 | Northern Zone, Balasore | 3100 | EHT (O&M) Circle, Balasore | 3103 | EHT (O&M) Division, Bhadrak | N132 | 220/132/33 kV T/L S/S S/D Bhadrak | 1000000130 | 132KV SURGE ARRESTER OF 120 KV | SA.145MO.GL.A001 | ZCAP_ACT | ZCAP | NOS | 1 | 33743.45 | INR
3000 | Northern Zone, Balasore | 3100 | EHT (O&M) Circle, Balasore | 3103 | EHT (O&M) Division, Bhadrak | N133 | 132/33 kV S/S S/D Agarpada | 1000000130 | 132KV SURGE ARRESTER OF 120 KV | SA.145MO.GL.A001 | ZCAP_ACT | ZCAP | NOS | 2 | 67486.91 | INR
3000 | Northern Zone, Balasore | 3100 | EHT (O&M) Circle, Balasore | 3103 | EHT (O&M) Division, Bhadrak | N132 | 220/132/33 kV T/L S/S S/D Bhadrak | 1000000132 | 220KV MO WITH RING SURGE ARRESTER | SA.245MO.WR.A005 | ZCAP_SH | ZCAP | NOS | 2 | 75000 | INR
3000 | Northern Zone, Balasore | 3100 | EHT (O&M) Circle, Balasore | 3103 | EHT (O&M) Division, Bhadrak | N132 | 220/132/33 kV T/L S/S S/D Bhadrak | 1000000132 | 220KV MO WITH RING SURGE ARRESTER | SA.245MO.WR.A005 | ZCAP_FREE | ZCAP | NOS | 3 | 0 | INR
3000 | Northern Zone, Balasore | 3100 | EHT (O&M) Circle, Balasore | 3103 | EHT (O&M) Division, Bhadrak | N132 | 220/132/33 kV T/L S/S S/D Bhadrak | 1000000132 | 220KV MO WITH RING SURGE ARRESTER | SA.245MO.WR.A005 | ZCAP_US | ZCAP | NOS | 1 | 1 | INR
3000 | Northern Zone, Balasore | 3100 | EHT (O&M) Circle, Balasore | 3103 | EHT (O&M) Division, Bhadrak | N132 | 220/132/33 kV T/L S/S S/D Bhadrak | 1000000132 | 220KV MO WITH RING SURGE ARRESTER | SA.245MO.WR.A005 | ZCAP_ACT | ZCAP | NOS | 2 | 119988.52 | INR
3000 | Northern Zone, Balasore | 3100 | EHT (O&M) Circle, Balasore | 3103 | EHT (O&M) Division, Bhadrak | N133 | 132/33 kV S/S S/D Agarpada | 1000000133 | 30KV MO SURGE ARRESTER | SA.30MO.A001 | ZCAP_ACT | ZCAP | NOS | 2 | 21739.51 | INR
3000 | Northern Zone, Balasore | 3100 | EHT (O&M) Circle, Balasore | 3103 | EHT (O&M) Division, Bhadrak | N132 | 220/132/33 kV T/L S/S S/D Bhadrak | 1000000133 | 30KV MO SURGE ARRESTER | SA.30MO.A001 | ZCAP_ACT | ZCAP | NOS | 3 | 32609.27 | INR
3000 | Northern Zone, Balasore | 3100 | EHT (O&M) Circle, Balasore | 3103 | EHT (O&M) Division, Bhadrak | N132 | 220/132/33 kV T/L S/S S/D Bhadrak | 1000000133 | 30KV MO SURGE ARRESTER | SA.30MO.A001 | ZCAP_SH | ZCAP | NOS | 1 | 100 | INR
3000 | Northern Zone, Balasore | 3100 | EHT (O&M) Circle, Balasore | 3103 | EHT (O&M) Division, Bhadrak | N132 | 220/132/33 kV T/L S/S S/D Bhadrak | 1000000133 | 30KV MO SURGE ARRESTER | SA.30MO.A001 | ZCAP_US | ZCAP | NOS | 2 | 2 | INR
3000 | Northern Zone, Balasore | 3100 | EHT (O&M) Circle, Balasore | 3103 | EHT (O&M) Division, Bhadrak | N133 | 132/33 kV S/S S/D Agarpada | 1000000189 | 132 KV PA TYPE TOWER MEMBER | TWR.132PA.L.A003 | ZCAP_ACT | ZCAP | MT | 2.74 | 614432.7 | INR
3000 | Northern Zone, Balasore | 3100 | EHT (O&M) Circle, Balasore | 3103 | EHT (O&M) Division, Bhadrak | N133 | 132/33 kV S/S S/D Agarpada | 1000000295 | 48V,300Ah VRLA Battery | BAT.VRLA.A004 | ZCAP_ACT | ZCAP | SET | 1 | 13017 | INR
3000 | Northern Zone, Balasore | 3100 | EHT (O&M) Circle, Balasore | 3103 | EHT (O&M) Division, Bhadrak | N132 | 220/132/33 kV T/L S/S S/D Bhadrak | 1000000318 | 2.5 MM MS 2 C CONTROL CABLE ARM | CBLE.CTRL.AR.A002 | ZCAP_ACT | ZCAP | KM | 0.71 | 33210.25 | INR
3000 | Northern Zone, Balasore | 3100 | EHT (O&M) Circle, Balasore | 3103 | EHT (O&M) Division, Bhadrak | N133 | 132/33 kV S/S S/D Agarpada | 2000000022 | SILICAGEL | CNSM.SILICAGEL.A001 | ZCON_ACT | ZCON | KG | 13 | 3804.45 | INR
3000 | Northern Zone, Balasore | 3100 | EHT (O&M) Circle, Balasore | 3103 | EHT (O&M) Division, Bhadrak | N132 | 220/132/33 kV T/L S/S S/D Bhadrak | 2000000022 | SILICAGEL | CNSM.SILICAGEL.A001 | ZCON_ACT | ZCON | KG | 15 | 4389.75 | INR
3000 | Northern Zone, Balasore | 3100 | EHT (O&M) Circle, Balasore | 3103 | EHT (O&M) Division, Bhadrak | N134 | 132/33 kV GIS S/S Chandbali | 2000000089 | LED STREET LIGHT FITTING | ILWR.FL.FT.A001 | ZCON_SH | ZCON | NOS | 5 | 5 | INR
3000 | Northern Zone, Balasore | 3100 | EHT (O&M) Circle, Balasore | 3103 | EHT (O&M) Division, Bhadrak | N132 | 220/132/33 kV T/L S/S S/D Bhadrak | 2000000100 | HRC FUSE 32A | ILWR.FUSE.B005 | ZCON_ACT | ZCON | NOS | 27 | 2430 | INR
3000 | Northern Zone, Balasore | 3100 | EHT (O&M) Circle, Balasore | 3103 | EHT (O&M) Division, Bhadrak | N133 | 132/33 kV S/S S/D Agarpada | 2000000161 | LED LIGHTING FIXTURES | ILWR.LED.LGT.A001 | ZCON_ACT | ZCON | NOS | 3 | 81380.7 | INR
3000 | Northern Zone, Balasore | 3100 | EHT (O&M) Circle, Balasore | 3103 | EHT (O&M) Division, Bhadrak | N134 | 132/33 kV GIS S/S Chandbali | 2000000161 | LED LIGHTING FIXTURES | ILWR.LED.LGT.A001 | ZCON_SH | ZCON | NOS | 1 | 1 | INR
3000 | Northern Zone, Balasore | 3100 | EHT (O&M) Circle, Balasore | 3103 | EHT (O&M) Division, Bhadrak | N134 | 132/33 kV GIS S/S Chandbali | 2000000161 | LED LIGHTING FIXTURES | ILWR.LED.LGT.A001 | ZCON_ACT | ZCON | NOS | 3 | 81380.7 | INR
3000 | Northern Zone, Balasore | 3100 | EHT (O&M) Circle, Balasore | 3103 | EHT (O&M) Division, Bhadrak | N133 | 132/33 kV S/S S/D Agarpada | 2000000211 | GASKET OF ASSORTED SIZE | MISC.GASKET.A001 | ZCON_ACT | ZCON | NOS | 2 | 43330.17 | INR
3000 | Northern Zone, Balasore | 3100 | EHT (O&M) Circle, Balasore | 3103 | EHT (O&M) Division, Bhadrak | N132 | 220/132/33 kV T/L S/S S/D Bhadrak | 2000000244 | OIL SAMPLING BOTTLE / CONTAINER | MISC.OILSMPBOT.A001 | ZCON_ACT | ZCON | NOS | 10 | 108664 | INR
3000 | Northern Zone, Balasore | 3100 | EHT (O&M) Circle, Balasore | 3103 | EHT (O&M) Division, Bhadrak | N132 | 220/132/33 kV T/L S/S S/D Bhadrak | 3000000003 | 220V 330AH BATTERY CHARGER | BAT.220CHRG.T.C011 | ZSPR_US | ZSPR | SET | 1 | 4592.77 | INR
3000 | Northern Zone, Balasore | 3100 | EHT (O&M) Circle, Balasore | 3103 | EHT (O&M) Division, Bhadrak | N133 | 132/33 kV S/S S/D Agarpada | 3000000005 | 48V BATTERY CHARGER | BAT.48CHRG.T.A009 | ZSPR_ACT | ZSPR | SET | 1 | 47336.88 | INR
3000 | Northern Zone, Balasore | 3100 | EHT (O&M) Circle, Balasore | 3103 | EHT (O&M) Division, Bhadrak | N133 | 132/33 kV S/S S/D Agarpada | 3000000009 | 220V 350AH Battery set | BAT.PLANTE.A005 | ZSPR_ACT | ZSPR | SET | 1 | 26477.1 | INR
3000 | Northern Zone, Balasore | 3100 | EHT (O&M) Circle, Balasore | 3103 | EHT (O&M) Division, Bhadrak | N132 | 220/132/33 kV T/L S/S S/D Bhadrak | 3000000020 | HV BUSHING W/o ROD FOR 40MVA AREVA Tfr | BUSH.132ARVA.AB06 | ZSPR_ACT | ZSPR | NOS | 1 | 48772 | INR
3000 | Northern Zone, Balasore | 3100 | EHT (O&M) Circle, Balasore | 3103 | EHT (O&M) Division, Bhadrak | N132 | 220/132/33 kV T/L S/S S/D Bhadrak | 3000000024 | NEUTRAL BUSHING FOR 40MVA AREVA Tfr | BUSH.132ARVA.BD07 | ZSPR_ACT | ZSPR | NOS | 2 | 60000 | INR
3000 | Northern Zone, Balasore | 3100 | EHT (O&M) Circle, Balasore | 3103 | EHT (O&M) Division, Bhadrak | N132 | 220/132/33 kV T/L S/S S/D Bhadrak | 3000000026 | HV bushing for 63MVA 132/33KV Tfr | BUSH.132ASTM.AB16 | ZSPR_ACT | ZSPR | NOS | 2 | 97544 | INR
3000 | Northern Zone, Balasore | 3100 | EHT (O&M) Circle, Balasore | 3103 | EHT (O&M) Division, Bhadrak | N132 | 220/132/33 kV T/L S/S S/D Bhadrak | 3000000027 | HV N bushing for 63MVA 132/33KV ASTM Tfr | BUSH.132ASTM.CB16 | ZSPR_US | ZSPR | NOS | 1 | 1000 | INR
3000 | Northern Zone, Balasore | 3100 | EHT (O&M) Circle, Balasore | 3103 | EHT (O&M) Division, Bhadrak | N132 | 220/132/33 kV T/L S/S S/D Bhadrak | 3000000027 | HV N bushing for 63MVA 132/33KV ASTM Tfr | BUSH.132ASTM.CB16 | ZSPR_ACT | ZSPR | NOS | 1 | 12000 | INR
3000 | Northern Zone, Balasore | 3100 | EHT (O&M) Circle, Balasore | 3103 | EHT (O&M) Division, Bhadrak | N134 | 132/33 kV GIS S/S Chandbali | 3000000040 | HV Bushing for 20MVA 132/33KV IMP Tfr | BUSH.20IMP.AB01 | ZSPR_ACT | ZSPR | NOS | 3 | 1 | INR
3000 | Northern Zone, Balasore | 3100 | EHT (O&M) Circle, Balasore | 3103 | EHT (O&M) Division, Bhadrak | N132 | 220/132/33 kV T/L S/S S/D Bhadrak | 3000000047 | HV Bushing of 160MVA 220/132KV BHEL Tfr | BUSH.220BHEL.AA09 | ZSPR_ACT | ZSPR | NOS | 2 | 120000 | INR
3000 | Northern Zone, Balasore | 3100 | EHT (O&M) Circle, Balasore | 3103 | EHT (O&M) Division, Bhadrak | N132 | 220/132/33 kV T/L S/S S/D Bhadrak | 3000000060 | LV BUSHING W/O ROD FOR 40MVA AREVA Tfr | BUSH.33ARVA.BB06 | ZSPR_ACT | ZSPR | NOS | 1 | 19147 | INR
3000 | Northern Zone, Balasore | 3100 | EHT (O&M) Circle, Balasore | 3103 | EHT (O&M) Division, Bhadrak | N132 | 220/132/33 kV T/L S/S S/D Bhadrak | 3000000067 | LV Nbushing for 63MVA 132/33KV Tfr | BUSH.33ASTM.CB16 | ZSPR_US | ZSPR | NOS | 1 | 1000 | INR
3000 | Northern Zone, Balasore | 3100 | EHT (O&M) Circle, Balasore | 3103 | EHT (O&M) Division, Bhadrak | N132 | 220/132/33 kV T/L S/S S/D Bhadrak | 3000000095 | LV N BUSHING FOR 63MVA ALSTOM Tfr | BUSH.63ASTM.AB04 | ZSPR_ACT | ZSPR | SET | 1 | 10000 | INR
3000 | Northern Zone, Balasore | 3100 | EHT (O&M) Circle, Balasore | 3103 | EHT (O&M) Division, Bhadrak | N132 | 220/132/33 kV T/L S/S S/D Bhadrak | 3000000096 | Neutral Bushing & rod-160MVA ALSM AT | BUSH.NTRL.ALSM.AC09 | ZSPR_ACT | ZSPR | NOS | 1 | 50000 | INR
3000 | Northern Zone, Balasore | 3100 | EHT (O&M) Circle, Balasore | 3103 | EHT (O&M) Division, Bhadrak | N133 | 132/33 kV S/S S/D Agarpada | 3000000107 | 2.5SQMM 4C CONTROL CABLE | CBLE.CTRL.AR.C004 | ZSPR_ACT | ZSPR | KM | 0.43 | 53591.08 | INR
3000 | Northern Zone, Balasore | 3100 | EHT (O&M) Circle, Balasore | 3103 | EHT (O&M) Division, Bhadrak | N134 | 132/33 kV GIS S/S Chandbali | 3000000107 | 2.5SQMM 4C CONTROL CABLE | CBLE.CTRL.AR.C004 | ZSPR_ACT | ZSPR | KM | 0.06 | 7477.83 | INR
3000 | Northern Zone, Balasore | 3100 | EHT (O&M) Circle, Balasore | 3103 | EHT (O&M) Division, Bhadrak | N134 | 132/33 kV GIS S/S Chandbali | 3000000108 | 2.5SQMM 5C CONTROL CABLE | CBLE.CTRL.AR.C005 | ZSPR_ACT | ZSPR | KM | 0.053 | 10444.18 | INR
3000 | Northern Zone, Balasore | 3100 | EHT (O&M) Circle, Balasore | 3103 | EHT (O&M) Division, Bhadrak | N132 | 220/132/33 kV T/L S/S S/D Bhadrak | 3000000109 | 2.5SQMM 7C CONTROL CABLE | CBLE.CTRL.AR.C007 | ZSPR_ACT | ZSPR | KM | 0.05 | 8598.6 | INR
3000 | Northern Zone, Balasore | 3100 | EHT (O&M) Circle, Balasore | 3103 | EHT (O&M) Division, Bhadrak | N133 | 132/33 kV S/S S/D Agarpada | 3000000109 | 2.5SQMM 7C CONTROL CABLE | CBLE.CTRL.AR.C007 | ZSPR_ACT | ZSPR | KM | 0.195 | 33534.53 | INR
3000 | Northern Zone, Balasore | 3100 | EHT (O&M) Circle, Balasore | 3103 | EHT (O&M) Division, Bhadrak | N134 | 132/33 kV GIS S/S Chandbali | 3000000109 | 2.5SQMM 7C CONTROL CABLE | CBLE.CTRL.AR.C007 | ZSPR_ACT | ZSPR | KM | 0.048 | 8254.65 | INR
3000 | Northern Zone, Balasore | 3100 | EHT (O&M) Circle, Balasore | 3103 | EHT (O&M) Division, Bhadrak | N132 | 220/132/33 kV T/L S/S S/D Bhadrak | 3000000110 | 2.5SQMM 9C CONTROL CABLE | CBLE.CTRL.AR.C009 | ZSPR_ACT | ZSPR | KM | 0.78 | 139998.06 | INR
3000 | Northern Zone, Balasore | 3100 | EHT (O&M) Circle, Balasore | 3103 | EHT (O&M) Division, Bhadrak | N132 | 220/132/33 kV T/L S/S S/D Bhadrak | 3000000111 | 2.5SQMM 12C CONTROL CABLE | CBLE.CTRL.AR.C012 | ZSPR_ACT | ZSPR | KM | 0.093 | 24783.93 | INR
3000 | Northern Zone, Balasore | 3100 | EHT (O&M) Circle, Balasore | 3103 | EHT (O&M) Division, Bhadrak | N134 | 132/33 kV GIS S/S Chandbali | 3000000111 | 2.5SQMM 12C CONTROL CABLE | CBLE.CTRL.AR.C012 | ZSPR_ACT | ZSPR | KM | 0.028 | 7461.83 | INR
3000 | Northern Zone, Balasore | 3100 | EHT (O&M) Circle, Balasore | 3103 | EHT (O&M) Division, Bhadrak | N132 | 220/132/33 kV T/L S/S S/D Bhadrak | 3000000113 | 2.5SQMM 19C CONTROL CABLE | CBLE.CTRL.AR.C019 | ZSPR_ACT | ZSPR | KM | 0.116 | 61027.04 | INR
3000 | Northern Zone, Balasore | 3100 | EHT (O&M) Circle, Balasore | 3103 | EHT (O&M) Division, Bhadrak | N134 | 132/33 kV GIS S/S Chandbali | 3000000113 | 2.5SQMM 19C CONTROL CABLE | CBLE.CTRL.AR.C019 | ZSPR_ACT | ZSPR | KM | 0.162 | 85227.41 | INR
3000 | Northern Zone, Balasore | 3100 | EHT (O&M) Circle, Balasore | 3103 | EHT (O&M) Division, Bhadrak | N134 | 132/33 kV GIS S/S Chandbali | 3000000122 | 2.5sq.mm Control cable 10core | CBLE.CTRL.AR.D010 | ZSPR_ACT | ZSPR | KM | 0.362 | 123449.24 | INR
3000 | Northern Zone, Balasore | 3100 | EHT (O&M) Circle, Balasore | 3103 | EHT (O&M) Division, Bhadrak | N133 | 132/33 kV S/S S/D Agarpada | 3000000133 | 2.5 SQMM 2C CONTROL CABLE LC | CBLE.CTRL.UAR.C002 | ZSPR_ACT | ZSPR | KM | 2.095 | 185114.2 | INR
3000 | Northern Zone, Balasore | 3100 | EHT (O&M) Circle, Balasore | 3103 | EHT (O&M) Division, Bhadrak | N133 | 132/33 kV S/S S/D Agarpada | 3000000139 | 2.5 SQMM 10C CONTROL CABLE | CBLE.CTRL.UAR.C010 | ZSPR_ACT | ZSPR | KM | 0.124 | 37567.66 | INR
3000 | Northern Zone, Balasore | 3100 | EHT (O&M) Circle, Balasore | 3103 | EHT (O&M) Division, Bhadrak | N133 | 132/33 kV S/S S/D Agarpada | 3000000140 | 2.5 SQMM 12C CONTROL CABLE | CBLE.CTRL.UAR.C012 | ZSPR_ACT | ZSPR | KM | 0.161 | 57668.43 | INR
3000 | Northern Zone, Balasore | 3100 | EHT (O&M) Circle, Balasore | 3103 | EHT (O&M) Division, Bhadrak | N133 | 132/33 kV S/S S/D Agarpada | 3000000141 | 2.5 SQMM 16C CONTROL CABLE | CBLE.CTRL.UAR.C016 | ZSPR_ACT | ZSPR | KM | 2 | 927800 | INR
3000 | Northern Zone, Balasore | 3100 | EHT (O&M) Circle, Balasore | 3103 | EHT (O&M) Division, Bhadrak | N133 | 132/33 kV S/S S/D Agarpada | 3000000142 | 2.5 SQMM 19C UR CONTROL CABLE | CBLE.CTRL.UAR.C019 | ZSPR_ACT | ZSPR | KM | 0.252 | 135190.44 | INR
3000 | Northern Zone, Balasore | 3100 | EHT (O&M) Circle, Balasore | 3103 | EHT (O&M) Division, Bhadrak | N134 | 132/33 kV GIS S/S Chandbali | 3000000186 | 1Cx120SQMM AL POWER CABLE | CBLE.PWR.AL.AR.A008 | ZSPR_ACT | ZSPR | KM | 0.742 | 834408.68 | INR
3000 | Northern Zone, Balasore | 3100 | EHT (O&M) Circle, Balasore | 3103 | EHT (O&M) Division, Bhadrak | N134 | 132/33 kV GIS S/S Chandbali | 3000000189 | 2Cx10SQMM AL POWER CABLE | CBLE.PWR.AL.AR.A013 | ZSPR_ACT | ZSPR | KM | 1.646 | 168877.03 | INR
3000 | Northern Zone, Balasore | 3100 | EHT (O&M) Circle, Balasore | 3103 | EHT (O&M) Division, Bhadrak | N133 | 132/33 kV S/S S/D Agarpada | 3000000189 | 2Cx10SQMM AL POWER CABLE | CBLE.PWR.AL.AR.A013 | ZSPR_ACT | ZSPR | KM | 1.14 | 116962.22 | INR
3000 | Northern Zone, Balasore | 3100 | EHT (O&M) Circle, Balasore | 3103 | EHT (O&M) Division, Bhadrak | N133 | 132/33 kV S/S S/D Agarpada | 3000000193 | 3.5Cx35 Sqmm AL PWR cable | CBLE.PWR.AL.AR.D004 | ZSPR_ACT | ZSPR | KM | 0.083 | 19466.6 | INR
3000 | Northern Zone, Balasore | 3100 | EHT (O&M) Circle, Balasore | 3103 | EHT (O&M) Division, Bhadrak | N134 | 132/33 kV GIS S/S Chandbali | 3000000193 | 3.5Cx35 Sqmm AL PWR cable | CBLE.PWR.AL.AR.D004 | ZSPR_ACT | ZSPR | KM | 0.169 | 39636.81 | INR
3000 | Northern Zone, Balasore | 3100 | EHT (O&M) Circle, Balasore | 3103 | EHT (O&M) Division, Bhadrak | N133 | 132/33 kV S/S S/D Agarpada | 3000000195 | 3.5Cx70 Sqmm AL PWR cable | CBLE.PWR.AL.AR.D006 | ZSPR_ACT | ZSPR | KM | 0.608 | 231024.77 | INR
3000 | Northern Zone, Balasore | 3100 | EHT (O&M) Circle, Balasore | 3103 | EHT (O&M) Division, Bhadrak | N134 | 132/33 kV GIS S/S Chandbali | 3000000195 | 3.5Cx70 Sqmm AL PWR cable | CBLE.PWR.AL.AR.D006 | ZSPR_ACT | ZSPR | KM | 0.187 | 71055.31 | INR
3000 | Northern Zone, Balasore | 3100 | EHT (O&M) Circle, Balasore | 3103 | EHT (O&M) Division, Bhadrak | N132 | 220/132/33 kV T/L S/S S/D Bhadrak | 3000000196 | 3.5Cx95 Sqmm AL PWR cable | CBLE.PWR.AL.AR.D007 | ZSPR_ACT | ZSPR | KM | 0.465 | 132237.58 | INR
3000 | Northern Zone, Balasore | 3100 | EHT (O&M) Circle, Balasore | 3103 | EHT (O&M) Division, Bhadrak | N134 | 132/33 kV GIS S/S Chandbali | 3000000197 | 3.5Cx120 Sqmm AL PWR cable | CBLE.PWR.AL.AR.D008 | ZSPR_ACT | ZSPR | KM | 0.077 | 47338.06 | INR
3000 | Northern Zone, Balasore | 3100 | EHT (O&M) Circle, Balasore | 3103 | EHT (O&M) Division, Bhadrak | N134 | 132/33 kV GIS S/S Chandbali | 3000000198 | 3.5Cx185 Sqmm AL PWR cable | CBLE.PWR.AL.AR.D010 | ZSPR_ACT | ZSPR | KM | 0.067 | 59374.06 | INR
3000 | Northern Zone, Balasore | 3100 | EHT (O&M) Circle, Balasore | 3103 | EHT (O&M) Division, Bhadrak | N134 | 132/33 kV GIS S/S Chandbali | 3000000199 | 3.5Cx300 Sqmm AL PWR cable | CBLE.PWR.AL.AR.D011 | ZSPR_ACT | ZSPR | KM | 0.143 | 174849.55 | INR
3000 | Northern Zone, Balasore | 3100 | EHT (O&M) Circle, Balasore | 3103 | EHT (O&M) Division, Bhadrak | N133 | 132/33 kV S/S S/D Agarpada | 3000000199 | 3.5Cx300 Sqmm AL PWR cable | CBLE.PWR.AL.AR.D011 | ZSPR_ACT | ZSPR | KM | 0.373 | 456076.09 | INR
3000 | Northern Zone, Balasore | 3100 | EHT (O&M) Circle, Balasore | 3103 | EHT (O&M) Division, Bhadrak | N133 | 132/33 kV S/S S/D Agarpada | 3000000208 | 4Cx6 Sqmm AL POWER CABLE | CBLE.PWR.AL.AR.E018 | ZSPR_ACT | ZSPR | KM | 0.93 | 115140.14 | INR
3000 | Northern Zone, Balasore | 3100 | EHT (O&M) Circle, Balasore | 3103 | EHT (O&M) Division, Bhadrak | N134 | 132/33 kV GIS S/S Chandbali | 3000000208 | 4Cx6 Sqmm AL POWER CABLE | CBLE.PWR.AL.AR.E018 | ZSPR_ACT | ZSPR | KM | 0.051 | 6314.14 | INR
3000 | Northern Zone, Balasore | 3100 | EHT (O&M) Circle, Balasore | 3103 | EHT (O&M) Division, Bhadrak | N133 | 132/33 kV S/S S/D Agarpada | 3000000218 | 1Cx120 SQMM POWER CABLE CU | CBLE.PWR.CU.UAR.A008 | ZSPR_ACT | ZSPR | KM | 0.195 | 226151.25 | INR
3000 | Northern Zone, Balasore | 3100 | EHT (O&M) Circle, Balasore | 3103 | EHT (O&M) Division, Bhadrak | N134 | 132/33 kV GIS S/S Chandbali | 3000000248 | 200/150/100X75X2500M CABLE TRAY | CBLE.TRAY.A001 | ZSPR_ACT | ZSPR | NOS | 105 | 99524.25 | INR
3000 | Northern Zone, Balasore | 3100 | EHT (O&M) Circle, Balasore | 3103 | EHT (O&M) Division, Bhadrak | N134 | 132/33 kV GIS S/S Chandbali | 3000000250 | 450x75x2500MM size CABLE TRAY | CBLE.TRAY.A003 | ZSPR_ACT | ZSPR | NOS | 45 | 42653.25 | INR
3000 | Northern Zone, Balasore | 3100 | EHT (O&M) Circle, Balasore | 3103 | EHT (O&M) Division, Bhadrak | N134 | 132/33 kV GIS S/S Chandbali | 3000000251 | C TYPE CABLE TRAY | CBLE.TRAY.A004 | ZSPR_ACT | ZSPR | NOS | 5 | 4739.25 | INR
3000 | Northern Zone, Balasore | 3100 | EHT (O&M) Circle, Balasore | 3103 | EHT (O&M) Division, Bhadrak | N134 | 132/33 kV GIS S/S Chandbali | 3000000252 | GI Cable Tray(20cm X 2.5 Mtr) | CBLE.TRAY.A007 | ZSPR_ACT | ZSPR | NOS | 58 | 77803.75 | INR
3000 | Northern Zone, Balasore | 3100 | EHT (O&M) Circle, Balasore | 3103 | EHT (O&M) Division, Bhadrak | N133 | 132/33 kV S/S S/D Agarpada | 3000000255 | 150x75x2500 cable tray in mtr | CBLE.TRAY.A016 | ZSPR_ACT | ZSPR | M | 375 | 213018.75 | INR
3000 | Northern Zone, Balasore | 3100 | EHT (O&M) Circle, Balasore | 3103 | EHT (O&M) Division, Bhadrak | N133 | 132/33 kV S/S S/D Agarpada | 3000000261 | DIFFERENT TYPES OF ASSORTED CLAMPS | CLMP.ASRT.A001 | ZSPR_ACT | ZSPR | NOS | 11 | 11976.25 | INR
3000 | Northern Zone, Balasore | 3100 | EHT (O&M) Circle, Balasore | 3103 | EHT (O&M) Division, Bhadrak | N132 | 220/132/33 kV T/L S/S S/D Bhadrak | 3000000265 | CTStud connector 40 mm stud 2way Zebra | CLMP.ASRT.A002 | ZSPR_ACT | ZSPR | NOS | 30 | 23470.59 | INR
3000 | Northern Zone, Balasore | 3100 | EHT (O&M) Circle, Balasore | 3103 | EHT (O&M) Division, Bhadrak | N132 | 220/132/33 kV T/L S/S S/D Bhadrak | 3000000280 | BRASS CLAMP FOR 220 KV BUSHING | CLMP.BUSH.BRS.A003 | ZSPR_ACT | ZSPR | NOS | 2 | 1700 | INR
3000 | Northern Zone, Balasore | 3100 | EHT (O&M) Circle, Balasore | 3103 | EHT (O&M) Division, Bhadrak | N132 | 220/132/33 kV T/L S/S S/D Bhadrak | 3000000284 | 6bolt Bimetallic CTstud clamp-zebra | CLMP.CT.AL.A016 | ZSPR_ACT | ZSPR | NOS | 4 | 8480 | INR
3000 | Northern Zone, Balasore | 3100 | EHT (O&M) Circle, Balasore | 3103 | EHT (O&M) Division, Bhadrak | N133 | 132/33 kV S/S S/D Agarpada | 3000000286 | 132kV CVT clamp | CLMP.CVT.A002 | ZSPR_ACT | ZSPR | NOS | 9 | 9798.75 | INR
3000 | Northern Zone, Balasore | 3100 | EHT (O&M) Circle, Balasore | 3103 | EHT (O&M) Division, Bhadrak | N132 | 220/132/33 kV T/L S/S S/D Bhadrak | 3000000293 | 33KV Isolator Pad Clamp for Zebra | CLMP.ISO.AL.A004 | ZSPR_ACT | ZSPR | NOS | 36 | 42135.52 | INR
3000 | Northern Zone, Balasore | 3100 | EHT (O&M) Circle, Balasore | 3103 | EHT (O&M) Division, Bhadrak | N132 | 220/132/33 kV T/L S/S S/D Bhadrak | 3000000294 | Isolator Pad Clamp for Twin Zebra | CLMP.ISO.AL.A005 | ZSPR_ACT | ZSPR | NOS | 8 | 8040 | INR
3000 | Northern Zone, Balasore | 3100 | EHT (O&M) Circle, Balasore | 3103 | EHT (O&M) Division, Bhadrak | N132 | 220/132/33 kV T/L S/S S/D Bhadrak | 3000000295 | Isolator Pad Clamp for Moose | CLMP.ISO.AL.A006 | ZSPR_ACT | ZSPR | NOS | 36 | 46739.08 | INR
3000 | Northern Zone, Balasore | 3100 | EHT (O&M) Circle, Balasore | 3103 | EHT (O&M) Division, Bhadrak | N133 | 132/33 kV S/S S/D Agarpada | 3000000300 | 132KV Isolator pad calmp for Moose | CLMP.ISO.AL.A017 | ZSPR_ACT | ZSPR | NOS | 4 | 3960 | INR
3000 | Northern Zone, Balasore | 3100 | EHT (O&M) Circle, Balasore | 3103 | EHT (O&M) Division, Bhadrak | N132 | 220/132/33 kV T/L S/S S/D Bhadrak | 3000000336 | Bimetallic Pad clamp | CLMP.PAD.BI.A010 | ZSPR_FREE | ZSPR | NOS | 2 | 0 | INR
3000 | Northern Zone, Balasore | 3100 | EHT (O&M) Circle, Balasore | 3103 | EHT (O&M) Division, Bhadrak | N132 | 220/132/33 kV T/L S/S S/D Bhadrak | 3000000337 | PAD CLAMP BREAKER PAD -TWIN ACSR ZEBRA | CLMP.PAD.BI.A011 | ZSPR_ACT | ZSPR | NOS | 3 | 2415 | INR
3000 | Northern Zone, Balasore | 3100 | EHT (O&M) Circle, Balasore | 3103 | EHT (O&M) Division, Bhadrak | N132 | 220/132/33 kV T/L S/S S/D Bhadrak | 3000000340 | 33 KV PI CLAMP FOR TWIN ACSR ZEBRA | CLMP.PAD.BI.A016 | ZSPR_ACT | ZSPR | NOS | 8 | 16387.84 | INR
3000 | Northern Zone, Balasore | 3100 | EHT (O&M) Circle, Balasore | 3103 | EHT (O&M) Division, Bhadrak | N132 | 220/132/33 kV T/L S/S S/D Bhadrak | 3000000348 | 2 BOLTED PG CLAMP FOR ZEBRA - ZEBRA | CLMP.PG.B002 | ZSPR_ACT | ZSPR | NOS | 4 | 2736 | INR
3000 | Northern Zone, Balasore | 3100 | EHT (O&M) Circle, Balasore | 3103 | EHT (O&M) Division, Bhadrak | N134 | 132/33 kV GIS S/S Chandbali | 3000000355 | 3 BOLTED PG CLAMP FOR PANTHER -PANTHER | CLMP.PG.C001 | ZSPR_ACT | ZSPR | NOS | 10 | 4459.69 | INR
3000 | Northern Zone, Balasore | 3100 | EHT (O&M) Circle, Balasore | 3103 | EHT (O&M) Division, Bhadrak | NL32 | 220/132/33 kV T/L S/S S/D Bhadrak_Line | 3000000355 | 3 BOLTED PG CLAMP FOR PANTHER -PANTHER | CLMP.PG.C001 | ZSPR_ACT | ZSPR | NOS | 149 | 66449.44 | INR
3000 | Northern Zone, Balasore | 3100 | EHT (O&M) Circle, Balasore | 3103 | EHT (O&M) Division, Bhadrak | NL32 | 220/132/33 kV T/L S/S S/D Bhadrak_Line | 3000000356 | 3 BOLTED PG CLAMP FOR ZEBRA - ZEBRA | CLMP.PG.C002 | ZSPR_ACT | ZSPR | NOS | 28 | 19312.63 | INR
3000 | Northern Zone, Balasore | 3100 | EHT (O&M) Circle, Balasore | 3103 | EHT (O&M) Division, Bhadrak | N132 | 220/132/33 kV T/L S/S S/D Bhadrak | 3000000356 | 3 BOLTED PG CLAMP FOR ZEBRA - ZEBRA | CLMP.PG.C002 | ZSPR_ACT | ZSPR | NOS | 10 | 6897.37 | INR
3000 | Northern Zone, Balasore | 3100 | EHT (O&M) Circle, Balasore | 3103 | EHT (O&M) Division, Bhadrak | N133 | 132/33 kV S/S S/D Agarpada | 3000000358 | 3 BOLTED PG CLAMP FOR MOOSE - MOOSE | CLMP.PG.C004 | ZSPR_ACT | ZSPR | NOS | 5 | 3616.35 | INR
3000 | Northern Zone, Balasore | 3100 | EHT (O&M) Circle, Balasore | 3103 | EHT (O&M) Division, Bhadrak | N132 | 220/132/33 kV T/L S/S S/D Bhadrak | 3000000358 | 3 BOLTED PG CLAMP FOR MOOSE - MOOSE | CLMP.PG.C004 | ZSPR_ACT | ZSPR | NOS | 21 | 15188.65 | INR
3000 | Northern Zone, Balasore | 3100 | EHT (O&M) Circle, Balasore | 3103 | EHT (O&M) Division, Bhadrak | N132 | 220/132/33 kV T/L S/S S/D Bhadrak | 3000000359 | 3 BOLTED PG CLAMP FOR MOOSE- ZEBRA | CLMP.PG.C005 | ZSPR_ACT | ZSPR | NOS | 2 | 1404.29 | INR
3000 | Northern Zone, Balasore | 3100 | EHT (O&M) Circle, Balasore | 3103 | EHT (O&M) Division, Bhadrak | N132 | 220/132/33 kV T/L S/S S/D Bhadrak | 3000000364 | 4 BOLTED PG CLAMP FOR ZEBRA - ZEBRA | CLMP.PG.D002 | ZSPR_ACT | ZSPR | NOS | 5 | 4540 | INR
3000 | Northern Zone, Balasore | 3100 | EHT (O&M) Circle, Balasore | 3103 | EHT (O&M) Division, Bhadrak | N132 | 220/132/33 kV T/L S/S S/D Bhadrak | 3000000380 | 12bolted T Clamp for ACSR Zebra to Zebra | CLMP.SP.CT.AL.A001 | ZSPR_ACT | ZSPR | NOS | 1 | 1240 | INR
3000 | Northern Zone, Balasore | 3100 | EHT (O&M) Circle, Balasore | 3103 | EHT (O&M) Division, Bhadrak | N133 | 132/33 kV S/S S/D Agarpada | 3000000382 | Pad clamp for NCTstrips on CTstud | CLMP.SP.CT.AL.A007 | ZSPR_ACT | ZSPR | NOS | 4 | 14160 | INR
3000 | Northern Zone, Balasore | 3100 | EHT (O&M) Circle, Balasore | 3103 | EHT (O&M) Division, Bhadrak | N132 | 220/132/33 kV T/L S/S S/D Bhadrak | 3000000387 | ST CLAMP AL FOR CT STUD-MOOSE | CLMP.ST.THRU.AL.A002 | ZSPR_ACT | ZSPR | NOS | 4 | 4682.24 | INR
3000 | Northern Zone, Balasore | 3100 | EHT (O&M) Circle, Balasore | 3103 | EHT (O&M) Division, Bhadrak | N132 | 220/132/33 kV T/L S/S S/D Bhadrak | 3000000388 | T Clamp for Panther run-Panther Drop | CLMP.T.AL.A001 | ZSPR_ACT | ZSPR | NOS | 6 | 3923.75 | INR
3000 | Northern Zone, Balasore | 3100 | EHT (O&M) Circle, Balasore | 3103 | EHT (O&M) Division, Bhadrak | NL32 | 220/132/33 kV T/L S/S S/D Bhadrak_Line | 3000000388 | T Clamp for Panther run-Panther Drop | CLMP.T.AL.A001 | ZSPR_ACT | ZSPR | NOS | 3 | 1961.87 | INR
3000 | Northern Zone, Balasore | 3100 | EHT (O&M) Circle, Balasore | 3103 | EHT (O&M) Division, Bhadrak | N132 | 220/132/33 kV T/L S/S S/D Bhadrak | 3000000392 | T-CLAMP AL- ZEBRA-PANTHER | CLMP.T.AL.A005 | ZSPR_ACT | ZSPR | NOS | 12 | 3516 | INR
3000 | Northern Zone, Balasore | 3100 | EHT (O&M) Circle, Balasore | 3103 | EHT (O&M) Division, Bhadrak | N132 | 220/132/33 kV T/L S/S S/D Bhadrak | 3000000394 | T-CLAMP ACSR MOOSE RUN AND MOOSE DROP | CLMP.T.AL.A007 | ZSPR_ACT | ZSPR | NOS | 12 | 8880 | INR
3000 | Northern Zone, Balasore | 3100 | EHT (O&M) Circle, Balasore | 3103 | EHT (O&M) Division, Bhadrak | N132 | 220/132/33 kV T/L S/S S/D Bhadrak | 3000000395 | T CLAMP ALFOR MOOSE RUN- ZEBRA DROP | CLMP.T.AL.A008 | ZSPR_ACT | ZSPR | NOS | 62 | 59509.16 | INR
3000 | Northern Zone, Balasore | 3100 | EHT (O&M) Circle, Balasore | 3103 | EHT (O&M) Division, Bhadrak | N132 | 220/132/33 kV T/L S/S S/D Bhadrak | 3000000403 | T clamp twin Moose run to Moose drop | CLMP.T.AL.A027 | ZSPR_ACT | ZSPR | NOS | 106 | 124079.36 | INR
3000 | Northern Zone, Balasore | 3100 | EHT (O&M) Circle, Balasore | 3103 | EHT (O&M) Division, Bhadrak | N132 | 220/132/33 kV T/L S/S S/D Bhadrak | 3000000406 | SPR T CLAMP AL TWIN MOOSE RUN-ZEBRA DROP | CLMP.T.AL.B002 | ZSPR_ACT | ZSPR | NOS | 6 | 10974 | INR
3000 | Northern Zone, Balasore | 3100 | EHT (O&M) Circle, Balasore | 3103 | EHT (O&M) Division, Bhadrak | N133 | 132/33 kV S/S S/D Agarpada | 3000000427 | PA ROD ACSR PANTHER IN SET | COND.ACCES.B002 | ZSPR_ACT | ZSPR | NOS | 212 | 157207.88 | INR
3000 | Northern Zone, Balasore | 3100 | EHT (O&M) Circle, Balasore | 3103 | EHT (O&M) Division, Bhadrak | NL32 | 220/132/33 kV T/L S/S S/D Bhadrak_Line | 3000000427 | PA ROD ACSR PANTHER IN SET | COND.ACCES.B002 | ZSPR_ACT | ZSPR | NOS | 67 | 49683.62 | INR
3000 | Northern Zone, Balasore | 3100 | EHT (O&M) Circle, Balasore | 3103 | EHT (O&M) Division, Bhadrak | NL32 | 220/132/33 kV T/L S/S S/D Bhadrak_Line | 3000000437 | MS JOINT FOR ACSR PANTHER CONDUCTOR | COND.ACCES.C002 | ZSPR_ACT | ZSPR | NOS | 18 | 9986.27 | INR
3000 | Northern Zone, Balasore | 3100 | EHT (O&M) Circle, Balasore | 3103 | EHT (O&M) Division, Bhadrak | N133 | 132/33 kV S/S S/D Agarpada | 3000000437 | MS JOINT FOR ACSR PANTHER CONDUCTOR | COND.ACCES.C002 | ZSPR_ACT | ZSPR | NOS | 45 | 24965.69 | INR
3000 | Northern Zone, Balasore | 3100 | EHT (O&M) Circle, Balasore | 3103 | EHT (O&M) Division, Bhadrak | N132 | 220/132/33 kV T/L S/S S/D Bhadrak | 3000000447 | SPACER FOR ACSR TWIN ZEBRA CONDUCTOR | COND.ACCES.D001 | ZSPR_ACT | ZSPR | NOS | 10 | 22400 | INR
3000 | Northern Zone, Balasore | 3100 | EHT (O&M) Circle, Balasore | 3103 | EHT (O&M) Division, Bhadrak | N132 | 220/132/33 kV T/L S/S S/D Bhadrak | 3000000448 | SPACER FOR ACSR TWIN MOOSE CONDUCTOR | COND.ACCES.D002 | ZSPR_ACT | ZSPR | NOS | 108 | 131175.88 | INR
3000 | Northern Zone, Balasore | 3100 | EHT (O&M) Circle, Balasore | 3103 | EHT (O&M) Division, Bhadrak | N132 | 220/132/33 kV T/L S/S S/D Bhadrak | 3000000451 | Spacer clamp ACSR Twin moose 250mm | COND.ACCES.D005 | ZSPR_ACT | ZSPR | NOS | 57 | 45871.32 | INR
3000 | Northern Zone, Balasore | 3100 | EHT (O&M) Circle, Balasore | 3103 | EHT (O&M) Division, Bhadrak | NL32 | 220/132/33 kV T/L S/S S/D Bhadrak_Line | 3000000455 | VD OFACSR PANTHER CONDUCTOR | COND.ACCES.E002 | ZSPR_ACT | ZSPR | NOS | 61 | 20633.86 | INR
3000 | Northern Zone, Balasore | 3100 | EHT (O&M) Circle, Balasore | 3103 | EHT (O&M) Division, Bhadrak | N133 | 132/33 kV S/S S/D Agarpada | 3000000465 | REPAIR SLEEVE FOR ACSR PANTHER CONDUCTOR | COND.ACCES.F002 | ZSPR_ACT | ZSPR | NOS | 74 | 16773.22 | INR
3000 | Northern Zone, Balasore | 3100 | EHT (O&M) Circle, Balasore | 3103 | EHT (O&M) Division, Bhadrak | NL32 | 220/132/33 kV T/L S/S S/D Bhadrak_Line | 3000000465 | REPAIR SLEEVE FOR ACSR PANTHER CONDUCTOR | COND.ACCES.F002 | ZSPR_ACT | ZSPR | NOS | 6 | 1359.99 | INR
3000 | Northern Zone, Balasore | 3100 | EHT (O&M) Circle, Balasore | 3103 | EHT (O&M) Division, Bhadrak | NL32 | 220/132/33 kV T/L S/S S/D Bhadrak_Line | 3000000466 | REPAIR SLEEVE FOR ACSR ZEBRA CONDUCTOR | COND.ACCES.F003 | ZSPR_ACT | ZSPR | NOS | 5 | 829.95 | INR
3000 | Northern Zone, Balasore | 3100 | EHT (O&M) Circle, Balasore | 3103 | EHT (O&M) Division, Bhadrak | N132 | 220/132/33 kV T/L S/S S/D Bhadrak | 3000000480 | SMALL CUTPIECE CONDUCTOR | COND.CUTPIECE.A001 | ZSPR_US | ZSPR | MT | 0.5 | 5810.81 | INR
3000 | Northern Zone, Balasore | 3100 | EHT (O&M) Circle, Balasore | 3103 | EHT (O&M) Division, Bhadrak | NL32 | 220/132/33 kV T/L S/S S/D Bhadrak_Line | 3000000480 | SMALL CUTPIECE CONDUCTOR | COND.CUTPIECE.A001 | ZSPR_US | ZSPR | MT | 0.24 | 2789.19 | INR
3000 | Northern Zone, Balasore | 3100 | EHT (O&M) Circle, Balasore | 3103 | EHT (O&M) Division, Bhadrak | N133 | 132/33 kV S/S S/D Agarpada | 3000000574 | EARTHING DEVICE | ERTH.DEVICE.A001 | ZSPR_ACT | ZSPR | NOS | 3 | 10414.11 | INR
3000 | Northern Zone, Balasore | 3100 | EHT (O&M) Circle, Balasore | 3103 | EHT (O&M) Division, Bhadrak | N133 | 132/33 kV S/S S/D Agarpada | 3000000586 | 75 X 10mm GI Earth Flat in Mt | ERTH.FLAT.GI.A012 | ZSPR_ACT | ZSPR | MT | 0.634 | 60023.16 | INR
3000 | Northern Zone, Balasore | 3100 | EHT (O&M) Circle, Balasore | 3103 | EHT (O&M) Division, Bhadrak | NL32 | 220/132/33 kV T/L S/S S/D Bhadrak_Line | 3000000592 | 50 MM GI PERFORATED EARTHING PIPE | ERTH.PIPE.GI.A005 | ZSPR_ACT | ZSPR | NOS | 3 | 17833.47 | INR
3000 | Northern Zone, Balasore | 3100 | EHT (O&M) Circle, Balasore | 3103 | EHT (O&M) Division, Bhadrak | N132 | 220/132/33 kV T/L S/S S/D Bhadrak | 3000000595 | 50 MM GI PORFORATED EARTHING PIPE | ERTH.PIPE.GI.B005 | ZSPR_ACT | ZSPR | NOS | 6 | 11940.24 | INR
3000 | Northern Zone, Balasore | 3100 | EHT (O&M) Circle, Balasore | 3103 | EHT (O&M) Division, Bhadrak | N133 | 132/33 kV S/S S/D Agarpada | 3000000603 | 40x3000 MM MS ROD FOR EARTHING | ERTH.ROD.MS.A001 | ZSPR_ACT | ZSPR | NOS | 1 | 2003.92 | INR
3000 | Northern Zone, Balasore | 3100 | EHT (O&M) Circle, Balasore | 3103 | EHT (O&M) Division, Bhadrak | N134 | 132/33 kV GIS S/S Chandbali | 3000000609 | Earthing Conductor riser:50x6mm GI Flat | ERTH.SPIKE.GI.A005 | ZSPR_ACT | ZSPR | MT | 1.119 | 124845.84 | INR
3000 | Northern Zone, Balasore | 3100 | EHT (O&M) Circle, Balasore | 3103 | EHT (O&M) Division, Bhadrak | N133 | 132/33 kV S/S S/D Agarpada | 3000000609 | Earthing Conductor riser:50x6mm GI Flat | ERTH.SPIKE.GI.A005 | ZSPR_ACT | ZSPR | MT | 0.305 | 34028.58 | INR
3000 | Northern Zone, Balasore | 3100 | EHT (O&M) Circle, Balasore | 3103 | EHT (O&M) Division, Bhadrak | N134 | 132/33 kV GIS S/S Chandbali | 3000000610 | 50 mm Heavy Duty GI Perforated Pipes, 3 | ERTH.SPIKE.GI.A006 | ZSPR_ACT | ZSPR | NOS | 5 | 29722.45 | INR
3000 | Northern Zone, Balasore | 3100 | EHT (O&M) Circle, Balasore | 3103 | EHT (O&M) Division, Bhadrak | N134 | 132/33 kV GIS S/S Chandbali | 3000000611 | 40mm MS rod 3 mtrs non treat earth pit | ERTH.SPIKE.GI.A007 | ZSPR_ACT | ZSPR | NOS | 24 | 57303.35 | INR
3000 | Northern Zone, Balasore | 3100 | EHT (O&M) Circle, Balasore | 3103 | EHT (O&M) Division, Bhadrak | N133 | 132/33 kV S/S S/D Agarpada | 3000000618 | REPAIR SLEEVE FOR 7/3.15 MM EARTH WIRE | EW.ACCES.C002 | ZSPR_ACT | ZSPR | NOS | 10 | 1183.42 | INR
3000 | Northern Zone, Balasore | 3100 | EHT (O&M) Circle, Balasore | 3103 | EHT (O&M) Division, Bhadrak | N134 | 132/33 kV GIS S/S Chandbali | 3000000707 | 33kv GIS set of spares for LCC | GIS.36SPR.A009 | ZSPR_ACT | ZSPR | SET | 1 | 6215608.08 | INR
3000 | Northern Zone, Balasore | 3100 | EHT (O&M) Circle, Balasore | 3103 | EHT (O&M) Division, Bhadrak | NL32 | 220/132/33 kV T/L S/S S/D Bhadrak_Line | 3000000739 | DS HARDWARE FITTING ACSR PANTHER | HWF.DS.A002 | ZSPR_ACT | ZSPR | NOS | 21 | 35920.5 | INR
3000 | Northern Zone, Balasore | 3100 | EHT (O&M) Circle, Balasore | 3103 | EHT (O&M) Division, Bhadrak | NL32 | 220/132/33 kV T/L S/S S/D Bhadrak_Line | 3000000739 | DS HARDWARE FITTING ACSR PANTHER | HWF.DS.A002 | ZSPR_FREE | ZSPR | NOS | 15 | 0 | INR
3000 | Northern Zone, Balasore | 3100 | EHT (O&M) Circle, Balasore | 3103 | EHT (O&M) Division, Bhadrak | NL32 | 220/132/33 kV T/L S/S S/D Bhadrak_Line | 3000000799 | DT Hard ware fittings -120 KN insulator | HWF.DT.A002 | ZSPR_ACT | ZSPR | NOS | 5 | 16799.6 | INR
3000 | Northern Zone, Balasore | 3100 | EHT (O&M) Circle, Balasore | 3103 | EHT (O&M) Division, Bhadrak | N133 | 132/33 kV S/S S/D Agarpada | 3000000803 | DT HARDWARE FITTING FOR ACSR PANTHER | HWF.DT.A006 | ZSPR_ACT | ZSPR | NOS | 3 | 24141.78 | INR
3000 | Northern Zone, Balasore | 3100 | EHT (O&M) Circle, Balasore | 3103 | EHT (O&M) Division, Bhadrak | NL32 | 220/132/33 kV T/L S/S S/D Bhadrak_Line | 3000000846 | SS HARDWARE FITTING ACSR PANTHER | HWF.SS.A002 | ZSPR_ACT | ZSPR | NOS | 5 | 6023.75 | INR
3000 | Northern Zone, Balasore | 3100 | EHT (O&M) Circle, Balasore | 3103 | EHT (O&M) Division, Bhadrak | N133 | 132/33 kV S/S S/D Agarpada | 3000000848 | SS H/W Fitting ACSR Moose | HWF.SS.A004 | ZSPR_ACT | ZSPR | NOS | 9 | 42603.19 | INR
3000 | Northern Zone, Balasore | 3100 | EHT (O&M) Circle, Balasore | 3103 | EHT (O&M) Division, Bhadrak | N132 | 220/132/33 kV T/L S/S S/D Bhadrak | 3000000856 | SS HWF-AAAC TWIN HIGHER MOOSE | HWF.SS.A014 | ZSPR_ACT | ZSPR | NOS | 2 | 9364.48 | INR
3000 | Northern Zone, Balasore | 3100 | EHT (O&M) Circle, Balasore | 3103 | EHT (O&M) Division, Bhadrak | NL32 | 220/132/33 kV T/L S/S S/D Bhadrak_Line | 3000000857 | SS HWF AGS type for 90 KN insulator | HWF.SS.A016 | ZSPR_ACT | ZSPR | NOS | 30 | 98087.4 | INR
3000 | Northern Zone, Balasore | 3100 | EHT (O&M) Circle, Balasore | 3103 | EHT (O&M) Division, Bhadrak | NL32 | 220/132/33 kV T/L S/S S/D Bhadrak_Line | 3000000877 | ST Hard wares fittings 120KN insulator | HWF.ST.A002 | ZSPR_ACT | ZSPR | NOS | 22 | 81288.18 | INR
3000 | Northern Zone, Balasore | 3100 | EHT (O&M) Circle, Balasore | 3103 | EHT (O&M) Division, Bhadrak | N132 | 220/132/33 kV T/L S/S S/D Bhadrak | 3000000878 | ST HWF FOR ACSR ZEBRA | HWF.ST.A003 | ZSPR_ACT | ZSPR | NOS | 7 | 14360.15 | INR
3000 | Northern Zone, Balasore | 3100 | EHT (O&M) Circle, Balasore | 3103 | EHT (O&M) Division, Bhadrak | N132 | 220/132/33 kV T/L S/S S/D Bhadrak | 3000000881 | ST HARDWARE FITTING ACSR TWIN MOOSE | HWF.ST.A006 | ZSPR_ACT | ZSPR | NOS | 11 | 53930.69 | INR
3000 | Northern Zone, Balasore | 3100 | EHT (O&M) Circle, Balasore | 3103 | EHT (O&M) Division, Bhadrak | N133 | 132/33 kV S/S S/D Agarpada | 3000000913 | STREET LIGHTING WITH GI T.POLE | ILWR.ST.LGT.A001 | ZSPR_ACT | ZSPR | NOS | 3 | 73372.14 | INR
3000 | Northern Zone, Balasore | 3100 | EHT (O&M) Circle, Balasore | 3103 | EHT (O&M) Division, Bhadrak | N132 | 220/132/33 kV T/L S/S S/D Bhadrak | 3000000944 | 132 KV BUS POST INSULATORS | INS.POR.BPI.D001 | ZSPR_ACT | ZSPR | NOS | 1 | 13559.34 | INR
3000 | Northern Zone, Balasore | 3100 | EHT (O&M) Circle, Balasore | 3103 | EHT (O&M) Division, Bhadrak | N133 | 132/33 kV S/S S/D Agarpada | 3000000944 | 132 KV BUS POST INSULATORS | INS.POR.BPI.D001 | ZSPR_ACT | ZSPR | NOS | 16 | 216949.4 | INR
3000 | Northern Zone, Balasore | 3100 | EHT (O&M) Circle, Balasore | 3103 | EHT (O&M) Division, Bhadrak | N133 | 132/33 kV S/S S/D Agarpada | 3000000947 | 90KN PORCELAIN DISC INSULATOR | INS.POR.DISC.B002 | ZSPR_ACT | ZSPR | NOS | 288 | 268136.93 | INR
3000 | Northern Zone, Balasore | 3100 | EHT (O&M) Circle, Balasore | 3103 | EHT (O&M) Division, Bhadrak | N134 | 132/33 kV GIS S/S Chandbali | 3000000948 | 120KN PORCELAIN DISC INSULATOR | INS.POR.DISC.B003 | ZSPR_ACT | ZSPR | NOS | 10 | 4658.51 | INR
3000 | Northern Zone, Balasore | 3100 | EHT (O&M) Circle, Balasore | 3103 | EHT (O&M) Division, Bhadrak | N133 | 132/33 kV S/S S/D Agarpada | 3000000948 | 120KN PORCELAIN DISC INSULATOR | INS.POR.DISC.B003 | ZSPR_ACT | ZSPR | NOS | 40 | 18634.04 | INR
3000 | Northern Zone, Balasore | 3100 | EHT (O&M) Circle, Balasore | 3103 | EHT (O&M) Division, Bhadrak | N132 | 220/132/33 kV T/L S/S S/D Bhadrak | 3000000948 | 120KN PORCELAIN DISC INSULATOR | INS.POR.DISC.B003 | ZSPR_SH | ZSPR | NOS | 14 | 14 | INR
3000 | Northern Zone, Balasore | 3100 | EHT (O&M) Circle, Balasore | 3103 | EHT (O&M) Division, Bhadrak | NL32 | 220/132/33 kV T/L S/S S/D Bhadrak_Line | 3000000954 | 132KV LR 90KN PORCELAIN INSULATOR | INS.POR.LR.D002 | ZSPR_ACT | ZSPR | NOS | 30 | 202515 | INR
3000 | Northern Zone, Balasore | 3100 | EHT (O&M) Circle, Balasore | 3103 | EHT (O&M) Division, Bhadrak | NL32 | 220/132/33 kV T/L S/S S/D Bhadrak_Line | 3000000954 | 132KV LR 90KN PORCELAIN INSULATOR | INS.POR.LR.D002 | ZSPR_US | ZSPR | NOS | 3 | 3 | INR
3000 | Northern Zone, Balasore | 3100 | EHT (O&M) Circle, Balasore | 3103 | EHT (O&M) Division, Bhadrak | NL32 | 220/132/33 kV T/L S/S S/D Bhadrak_Line | 3000000955 | 120KN 132 KV PORCELAIN LONG ROD | INS.POR.LR.D003 | ZSPR_US | ZSPR | NOS | 2 | 2 | INR
3000 | Northern Zone, Balasore | 3100 | EHT (O&M) Circle, Balasore | 3103 | EHT (O&M) Division, Bhadrak | NL32 | 220/132/33 kV T/L S/S S/D Bhadrak_Line | 3000000960 | 90KN 132KV SILICON RUBBER LR INSULATOR | INS.S.RUBBERLR.D001 | ZSPR_ACT | ZSPR | NOS | 28 | 75496.4 | INR
3000 | Northern Zone, Balasore | 3100 | EHT (O&M) Circle, Balasore | 3103 | EHT (O&M) Division, Bhadrak | NL32 | 220/132/33 kV T/L S/S S/D Bhadrak_Line | 3000000961 | 120KN 132 KV SILICON RUBBER LR INSULATOR | INS.S.RUBBERLR.D002 | ZSPR_ACT | ZSPR | NOS | 3 | 8711.94 | INR
3000 | Northern Zone, Balasore | 3100 | EHT (O&M) Circle, Balasore | 3103 | EHT (O&M) Division, Bhadrak | N132 | 220/132/33 kV T/L S/S S/D Bhadrak | 3000000976 | ACDB for Yard Kiosk | MISC.ACDB.A001 | ZSPR_US | ZSPR | NOS | 1 | 5000 | INR
3000 | Northern Zone, Balasore | 3100 | EHT (O&M) Circle, Balasore | 3103 | EHT (O&M) Division, Bhadrak | N133 | 132/33 kV S/S S/D Agarpada | 3000000992 | PT/IVT/CVT CONSOLE BOX | MISC.CONSOLE.A001 | ZSPR_ACT | ZSPR | NOS | 1 | 27139.81 | INR
3000 | Northern Zone, Balasore | 3100 | EHT (O&M) Circle, Balasore | 3103 | EHT (O&M) Division, Bhadrak | N132 | 220/132/33 kV T/L S/S S/D Bhadrak | 3000000996 | CT CONSOLE BOX | MISC.CT.CONSOLE.A001 | ZSPR_ACT | ZSPR | NOS | 1 | 11300 | INR
3000 | Northern Zone, Balasore | 3100 | EHT (O&M) Circle, Balasore | 3103 | EHT (O&M) Division, Bhadrak | N134 | 132/33 kV GIS S/S Chandbali | 3000001090 | GI TUBULAR POLE FOR STREET LIGHT | MISC.TBULR.POLE.A001 | ZSPR_ACT | ZSPR | NOS | 3 | 57259.5 | INR
3000 | Northern Zone, Balasore | 3100 | EHT (O&M) Circle, Balasore | 3103 | EHT (O&M) Division, Bhadrak | N134 | 132/33 kV GIS S/S Chandbali | 3000001090 | GI TUBULAR POLE FOR STREET LIGHT | MISC.TBULR.POLE.A001 | ZSPR_SH | ZSPR | NOS | 1 | 1 | INR
3000 | Northern Zone, Balasore | 3100 | EHT (O&M) Circle, Balasore | 3103 | EHT (O&M) Division, Bhadrak | N132 | 220/132/33 kV T/L S/S S/D Bhadrak | 3000001095 | USED/ OLD Tfr OIL | MISC.TFROIL.A002 | ZSPR_FREE | ZSPR | L | 8143 | 0 | INR
3000 | Northern Zone, Balasore | 3100 | EHT (O&M) Circle, Balasore | 3103 | EHT (O&M) Division, Bhadrak | N133 | 132/33 kV S/S S/D Agarpada | 3000001098 | 10% extra Tfr oil supplied free of cost | MISC.TFROIL.A005 | ZSPR_ACT | ZSPR | L | 900 | 112923 | INR
3000 | Northern Zone, Balasore | 3100 | EHT (O&M) Circle, Balasore | 3103 | EHT (O&M) Division, Bhadrak | N133 | 132/33 kV S/S S/D Agarpada | 3000001131 | MVAR Meter along with Transducer | MTR.MVAR.TDCR.A001 | ZSPR_ACT | ZSPR | NOS | 1 | 5112.37 | INR
3000 | Northern Zone, Balasore | 3100 | EHT (O&M) Circle, Balasore | 3103 | EHT (O&M) Division, Bhadrak | N133 | 132/33 kV S/S S/D Agarpada | 3000001133 | 132kV MVAR METER ALONG WITH TRANSDUCER | MTR.MVARMETER.D.A004 | ZSPR_ACT | ZSPR | NOS | 1 | 5112.94 | INR
3000 | Northern Zone, Balasore | 3100 | EHT (O&M) Circle, Balasore | 3103 | EHT (O&M) Division, Bhadrak | N132 | 220/132/33 kV T/L S/S S/D Bhadrak | 3000001153 | ASSORTED SIZE FOUNDATION NUT & BOLT | NBW.ASRT.FDNB.A001 | ZSPR_ACT | ZSPR | NOS | 80 | 8000 | INR
3000 | Northern Zone, Balasore | 3100 | EHT (O&M) Circle, Balasore | 3103 | EHT (O&M) Division, Bhadrak | N133 | 132/33 kV S/S S/D Agarpada | 3000001154 | NUTS AND BOLTS | NBW.ASRT.GINB.A001 | ZSPR_ACT | ZSPR | KG | 11727 | 1611517.81 | INR
3000 | Northern Zone, Balasore | 3100 | EHT (O&M) Circle, Balasore | 3103 | EHT (O&M) Division, Bhadrak | NL32 | 220/132/33 kV T/L S/S S/D Bhadrak_Line | 3000001177 | 12 X 30 MM GI HALF THREAD NUT & BOLT | NBW.GINB.A001 | ZSPR_ACT | ZSPR | KG | 65 | 8060 | INR
3000 | Northern Zone, Balasore | 3100 | EHT (O&M) Circle, Balasore | 3103 | EHT (O&M) Division, Bhadrak | N133 | 132/33 kV S/S S/D Agarpada | 3000001326 | 24 WINDOW FACIA ANNUNCIATOR RELAY | RLAY.ANCITOR.A002 | ZSPR_ACT | ZSPR | NOS | 1 | 8520.64 | INR
3000 | Northern Zone, Balasore | 3100 | EHT (O&M) Circle, Balasore | 3103 | EHT (O&M) Division, Bhadrak | N133 | 132/33 kV S/S S/D Agarpada | 3000001328 | 16 Window Annunciation fascia | RLAY.ANCITOR.A004 | ZSPR_ACT | ZSPR | NOS | 1 | 8520.64 | INR
3000 | Northern Zone, Balasore | 3100 | EHT (O&M) Circle, Balasore | 3103 | EHT (O&M) Division, Bhadrak | N132 | 220/132/33 kV T/L S/S S/D Bhadrak | 3000001333 | Auxiliary relay | RLAY.AUX.A023 | ZSPR_FREE | ZSPR | NOS | 2 | 0 | INR
3000 | Northern Zone, Balasore | 3100 | EHT (O&M) Circle, Balasore | 3103 | EHT (O&M) Division, Bhadrak | N133 | 132/33 kV S/S S/D Agarpada | 3000001333 | Auxiliary relay | RLAY.AUX.A023 | ZSPR_ACT | ZSPR | NOS | 2 | 42507.62 | INR
3000 | Northern Zone, Balasore | 3100 | EHT (O&M) Circle, Balasore | 3103 | EHT (O&M) Division, Bhadrak | N132 | 220/132/33 kV T/L S/S S/D Bhadrak | 3000001333 | Auxiliary relay | RLAY.AUX.A023 | ZSPR_ACT | ZSPR | NOS | 3 | 63761.44 | INR
3000 | Northern Zone, Balasore | 3100 | EHT (O&M) Circle, Balasore | 3103 | EHT (O&M) Division, Bhadrak | N132 | 220/132/33 kV T/L S/S S/D Bhadrak | 3000001345 | DC/BUSBAR SUPERVISION RELAY | RLAY.DC.SVN.A001 | ZSPR_ACT | ZSPR | NOS | 1 | 45000 | INR
3000 | Northern Zone, Balasore | 3100 | EHT (O&M) Circle, Balasore | 3103 | EHT (O&M) Division, Bhadrak | N132 | 220/132/33 kV T/L S/S S/D Bhadrak | 3000001347 | NUMERIC DIFFERENTIAL RELAY | RLAY.DIFFTIAL.C001 | ZSPR_FREE | ZSPR | NOS | 1 | 0 | INR
3000 | Northern Zone, Balasore | 3100 | EHT (O&M) Circle, Balasore | 3103 | EHT (O&M) Division, Bhadrak | N133 | 132/33 kV S/S S/D Agarpada | 3000001352 | Distance Protection Relay(Cat-A) | RLAY.DP.C003 | ZSPR_ACT | ZSPR | NOS | 1 | 298222.33 | INR
3000 | Northern Zone, Balasore | 3100 | EHT (O&M) Circle, Balasore | 3103 | EHT (O&M) Division, Bhadrak | N132 | 220/132/33 kV T/L S/S S/D Bhadrak | 3000001355 | OC EF NON-DIR BACK-UP RELAY | RLAY.EMBACKUP.A002 | ZSPR_FREE | ZSPR | NOS | 4 | 0 | INR
3000 | Northern Zone, Balasore | 3100 | EHT (O&M) Circle, Balasore | 3103 | EHT (O&M) Division, Bhadrak | N132 | 220/132/33 kV T/L S/S S/D Bhadrak | 3000001369 | 2TJMH-104 E/F NON DIR BACK UP RELAY | RLAY.EMBACKUP.E003 | ZSPR_FREE | ZSPR | NOS | 1 | 0 | INR
3000 | Northern Zone, Balasore | 3100 | EHT (O&M) Circle, Balasore | 3103 | EHT (O&M) Division, Bhadrak | N132 | 220/132/33 kV T/L S/S S/D Bhadrak | 3000001385 | ELECTROMAGNETIC MASTER TRIP RELAY | RLAY.MTRIP.A001 | ZSPR_FREE | ZSPR | NOS | 4 | 0 | INR
3000 | Northern Zone, Balasore | 3100 | EHT (O&M) Circle, Balasore | 3103 | EHT (O&M) Division, Bhadrak | N132 | 220/132/33 kV T/L S/S S/D Bhadrak | 3000001386 | Master Trip Relay | RLAY.MTRIP.A002 | ZSPR_SH | ZSPR | NOS | 2 | 40000 | INR
3000 | Northern Zone, Balasore | 3100 | EHT (O&M) Circle, Balasore | 3103 | EHT (O&M) Division, Bhadrak | N132 | 220/132/33 kV T/L S/S S/D Bhadrak | 3000001386 | Master Trip Relay | RLAY.MTRIP.A002 | ZSPR_ACT | ZSPR | NOS | 7 | 109129.5 | INR
3000 | Northern Zone, Balasore | 3100 | EHT (O&M) Circle, Balasore | 3103 | EHT (O&M) Division, Bhadrak | N133 | 132/33 kV S/S S/D Agarpada | 3000001389 | Master trip relay Numerical | RLAY.MTRIP.A006 | ZSPR_ACT | ZSPR | NOS | 2 | 68165.1 | INR
3000 | Northern Zone, Balasore | 3100 | EHT (O&M) Circle, Balasore | 3103 | EHT (O&M) Division, Bhadrak | N132 | 220/132/33 kV T/L S/S S/D Bhadrak | 3000001404 | Numerical Back up Relay | RLAY.NUMBACKUP.B002 | ZSPR_ACT | ZSPR | NOS | 3 | 166401.22 | INR
3000 | Northern Zone, Balasore | 3100 | EHT (O&M) Circle, Balasore | 3103 | EHT (O&M) Division, Bhadrak | N134 | 132/33 kV GIS S/S Chandbali | 3000001467 | 132KV GIS SPARES | SPR.132GIS.A001 | ZSPR_ACT | ZSPR | SET | 1 | 9623412.12 | INR
3000 | Northern Zone, Balasore | 3100 | EHT (O&M) Circle, Balasore | 3103 | EHT (O&M) Division, Bhadrak | N133 | 132/33 kV S/S S/D Agarpada | 3000001502 | Discrepancy Control switch Circuit (CB) | SPR.BKR.MISC.A001 | ZSPR_ACT | ZSPR | NOS | 2 | 4089 | INR
3000 | Northern Zone, Balasore | 3100 | EHT (O&M) Circle, Balasore | 3103 | EHT (O&M) Division, Bhadrak | N133 | 132/33 kV S/S S/D Agarpada | 3000001503 | CLOSING COIL of 145kV SF6 CB | SPR.BKR132.C001 | ZSPR_ACT | ZSPR | NOS | 4 | 9468.76 | INR
3000 | Northern Zone, Balasore | 3100 | EHT (O&M) Circle, Balasore | 3103 | EHT (O&M) Division, Bhadrak | N133 | 132/33 kV S/S S/D Agarpada | 3000001523 | One Pole assembly of 132KV SF6 CB | SPR.BKR132ABB.D021 | ZSPR_ACT | ZSPR | NOS | 1 | 710053.16 | INR
3000 | Northern Zone, Balasore | 3100 | EHT (O&M) Circle, Balasore | 3103 | EHT (O&M) Division, Bhadrak | N133 | 132/33 kV S/S S/D Agarpada | 3000001650 | AUXILIARY CONTACT132KV SIEMENS SF6 CB | SPR.BKR132SMNS.B001 | ZSPR_ACT | ZSPR | NOS | 1 | 11045.27 | INR
3000 | Northern Zone, Balasore | 3100 | EHT (O&M) Circle, Balasore | 3103 | EHT (O&M) Division, Bhadrak | N133 | 132/33 kV S/S S/D Agarpada | 3000001651 | Trip/Close coil 132KV SF6 Seimens Brker | SPR.BKR132SMNS.B008 | ZSPR_ACT | ZSPR | NOS | 4 | 9468.76 | INR
3000 | Northern Zone, Balasore | 3100 | EHT (O&M) Circle, Balasore | 3103 | EHT (O&M) Division, Bhadrak | N133 | 132/33 kV S/S S/D Agarpada | 3000001869 | Tripping / Closing Coil of 36KV, 1250A,2 | SPR.BKR36.E001 | ZSPR_ACT | ZSPR | NOS | 4 | 15729.32 | INR
3000 | Northern Zone, Balasore | 3100 | EHT (O&M) Circle, Balasore | 3103 | EHT (O&M) Division, Bhadrak | N133 | 132/33 kV S/S S/D Agarpada | 3000001872 | SPRING CHARGING MOTOR 36KV AGNI VCB | SPR.BKR36AGNI.E001 | ZSPR_ACT | ZSPR | SET | 1 | 29492.58 | INR
3000 | Northern Zone, Balasore | 3100 | EHT (O&M) Circle, Balasore | 3103 | EHT (O&M) Division, Bhadrak | N132 | 220/132/33 kV T/L S/S S/D Bhadrak | 3000001929 | TRIPPING / CLOSING COIL 36KV CGL VCB | SPR.BKR36CGL.E001 | ZSPR_ACT | ZSPR | NOS | 1 | 1141.69 | INR
3000 | Northern Zone, Balasore | 3100 | EHT (O&M) Circle, Balasore | 3103 | EHT (O&M) Division, Bhadrak | N132 | 220/132/33 kV T/L S/S S/D Bhadrak | 3000001941 | Limit switch for 36 KV CGL VCB Breaker | SPR.BKR36CGL.E014 | ZSPR_ACT | ZSPR | NOS | 2 | 1370.24 | INR
3000 | Northern Zone, Balasore | 3100 | EHT (O&M) Circle, Balasore | 3103 | EHT (O&M) Division, Bhadrak | N132 | 220/132/33 kV T/L S/S S/D Bhadrak | 3000001958 | Motor limit switch for 36 KV VCB SEIL | SPR.BKR36SEIL.E004 | ZSPR_ACT | ZSPR | NOS | 2 | 2465.36 | INR
3000 | Northern Zone, Balasore | 3100 | EHT (O&M) Circle, Balasore | 3103 | EHT (O&M) Division, Bhadrak | N132 | 220/132/33 kV T/L S/S S/D Bhadrak | 3000001964 | Spring Charging Motor 36KV VCB Stelmec | SPR.BKR36SL.E002 | ZSPR_ACT | ZSPR | NOS | 1 | 3624.9 | INR
3000 | Northern Zone, Balasore | 3100 | EHT (O&M) Circle, Balasore | 3103 | EHT (O&M) Division, Bhadrak | N132 | 220/132/33 kV T/L S/S S/D Bhadrak | 3000001965 | Tripping coil for 36KV Stelmec make VCB. | SPR.BKR36SL.E004 | ZSPR_ACT | ZSPR | NOS | 2 | 4234.8 | INR
3000 | Northern Zone, Balasore | 3100 | EHT (O&M) Circle, Balasore | 3103 | EHT (O&M) Division, Bhadrak | N132 | 220/132/33 kV T/L S/S S/D Bhadrak | 3000001966 | Closing coil for 36KV Stelmec make VCB. | SPR.BKR36SL.E005 | ZSPR_ACT | ZSPR | NOS | 1 | 2119.11 | INR
3000 | Northern Zone, Balasore | 3100 | EHT (O&M) Circle, Balasore | 3103 | EHT (O&M) Division, Bhadrak | N133 | 132/33 kV S/S S/D Agarpada | 3000001971 | ONE POLE ASSEMBLY OF 36KV SIEMENS VCB | SPR.BKR36SMNS.E001 | ZSPR_ACT | ZSPR | NOS | 1 | 186786.33 | INR
3000 | Northern Zone, Balasore | 3100 | EHT (O&M) Circle, Balasore | 3103 | EHT (O&M) Division, Bhadrak | N133 | 132/33 kV S/S S/D Agarpada | 3000001972 | CLOSING COIL OF 36KV SIEMENS VCB | SPR.BKR36SMNS.E002 | ZSPR_ACT | ZSPR | NOS | 4 | 15729.32 | INR
3000 | Northern Zone, Balasore | 3100 | EHT (O&M) Circle, Balasore | 3103 | EHT (O&M) Division, Bhadrak | N133 | 132/33 kV S/S S/D Agarpada | 3000001976 | Aux Switch C. Assembly for 36KV VCB SMNS | SPR.BKR36SMNS.E006 | ZSPR_ACT | ZSPR | NOS | 1 | 19661.73 | INR
3000 | Northern Zone, Balasore | 3100 | EHT (O&M) Circle, Balasore | 3103 | EHT (O&M) Division, Bhadrak | N133 | 132/33 kV S/S S/D Agarpada | 3000001978 | PC RELAY MCB OF 36KV, 1250A,25KA, SMNS | SPR.BKR36SMNS.E008 | ZSPR_ACT | ZSPR | SET | 1 | 39447.4 | INR
3000 | Northern Zone, Balasore | 3100 | EHT (O&M) Circle, Balasore | 3103 | EHT (O&M) Division, Bhadrak | N133 | 132/33 kV S/S S/D Agarpada | 3000002107 | Control Card for 220 Volt DC Charger | SPR.CHRG.AMAR.A001 | ZSPR_ACT | ZSPR | NOS | 1 | 39447.4 | INR
3000 | Northern Zone, Balasore | 3100 | EHT (O&M) Circle, Balasore | 3103 | EHT (O&M) Division, Bhadrak | N134 | 132/33 kV GIS S/S Chandbali | 3000002108 | SERIES INDICATOR FOR AMAR MAKE CHARGER | SPR.CHRG.AMAR.A004 | ZSPR_ACT | ZSPR | NOS | 1 | 1 | INR
3000 | Northern Zone, Balasore | 3100 | EHT (O&M) Circle, Balasore | 3103 | EHT (O&M) Division, Bhadrak | N133 | 132/33 kV S/S S/D Agarpada | 3000002193 | AMMETER WITH TRANSDUCER 132KV CR PANEL | SPR.CRPNL132AE.A001 | ZSPR_ACT | ZSPR | NOS | 1 | 4260.32 | INR
3000 | Northern Zone, Balasore | 3100 | EHT (O&M) Circle, Balasore | 3103 | EHT (O&M) Division, Bhadrak | N133 | 132/33 kV S/S S/D Agarpada | 3000002194 | VOLTMETER WITH TRANSDUCER-132KV CRP AE | SPR.CRPNL132AE.A002 | ZSPR_ACT | ZSPR | NOS | 1 | 4260.32 | INR
3000 | Northern Zone, Balasore | 3100 | EHT (O&M) Circle, Balasore | 3103 | EHT (O&M) Division, Bhadrak | N133 | 132/33 kV S/S S/D Agarpada | 3000002221 | AMMETER SELECTOR SWITCH 33KV CR PANEL | SPR.CRPNL33BHEL.A006 | ZSPR_ACT | ZSPR | NOS | 1 | 1278.09 | INR
3000 | Northern Zone, Balasore | 3100 | EHT (O&M) Circle, Balasore | 3103 | EHT (O&M) Division, Bhadrak | N133 | 132/33 kV S/S S/D Agarpada | 3000002286 | Discrepancy Control switch for Isolator | SPR.ISO.MISC.A001 | ZSPR_ACT | ZSPR | NOS | 2 | 4089 | INR
3000 | Northern Zone, Balasore | 3100 | EHT (O&M) Circle, Balasore | 3103 | EHT (O&M) Division, Bhadrak | N132 | 220/132/33 kV T/L S/S S/D Bhadrak | 3000002364 | 132 KV Isolator pad clamp for Zebra | SPR.ISO132SS.A012 | ZSPR_ACT | ZSPR | NOS | 38 | 53406.8 | INR
3000 | Northern Zone, Balasore | 3100 | EHT (O&M) Circle, Balasore | 3103 | EHT (O&M) Division, Bhadrak | N132 | 220/132/33 kV T/L S/S S/D Bhadrak | 3000002392 | Moving ContaCTAssembly 132KV ISOLATOR | SPR.ISO132SS.A050 | ZSPR_THEFT | ZSPR | NOS | 3 | 82800 | INR
3000 | Northern Zone, Balasore | 3100 | EHT (O&M) Circle, Balasore | 3103 | EHT (O&M) Division, Bhadrak | N132 | 220/132/33 kV T/L S/S S/D Bhadrak | 3000002443 | MACHANISUM BOX 220KV SS MAKE ISOLATOR | SPR.ISO220SS.A024 | ZSPR_ACT | ZSPR | NOS | 5 | 373941.35 | INR
3000 | Northern Zone, Balasore | 3100 | EHT (O&M) Circle, Balasore | 3103 | EHT (O&M) Division, Bhadrak | N132 | 220/132/33 kV T/L S/S S/D Bhadrak | 3000002469 | FIXED CONTACT33KV HIVELM ISOLATOR | SPR.ISO33HVLM.A010 | ZSPR_ACT | ZSPR | NOS | 7 | 24710 | INR
3000 | Northern Zone, Balasore | 3100 | EHT (O&M) Circle, Balasore | 3103 | EHT (O&M) Division, Bhadrak | N132 | 220/132/33 kV T/L S/S S/D Bhadrak | 3000002479 | MOVING CONTACTASSEMBLY 33KV SS ISOLATOR | SPR.ISO33SS.A001 | ZSPR_ACT | ZSPR | NOS | 4 | 65080 | INR
3000 | Northern Zone, Balasore | 3100 | EHT (O&M) Circle, Balasore | 3103 | EHT (O&M) Division, Bhadrak | N132 | 220/132/33 kV T/L S/S S/D Bhadrak | 3000002480 | FEMALE CONTACTFOR 33KV SS MAKE ISOLATOR | SPR.ISO33SS.A002 | ZSPR_ACT | ZSPR | NOS | 3 | 31110 | INR
3000 | Northern Zone, Balasore | 3100 | EHT (O&M) Circle, Balasore | 3103 | EHT (O&M) Division, Bhadrak | N132 | 220/132/33 kV T/L S/S S/D Bhadrak | 3000002499 | FIBER PAD WITH NUTS 33KV SS ISOLATOR | SPR.ISO33SS.A026 | ZSPR_ACT | ZSPR | NOS | 3 | 1925 | INR
3000 | Northern Zone, Balasore | 3100 | EHT (O&M) Circle, Balasore | 3103 | EHT (O&M) Division, Bhadrak | N133 | 132/33 kV S/S S/D Agarpada | 3000002572 | TNC Switch 25 AMP | SPR.MISC.A035 | ZSPR_ACT | ZSPR | NOS | 2 | 4089.2 | INR
3000 | Northern Zone, Balasore | 3100 | EHT (O&M) Circle, Balasore | 3103 | EHT (O&M) Division, Bhadrak | N133 | 132/33 kV S/S S/D Agarpada | 3000002578 | TRIP CKT SUPERVISION RELAY FOR CR PNL | SPR.MISC.A056 | ZSPR_ACT | ZSPR | NOS | 2 | 16359.64 | INR
3000 | Northern Zone, Balasore | 3100 | EHT (O&M) Circle, Balasore | 3103 | EHT (O&M) Division, Bhadrak | N133 | 132/33 kV S/S S/D Agarpada | 3000002620 | Cupper Earth bond | SPR.MISC.A175 | ZSPR_ACT | ZSPR | NOS | 9 | 10170 | INR
3000 | Northern Zone, Balasore | 3100 | EHT (O&M) Circle, Balasore | 3103 | EHT (O&M) Division, Bhadrak | N133 | 132/33 kV S/S S/D Agarpada | 3000002621 | EARTH SUSPENSION CLAMP | SPR.MISC.A177 | ZSPR_ACT | ZSPR | NOS | 7 | 3755.29 | INR
3000 | Northern Zone, Balasore | 3100 | EHT (O&M) Circle, Balasore | 3103 | EHT (O&M) Division, Bhadrak | N132 | 220/132/33 kV T/L S/S S/D Bhadrak | 3000002649 | Breather DTO-2 | SPR.MISC.A229 | ZSPR_FREE | ZSPR | NOS | 2 | 0 | INR
3000 | Northern Zone, Balasore | 3100 | EHT (O&M) Circle, Balasore | 3103 | EHT (O&M) Division, Bhadrak | N132 | 220/132/33 kV T/L S/S S/D Bhadrak | 3000002729 | Electronic Hooter | SPR.MISC.A367 | ZSPR_FREE | ZSPR | NOS | 5 | 0 | INR
3000 | Northern Zone, Balasore | 3100 | EHT (O&M) Circle, Balasore | 3103 | EHT (O&M) Division, Bhadrak | N132 | 220/132/33 kV T/L S/S S/D Bhadrak | 3000002750 | Push Button | SPR.MISC.A454 | ZSPR_FREE | ZSPR | NOS | 8 | 0 | INR
3000 | Northern Zone, Balasore | 3100 | EHT (O&M) Circle, Balasore | 3103 | EHT (O&M) Division, Bhadrak | N132 | 220/132/33 kV T/L S/S S/D Bhadrak | 3000002800 | Meter to PC Cable for Apex Meter. | SPR.MISC.AB14 | ZSPR_ACT | ZSPR | NOS | 1 | 0.27 | INR
3000 | Northern Zone, Balasore | 3100 | EHT (O&M) Circle, Balasore | 3103 | EHT (O&M) Division, Bhadrak | N133 | 132/33 kV S/S S/D Agarpada | 3000002807 | Control switch for Isolator | SPR.PNL.A001 | ZSPR_ACT | ZSPR | NOS | 2 | 4089.2 | INR
3000 | Northern Zone, Balasore | 3100 | EHT (O&M) Circle, Balasore | 3103 | EHT (O&M) Division, Bhadrak | N133 | 132/33 kV S/S S/D Agarpada | 3000002813 | Protection Transfer Switch(NIT) | SPR.PNL33.A001 | ZSPR_ACT | ZSPR | NOS | 2 | 4089.9 | INR
3000 | Northern Zone, Balasore | 3100 | EHT (O&M) Circle, Balasore | 3103 | EHT (O&M) Division, Bhadrak | N133 | 132/33 kV S/S S/D Agarpada | 3000002814 | Ammeter selector switch | SPR.PNL33.A002 | ZSPR_ACT | ZSPR | NOS | 1 | 1278.09 | INR
3000 | Northern Zone, Balasore | 3100 | EHT (O&M) Circle, Balasore | 3103 | EHT (O&M) Division, Bhadrak | N133 | 132/33 kV S/S S/D Agarpada | 3000002815 | Voltmeter Selector Switch | SPR.PNL33.A003 | ZSPR_ACT | ZSPR | NOS | 2 | 2556.18 | INR
3000 | Northern Zone, Balasore | 3100 | EHT (O&M) Circle, Balasore | 3103 | EHT (O&M) Division, Bhadrak | N133 | 132/33 kV S/S S/D Agarpada | 3000002816 | Voltmeter with Transducer of 33KV Panel | SPR.PNL33.A004 | ZSPR_ACT | ZSPR | NOS | 1 | 4260.32 | INR
3000 | Northern Zone, Balasore | 3100 | EHT (O&M) Circle, Balasore | 3103 | EHT (O&M) Division, Bhadrak | N133 | 132/33 kV S/S S/D Agarpada | 3000002817 | Ammeter with Transducer of 33KV Panel | SPR.PNL33.A005 | ZSPR_ACT | ZSPR | NOS | 1 | 4260.32 | INR
3000 | Northern Zone, Balasore | 3100 | EHT (O&M) Circle, Balasore | 3103 | EHT (O&M) Division, Bhadrak | N132 | 220/132/33 kV T/L S/S S/D Bhadrak | 3000002933 | PRV of 160MVA 220/132/33KV BHEL AT | SPR.TFR160BHEL.DC01 | ZSPR_FREE | ZSPR | NOS | 1 | 0 | INR
3000 | Northern Zone, Balasore | 3100 | EHT (O&M) Circle, Balasore | 3103 | EHT (O&M) Division, Bhadrak | N132 | 220/132/33 kV T/L S/S S/D Bhadrak | 3000002934 | OTI &CONTACT60MVA 220/132/33KV BHEL AT | SPR.TFR160BHEL.DC02 | ZSPR_ACT | ZSPR | NOS | 1 | 2000 | INR
3000 | Northern Zone, Balasore | 3100 | EHT (O&M) Circle, Balasore | 3103 | EHT (O&M) Division, Bhadrak | N132 | 220/132/33 kV T/L S/S S/D Bhadrak | 3000002935 | WTI of 160MVA 220/132/33KV BHEL AT | SPR.TFR160BHEL.DC03 | ZSPR_ACT | ZSPR | NOS | 1 | 2000 | INR
3000 | Northern Zone, Balasore | 3100 | EHT (O&M) Circle, Balasore | 3103 | EHT (O&M) Division, Bhadrak | N132 | 220/132/33 kV T/L S/S S/D Bhadrak | 3000002936 | MOLG of 160MVA 220/132/33KV BHEL AT | SPR.TFR160BHEL.DC04 | ZSPR_ACT | ZSPR | NOS | 1 | 2000 | INR
3000 | Northern Zone, Balasore | 3100 | EHT (O&M) Circle, Balasore | 3103 | EHT (O&M) Division, Bhadrak | N132 | 220/132/33 kV T/L S/S S/D Bhadrak | 3000002937 | OFI FOR 160MVA 220/132/33KV BHEL AT | SPR.TFR160BHEL.DC05 | ZSPR_ACT | ZSPR | NOS | 2 | 4000 | INR
3000 | Northern Zone, Balasore | 3100 | EHT (O&M) Circle, Balasore | 3103 | EHT (O&M) Division, Bhadrak | N132 | 220/132/33 kV T/L S/S S/D Bhadrak | 3000002942 | C. FAN&MOTOR-160MVA 220/132/33KV BHEL AT | SPR.TFR160BHEL.DC11 | ZSPR_ACT | ZSPR | NOS | 1 | 5000 | INR
3000 | Northern Zone, Balasore | 3100 | EHT (O&M) Circle, Balasore | 3103 | EHT (O&M) Division, Bhadrak | N132 | 220/132/33 kV T/L S/S S/D Bhadrak | 3000002943 | spares 160MVA 220/13233KV BHEL AT | SPR.TFR160BHEL.DC12 | ZSPR_ACT | ZSPR | NOS | 1 | 10000 | INR
3000 | Northern Zone, Balasore | 3100 | EHT (O&M) Circle, Balasore | 3103 | EHT (O&M) Division, Bhadrak | N132 | 220/132/33 kV T/L S/S S/D Bhadrak | 3000002947 | BR of 160MVA 220/132/33KV BHEL AT | SPR.TFR160BHEL.DC18 | ZSPR_ACT | ZSPR | NOS | 1 | 2000 | INR
3000 | Northern Zone, Balasore | 3100 | EHT (O&M) Circle, Balasore | 3103 | EHT (O&M) Division, Bhadrak | N132 | 220/132/33 kV T/L S/S S/D Bhadrak | 3000003261 | HV Bushing & Rod-40MVA 132/33KV ECE Tfr | SPR.TFR40ECE.EF01 | ZSPR_ACT | ZSPR | NOS | 1 | 420783.3 | INR
3000 | Northern Zone, Balasore | 3100 | EHT (O&M) Circle, Balasore | 3103 | EHT (O&M) Division, Bhadrak | N133 | 132/33 kV S/S S/D Agarpada | 3000003372 | 132KV-CB Clamp of Single Moose | SS.CLAMP.A021 | ZSPR_ACT | ZSPR | NOS | 27 | 27692.01 | INR
3000 | Northern Zone, Balasore | 3100 | EHT (O&M) Circle, Balasore | 3103 | EHT (O&M) Division, Bhadrak | N133 | 132/33 kV S/S S/D Agarpada | 3000003373 | 132KV-IVT Clamp of Single Moose | SS.CLAMP.A026 | ZSPR_ACT | ZSPR | NOS | 5 | 5443.75 | INR
3000 | Northern Zone, Balasore | 3100 | EHT (O&M) Circle, Balasore | 3103 | EHT (O&M) Division, Bhadrak | N133 | 132/33 kV S/S S/D Agarpada | 3000003375 | 132KV-T Clamp for TMoose-Moose | SS.CLAMP.A028 | ZSPR_ACT | ZSPR | NOS | 3 | 4260.3 | INR
3000 | Northern Zone, Balasore | 3100 | EHT (O&M) Circle, Balasore | 3103 | EHT (O&M) Division, Bhadrak | N133 | 132/33 kV S/S S/D Agarpada | 3000003376 | 132KV-T Clamp for Moose-Moose | SS.CLAMP.A029 | ZSPR_ACT | ZSPR | NOS | 33 | 36188.79 | INR
3000 | Northern Zone, Balasore | 3100 | EHT (O&M) Circle, Balasore | 3103 | EHT (O&M) Division, Bhadrak | N133 | 132/33 kV S/S S/D Agarpada | 3000003377 | Spacer for Twin 132 KV Bus (Moose) | SS.CLAMP.A031 | ZSPR_ACT | ZSPR | NOS | 9 | 17041.23 | INR
3000 | Northern Zone, Balasore | 3100 | EHT (O&M) Circle, Balasore | 3103 | EHT (O&M) Division, Bhadrak | N133 | 132/33 kV S/S S/D Agarpada | 3000003378 | 33 KV 'T' Clamp for Twin Moose run with | SS.CLAMP.A032 | ZSPR_ACT | ZSPR | NOS | 11 | 15621.1 | INR
3000 | Northern Zone, Balasore | 3100 | EHT (O&M) Circle, Balasore | 3103 | EHT (O&M) Division, Bhadrak | N133 | 132/33 kV S/S S/D Agarpada | 3000003379 | 33 KV 'T' Clamp for Single Moose run wit | SS.CLAMP.A033 | ZSPR_ACT | ZSPR | NOS | 22 | 24125.86 | INR
3000 | Northern Zone, Balasore | 3100 | EHT (O&M) Circle, Balasore | 3103 | EHT (O&M) Division, Bhadrak | N133 | 132/33 kV S/S S/D Agarpada | 3000003380 | 33 KV IVT Clamp (Single Moose) | SS.CLAMP.A034 | ZSPR_ACT | ZSPR | NOS | 3 | 3266.25 | INR
3000 | Northern Zone, Balasore | 3100 | EHT (O&M) Circle, Balasore | 3103 | EHT (O&M) Division, Bhadrak | N133 | 132/33 kV S/S S/D Agarpada | 3000003381 | 33 KV CT Clamp(Bimetallic, Single Moose) | SS.CLAMP.A035 | ZSPR_ACT | ZSPR | NOS | 3 | 3266.25 | INR
3000 | Northern Zone, Balasore | 3100 | EHT (O&M) Circle, Balasore | 3103 | EHT (O&M) Division, Bhadrak | N133 | 132/33 kV S/S S/D Agarpada | 3000003383 | 33 KV CB Clamp (Single Moose) | SS.CLAMP.A037 | ZSPR_ACT | ZSPR | NOS | 5 | 5128.15 | INR
3000 | Northern Zone, Balasore | 3100 | EHT (O&M) Circle, Balasore | 3103 | EHT (O&M) Division, Bhadrak | N133 | 132/33 kV S/S S/D Agarpada | 3000003384 | 33 KV Isolator pad clamp | SS.CLAMP.A038 | ZSPR_ACT | ZSPR | NOS | 83 | 85127.29 | INR
3000 | Northern Zone, Balasore | 3100 | EHT (O&M) Circle, Balasore | 3103 | EHT (O&M) Division, Bhadrak | N133 | 132/33 kV S/S S/D Agarpada | 3000003388 | Spacer for Twin 33 KV Bus (Moose) | SS.CLAMP.A042 | ZSPR_ACT | ZSPR | NOS | 3 | 5679.99 | INR
3000 | Northern Zone, Balasore | 3100 | EHT (O&M) Circle, Balasore | 3103 | EHT (O&M) Division, Bhadrak | N133 | 132/33 kV S/S S/D Agarpada | 3000003435 | Equipment structure - 33kV CT/NCT | STRS.33EQPT.A010 | ZSPR_ACT | ZSPR | MT | 0.49 | 47936.48 | INR
3000 | Northern Zone, Balasore | 3100 | EHT (O&M) Circle, Balasore | 3103 | EHT (O&M) Division, Bhadrak | N132 | 220/132/33 kV T/L S/S S/D Bhadrak | 3000003437 | Equipment structure-33kV SI w/o ES | STRS.33EQPT.A012 | ZSPR_US | ZSPR | MT | 1 | 1500 | INR
3000 | Northern Zone, Balasore | 3100 | EHT (O&M) Circle, Balasore | 3103 | EHT (O&M) Division, Bhadrak | NL32 | 220/132/33 kV T/L S/S S/D Bhadrak_Line | 3000003443 | Substation Assorted Structure as per BoQ | STRS.ASSORTED.A001 | ZSPR_ACT | ZSPR | MT | 1.01 | 23853.96 | INR
3000 | Northern Zone, Balasore | 3100 | EHT (O&M) Circle, Balasore | 3103 | EHT (O&M) Division, Bhadrak | N133 | 132/33 kV S/S S/D Agarpada | 3000003451 | MW meter along with Transducer | TEL.MISC.A577 | ZSPR_ACT | ZSPR | NOS | 2 | 10224.74 | INR
3000 | Northern Zone, Balasore | 3100 | EHT (O&M) Circle, Balasore | 3103 | EHT (O&M) Division, Bhadrak | N133 | 132/33 kV S/S S/D Agarpada | 3000003485 | 132 KV PA TYPE TEMPLATE | TWR.132PA.TMPL.A001 | ZSPR_ACT | ZSPR | MT | 1.932 | 182909.7 | INR
3000 | Northern Zone, Balasore | 3100 | EHT (O&M) Circle, Balasore | 3103 | EHT (O&M) Division, Bhadrak | N133 | 132/33 kV S/S S/D Agarpada | 3000003490 | 132 KV PB TYPE TEMPLATE | TWR.132PB.TMPL.A001 | ZSPR_ACT | ZSPR | MT | 0.592 | 56046.86 | INR
3000 | Northern Zone, Balasore | 3100 | EHT (O&M) Circle, Balasore | 3103 | EHT (O&M) Division, Bhadrak | N133 | 132/33 kV S/S S/D Agarpada | 3000003493 | 132 KV PC TYPE TEMPLATE | TWR.132PC.TMPL.A001 | ZSPR_ACT | ZSPR | MT | 0.876 | 82934.21 | INR
3000 | Northern Zone, Balasore | 3100 | EHT (O&M) Circle, Balasore | 3103 | EHT (O&M) Division, Bhadrak | NL32 | 220/132/33 kV T/L S/S S/D Bhadrak_Line | 3000003494 | 132 KV PC TYPE NMTL DESIGN TEMPLATE | TWR.132PC.TMPL.F001 | ZSPR_ACT | ZSPR | MT | 0.876 | 70587 | INR
3000 | Northern Zone, Balasore | 3100 | EHT (O&M) Circle, Balasore | 3103 | EHT (O&M) Division, Bhadrak | NL32 | 220/132/33 kV T/L S/S S/D Bhadrak_Line | 3000003529 | 220 KV OC+ 15 TYPE TEMPLATE | TWR.220OC+15.TMPL.A001 | ZSPR_ACT | ZSPR | MT | 2.073 | 135963.01 | INR
3000 | Northern Zone, Balasore | 3100 | EHT (O&M) Circle, Balasore | 3103 | EHT (O&M) Division, Bhadrak | N133 | 132/33 kV S/S S/D Agarpada | 3000003557 | BIRD GUARD | TWR.BD.GRD.A001 | ZSPR_ACT | ZSPR | NOS | 432 | 238576.32 | INR
3000 | Northern Zone, Balasore | 3100 | EHT (O&M) Circle, Balasore | 3103 | EHT (O&M) Division, Bhadrak | N133 | 132/33 kV S/S S/D Agarpada | 3000003561 | DANGER BOARD | TWR.DNGRBRD.A001 | ZSPR_ACT | ZSPR | NOS | 1 | 173.56 | INR
3000 | Northern Zone, Balasore | 3100 | EHT (O&M) Circle, Balasore | 3103 | EHT (O&M) Division, Bhadrak | NL32 | 220/132/33 kV T/L S/S S/D Bhadrak_Line | 3000003562 | ASSORTED GI TOWER ANGLE | TWR.GI.ANGLE.A001 | ZSPR_ACT | ZSPR | MT | 0.334 | 2803.9 | INR
3000 | Northern Zone, Balasore | 3100 | EHT (O&M) Circle, Balasore | 3103 | EHT (O&M) Division, Bhadrak | NL32 | 220/132/33 kV T/L S/S S/D Bhadrak_Line | 3000003563 | 45X45X5MM SIZE GI TOWER ANGLE | TWR.GI.ANGLE.A002 | ZSPR_ACT | ZSPR | MT | 0.127 | 1415.8 | INR
3000 | Northern Zone, Balasore | 3100 | EHT (O&M) Circle, Balasore | 3103 | EHT (O&M) Division, Bhadrak | NL32 | 220/132/33 kV T/L S/S S/D Bhadrak_Line | 3000003564 | 50X50X5MM SIZE GI TOWER ANGLE | TWR.GI.ANGLE.A003 | ZSPR_ACT | ZSPR | MT | 0.053 | 1198.63 | INR
3000 | Northern Zone, Balasore | 3100 | EHT (O&M) Circle, Balasore | 3103 | EHT (O&M) Division, Bhadrak | N133 | 132/33 kV S/S S/D Agarpada | 3000003574 | TOWER HANGER | TWR.HNGR.A001 | ZSPR_ACT | ZSPR | NOS | 42 | 28165.41 | INR
3000 | Northern Zone, Balasore | 3100 | EHT (O&M) Circle, Balasore | 3103 | EHT (O&M) Division, Bhadrak | N133 | 132/33 kV S/S S/D Agarpada | 3000003578 | TOWER NUMBER PLATE | TWR.NO.PLT.A001 | ZSPR_ACT | ZSPR | NOS | 3 | 520.68 | INR
3000 | Northern Zone, Balasore | 3100 | EHT (O&M) Circle, Balasore | 3103 | EHT (O&M) Division, Bhadrak | N133 | 132/33 kV S/S S/D Agarpada | 3000003579 | TOWER PHASE PLATE | TWR.PH.PLT.A001 | ZSPR_ACT | ZSPR | NOS | 12 | 2840.16 | INR
3000 | Northern Zone, Balasore | 3100 | EHT (O&M) Circle, Balasore | 3103 | EHT (O&M) Division, Bhadrak | N133 | 132/33 kV S/S S/D Agarpada | 3000003584 | U' BOLT | TWR.UBOLT.A001 | ZSPR_ACT | ZSPR | KG | 5.5 | 2650.93 | INR
3000 | Northern Zone, Balasore | 3100 | EHT (O&M) Circle, Balasore | 3103 | EHT (O&M) Division, Bhadrak | N133 | 132/33 kV S/S S/D Agarpada | 3000003587 | 132 KV WAVE TRAP 1200/1.0mH | WT.132.F007 | ZSPR_ACT | ZSPR | NOS | 4 | 1307156.8 | INR
3000 | Northern Zone, Balasore | 3100 | EHT (O&M) Circle, Balasore | 3103 | EHT (O&M) Division, Bhadrak | NL32 | 220/132/33 kV T/L S/S S/D Bhadrak_Line | 4000000012 | 15 MM/12MM (1/2") BULDOG CLAMP | TNP.BD.CLAMP.A001 | ZTNP_ACT | ZTNP | NOS | 5 | 375 | INR
3000 | Northern Zone, Balasore | 3100 | EHT (O&M) Circle, Balasore | 3103 | EHT (O&M) Division, Bhadrak | NL32 | 220/132/33 kV T/L S/S S/D Bhadrak_Line | 4000000014 | 20 MM (3/4") BULDOG CLAMP | TNP.BD.CLAMP.A003 | ZTNP_ACT | ZTNP | NOS | 4 | 240 | INR
3000 | Northern Zone, Balasore | 3100 | EHT (O&M) Circle, Balasore | 3103 | EHT (O&M) Division, Bhadrak | N133 | 132/33 kV S/S S/D Agarpada | 4000000047 | D SHACKLE 1" | TNP.DSHAKLE.A001 | ZTNP_ACT | ZTNP | NOS | 80 | 15778.96 | INR
3000 | Northern Zone, Balasore | 3100 | EHT (O&M) Circle, Balasore | 3103 | EHT (O&M) Division, Bhadrak | NL32 | 220/132/33 kV T/L S/S S/D Bhadrak_Line | 4000000053 | D SACKLE OF 1 TON CAPACITY | TNP.DSHAKLE.A009 | ZTNP_ACT | ZTNP | NOS | 2 | 200 | INR
3000 | Northern Zone, Balasore | 3100 | EHT (O&M) Circle, Balasore | 3103 | EHT (O&M) Division, Bhadrak | NL32 | 220/132/33 kV T/L S/S S/D Bhadrak_Line | 4000000054 | D SACKLE OF 3 TON CAPACITY | TNP.DSHAKLE.A010 | ZTNP_ACT | ZTNP | NOS | 1 | 100 | INR
3000 | Northern Zone, Balasore | 3100 | EHT (O&M) Circle, Balasore | 3103 | EHT (O&M) Division, Bhadrak | N132 | 220/132/33 kV T/L S/S S/D Bhadrak | 5000000008 | SCRAP 36KV CT HAVING DIFFERENT RATIO | SCRP.CT1.36OIL.C001 | ZSRP_SCRAP | ZSRP | NOS | 2 | 6000 | INR
3000 | Northern Zone, Balasore | 3100 | EHT (O&M) Circle, Balasore | 3104 | EHT (O&M) Division,Jajpur Road | N142 | 220/132/33 kV T/L S/S S/D Duburi | 1000000000 | 132KV SF6 CB with Strcture | BKR.145SF6.G.P.AI08 | ZCAP_ACT | ZCAP | NOS | 3 | 1425000 | INR
3000 | Northern Zone, Balasore | 3100 | EHT (O&M) Circle, Balasore | 3104 | EHT (O&M) Division,Jajpur Road | N143 | 132/33 kV T/L S/S S/D Jajpur Road | 1000000004 | 36KV VCB with Structure | BKR.36VCB.G.S.F005 | ZCAP_SH | ZCAP | NOS | 1 | 5000.54 | INR
3000 | Northern Zone, Balasore | 3100 | EHT (O&M) Circle, Balasore | 3104 | EHT (O&M) Division,Jajpur Road | N144 | 132/33 kV T/L S/S S/D Jajpur Town | 1000000004 | 36KV VCB with Structure | BKR.36VCB.G.S.F005 | ZCAP_SUP | ZCAP | NOS | 1 | 0.01 | INR
3000 | Northern Zone, Balasore | 3100 | EHT (O&M) Circle, Balasore | 3104 | EHT (O&M) Division,Jajpur Road | N144 | 132/33 kV T/L S/S S/D Jajpur Town | 1000000004 | 36KV VCB with Structure | BKR.36VCB.G.S.F005 | ZCAP_SH | ZCAP | NOS | 1 | 5000.55 | INR
3000 | Northern Zone, Balasore | 3100 | EHT (O&M) Circle, Balasore | 3104 | EHT (O&M) Division,Jajpur Road | N142 | 220/132/33 kV T/L S/S S/D Duburi | 1000000009 | 1CX1000Sqmm 132kV XLPE UG Cable | CBLE.XLPE.AL.AR.A002 | ZCAP_ACT | ZCAP | KM | 0.25 | 125000 | INR
3000 | Northern Zone, Balasore | 3100 | EHT (O&M) Circle, Balasore | 3104 | EHT (O&M) Division,Jajpur Road | N144 | 132/33 kV T/L S/S S/D Jajpur Town | 1000000016 | ACSR PANTHER CONDUCTOR | COND.ACSR.A002 | ZCAP_ACT | ZCAP | KM | 0.285 | 34582.31 | INR
3000 | Northern Zone, Balasore | 3100 | EHT (O&M) Circle, Balasore | 3104 | EHT (O&M) Division,Jajpur Road | N144 | 132/33 kV T/L S/S S/D Jajpur Town | 1000000016 | ACSR PANTHER CONDUCTOR | COND.ACSR.A002 | ZCAP_ACT | ZCAP | KM | 0.85 | 103140.23 | INR
3000 | Northern Zone, Balasore | 3100 | EHT (O&M) Circle, Balasore | 3104 | EHT (O&M) Division,Jajpur Road | N145 | 132/33 kV T/L S/S S/D Anandpur | 1000000016 | ACSR PANTHER CONDUCTOR | COND.ACSR.A002 | ZCAP_ACT | ZCAP | KM | 0.06 | 7280.49 | INR
3000 | Northern Zone, Balasore | 3100 | EHT (O&M) Circle, Balasore | 3104 | EHT (O&M) Division,Jajpur Road | NL43 | 132/33 kV T/L S/S S/D Jajpur Road_Line | 1000000016 | ACSR PANTHER CONDUCTOR | COND.ACSR.A002 | ZCAP_FREE | ZCAP | KM | 0.478 | 0 | INR
3000 | Northern Zone, Balasore | 3100 | EHT (O&M) Circle, Balasore | 3104 | EHT (O&M) Division,Jajpur Road | N143 | 132/33 kV T/L S/S S/D Jajpur Road | 1000000016 | ACSR PANTHER CONDUCTOR | COND.ACSR.A002 | ZCAP_ACT | ZCAP | KM | 0.769 | 93311.57 | INR
3000 | Northern Zone, Balasore | 3100 | EHT (O&M) Circle, Balasore | 3104 | EHT (O&M) Division,Jajpur Road | N142 | 220/132/33 kV T/L S/S S/D Duburi | 1000000016 | ACSR PANTHER CONDUCTOR | COND.ACSR.A002 | ZCAP_ACT | ZCAP | KM | 8.666 | 1051544.93 | INR
3000 | Northern Zone, Balasore | 3100 | EHT (O&M) Circle, Balasore | 3104 | EHT (O&M) Division,Jajpur Road | N142 | 220/132/33 kV T/L S/S S/D Duburi | 1000000017 | ACSR ZEBRA CONDUCTOR | COND.ACSR.A003 | ZCAP_ACT | ZCAP | KM | 0.145 | 31954.63 | INR
3000 | Northern Zone, Balasore | 3100 | EHT (O&M) Circle, Balasore | 3104 | EHT (O&M) Division,Jajpur Road | N143 | 132/33 kV T/L S/S S/D Jajpur Road | 1000000017 | ACSR ZEBRA CONDUCTOR | COND.ACSR.A003 | ZCAP_ACT | ZCAP | KM | 0.35 | 77131.86 | INR
3000 | Northern Zone, Balasore | 3100 | EHT (O&M) Circle, Balasore | 3104 | EHT (O&M) Division,Jajpur Road | N144 | 132/33 kV T/L S/S S/D Jajpur Town | 1000000017 | ACSR ZEBRA CONDUCTOR | COND.ACSR.A003 | ZCAP_ACT | ZCAP | KM | 0.092 | 20274.66 | INR
3000 | Northern Zone, Balasore | 3100 | EHT (O&M) Circle, Balasore | 3104 | EHT (O&M) Division,Jajpur Road | N145 | 132/33 kV T/L S/S S/D Anandpur | 1000000017 | ACSR ZEBRA CONDUCTOR | COND.ACSR.A003 | ZCAP_ACT | ZCAP | KM | 0.127 | 27987.85 | INR
3000 | Northern Zone, Balasore | 3100 | EHT (O&M) Circle, Balasore | 3104 | EHT (O&M) Division,Jajpur Road | N148 | 132 kV SW/S B C Mohanty | 1000000017 | ACSR ZEBRA CONDUCTOR | COND.ACSR.A003 | ZCAP_ACT | ZCAP | KM | 0.04 | 8815.07 | INR
3000 | Northern Zone, Balasore | 3100 | EHT (O&M) Circle, Balasore | 3104 | EHT (O&M) Division,Jajpur Road | N144 | 132/33 kV T/L S/S S/D Jajpur Town | 1000000017 | ACSR ZEBRA CONDUCTOR | COND.ACSR.A003 | ZCAP_SH | ZCAP | KM | 0.05 | 0 | INR
3000 | Northern Zone, Balasore | 3100 | EHT (O&M) Circle, Balasore | 3104 | EHT (O&M) Division,Jajpur Road | N143 | 132/33 kV T/L S/S S/D Jajpur Road | 1000000022 | COPPER CONDUCTOR | COND.SPECIAL.A002 | ZCAP_ACT | ZCAP | KM | 0.114 | 45600 | INR
3000 | Northern Zone, Balasore | 3100 | EHT (O&M) Circle, Balasore | 3104 | EHT (O&M) Division,Jajpur Road | N144 | 132/33 kV T/L S/S S/D Jajpur Town | 1000000025 | 132KV 1 CORE NCTOF PRIMARY CURRENT 800A | CT.132NCT800.C001 | ZCAP_SH | ZCAP | NOS | 1 | 5000 | INR
3000 | Northern Zone, Balasore | 3100 | EHT (O&M) Circle, Balasore | 3104 | EHT (O&M) Division,Jajpur Road | N145 | 132/33 kV T/L S/S S/D Anandpur | 1000000028 | 36KV 1CORE NCTOF PRIMARY CURRENT 200A | CT.36NCT200.A001 | ZCAP_ACT | ZCAP | NOS | 2 | 108317.18 | INR
3000 | Northern Zone, Balasore | 3100 | EHT (O&M) Circle, Balasore | 3104 | EHT (O&M) Division,Jajpur Road | N142 | 220/132/33 kV T/L S/S S/D Duburi | 1000000033 | 36KV 1CORE NCTOF PRIMARY CURRENT 800A | CT.36NCT800.A001 | ZCAP_ACT | ZCAP | NOS | 3 | 204000 | INR
3000 | Northern Zone, Balasore | 3100 | EHT (O&M) Circle, Balasore | 3104 | EHT (O&M) Division,Jajpur Road | N142 | 220/132/33 kV T/L S/S S/D Duburi | 1000000044 | 132KV CT OF RATIO 400-200-100/1-1-1A | CT1.132OIL400.C003 | ZCAP_ACT | ZCAP | NOS | 1 | 100596 | INR
3000 | Northern Zone, Balasore | 3100 | EHT (O&M) Circle, Balasore | 3104 | EHT (O&M) Division,Jajpur Road | N143 | 132/33 kV T/L S/S S/D Jajpur Road | 1000000045 | 132KV CT OF RATIO 400-200-100/1-1-1-1A | CT1.132OIL400.C004 | ZCAP_FREE | ZCAP | NOS | 1 | 0 | INR
3000 | Northern Zone, Balasore | 3100 | EHT (O&M) Circle, Balasore | 3104 | EHT (O&M) Division,Jajpur Road | N143 | 132/33 kV T/L S/S S/D Jajpur Road | 1000000045 | 132KV CT OF RATIO 400-200-100/1-1-1-1A | CT1.132OIL400.C004 | ZCAP_ACT | ZCAP | NOS | 1 | 87850 | INR
3000 | Northern Zone, Balasore | 3100 | EHT (O&M) Circle, Balasore | 3104 | EHT (O&M) Division,Jajpur Road | N142 | 220/132/33 kV T/L S/S S/D Duburi | 1000000045 | 132KV CT OF RATIO 400-200-100/1-1-1-1A | CT1.132OIL400.C004 | ZCAP_ACT | ZCAP | NOS | 2 | 175700 | INR
3000 | Northern Zone, Balasore | 3100 | EHT (O&M) Circle, Balasore | 3104 | EHT (O&M) Division,Jajpur Road | N143 | 132/33 kV T/L S/S S/D Jajpur Road | 1000000047 | 132KV CT OF RATIO 600-300-150/1-1-1A | CT1.132OIL600.C003 | ZCAP_ACT | ZCAP | NOS | 5 | 435575 | INR
3000 | Northern Zone, Balasore | 3100 | EHT (O&M) Circle, Balasore | 3104 | EHT (O&M) Division,Jajpur Road | N145 | 132/33 kV T/L S/S S/D Anandpur | 1000000048 | 132KV CT -600-300-150/1-1-1-1A | CT1.132OIL600.C004 | ZCAP_ACT | ZCAP | NOS | 2 | 174230 | INR
3000 | Northern Zone, Balasore | 3100 | EHT (O&M) Circle, Balasore | 3104 | EHT (O&M) Division,Jajpur Road | N145 | 132/33 kV T/L S/S S/D Anandpur | 1000000049 | 132KV CT OF RATIO 800-400-200/1-1-1A | CT1.132OIL800.C003 | ZCAP_ACT | ZCAP | NOS | 3 | 261345 | INR
3000 | Northern Zone, Balasore | 3100 | EHT (O&M) Circle, Balasore | 3104 | EHT (O&M) Division,Jajpur Road | N142 | 220/132/33 kV T/L S/S S/D Duburi | 1000000053 | 220KV CT-1200-600-300/1A of 5C with TC | CT1.220OIL1200.A005 | ZCAP_ACT | ZCAP | NOS | 3 | 315765.99 | INR
3000 | Northern Zone, Balasore | 3100 | EHT (O&M) Circle, Balasore | 3104 | EHT (O&M) Division,Jajpur Road | N142 | 220/132/33 kV T/L S/S S/D Duburi | 1000000053 | 220KV CT-1200-600-300/1A of 5C with TC | CT1.220OIL1200.A005 | ZCAP_SH | ZCAP | NOS | 3 | 900000 | INR
3000 | Northern Zone, Balasore | 3100 | EHT (O&M) Circle, Balasore | 3104 | EHT (O&M) Division,Jajpur Road | N142 | 220/132/33 kV T/L S/S S/D Duburi | 1000000056 | 220KV CT OF RATIO 600-300-150/1-1-1-1-1A | CT1.220OIL600.C005 | ZCAP_ACT | ZCAP | NOS | 1 | 105255.33 | INR
3000 | Northern Zone, Balasore | 3100 | EHT (O&M) Circle, Balasore | 3104 | EHT (O&M) Division,Jajpur Road | N145 | 132/33 kV T/L S/S S/D Anandpur | 1000000058 | 36KV OIL 1200-600-300/1-1-1A CT | CT1.36OIL1200.C003 | ZCAP_ACT | ZCAP | NOS | 3 | 217289.07 | INR
3000 | Northern Zone, Balasore | 3100 | EHT (O&M) Circle, Balasore | 3104 | EHT (O&M) Division,Jajpur Road | N142 | 220/132/33 kV T/L S/S S/D Duburi | 1000000062 | 36KV CT OF RATIO 400-200-100/1-1-1A | CT1.36OIL400.C003 | ZCAP_ACT | ZCAP | NOS | 2 | 68294.58 | INR
3000 | Northern Zone, Balasore | 3100 | EHT (O&M) Circle, Balasore | 3104 | EHT (O&M) Division,Jajpur Road | N144 | 132/33 kV T/L S/S S/D Jajpur Town | 1000000062 | 36KV CT OF RATIO 400-200-100/1-1-1A | CT1.36OIL400.C003 | ZCAP_SH | ZCAP | NOS | 2 | 6000 | INR
3000 | Northern Zone, Balasore | 3100 | EHT (O&M) Circle, Balasore | 3104 | EHT (O&M) Division,Jajpur Road | N142 | 220/132/33 kV T/L S/S S/D Duburi | 1000000064 | 36KV CT 800-400-200/1-1-1A 0.2s | CT1.36OIL800.B003 | ZCAP_SH | ZCAP | NOS | 1 | 2000 | INR
3000 | Northern Zone, Balasore | 3100 | EHT (O&M) Circle, Balasore | 3104 | EHT (O&M) Division,Jajpur Road | N142 | 220/132/33 kV T/L S/S S/D Duburi | 1000000066 | 33kV CT (800-400-200/1-1-1) | CT1.36OIL800.C003 | ZCAP_ACT | ZCAP | NOS | 3 | 219043.78 | INR
3000 | Northern Zone, Balasore | 3100 | EHT (O&M) Circle, Balasore | 3104 | EHT (O&M) Division,Jajpur Road | N145 | 132/33 kV T/L S/S S/D Anandpur | 1000000066 | 33kV CT (800-400-200/1-1-1) | CT1.36OIL800.C003 | ZCAP_ACT | ZCAP | NOS | 1 | 73014.6 | INR
3000 | Northern Zone, Balasore | 3100 | EHT (O&M) Circle, Balasore | 3104 | EHT (O&M) Division,Jajpur Road | N143 | 132/33 kV T/L S/S S/D Jajpur Road | 1000000066 | 33kV CT (800-400-200/1-1-1) | CT1.36OIL800.C003 | ZCAP_SH | ZCAP | NOS | 2 | 0.02 | INR
3000 | Northern Zone, Balasore | 3100 | EHT (O&M) Circle, Balasore | 3104 | EHT (O&M) Division,Jajpur Road | N143 | 132/33 kV T/L S/S S/D Jajpur Road | 1000000069 | 132KV CVT | CVT.132OIL.S.C003 | ZCAP_ACT | ZCAP | NOS | 2 | 224450 | INR
3000 | Northern Zone, Balasore | 3100 | EHT (O&M) Circle, Balasore | 3104 | EHT (O&M) Division,Jajpur Road | N142 | 220/132/33 kV T/L S/S S/D Duburi | 1000000070 | 220 KV CVT | CVT.220OIL.S.B002 | ZCAP_ACT | ZCAP | NOS | 2 | 319878.25 | INR
3000 | Northern Zone, Balasore | 3100 | EHT (O&M) Circle, Balasore | 3104 | EHT (O&M) Division,Jajpur Road | NL42 | 220/132/33 kV T/L S/S S/D Duburi_Line | 1000000074 | 7/3.15 MM SIZE G.I. EARTH WIRE | EW.STEEL.A002 | ZCAP_ACT | ZCAP | KM | 0.214 | 596.72 | INR
3000 | Northern Zone, Balasore | 3100 | EHT (O&M) Circle, Balasore | 3104 | EHT (O&M) Division,Jajpur Road | NL42 | 220/132/33 kV T/L S/S S/D Duburi_Line | 1000000074 | 7/3.15 MM SIZE G.I. EARTH WIRE | EW.STEEL.A002 | ZCAP_ACT | ZCAP | KM | 3.055 | 8518.52 | INR
3000 | Northern Zone, Balasore | 3100 | EHT (O&M) Circle, Balasore | 3104 | EHT (O&M) Division,Jajpur Road | N144 | 132/33 kV T/L S/S S/D Jajpur Town | 1000000074 | 7/3.15 MM SIZE G.I. EARTH WIRE | EW.STEEL.A002 | ZCAP_ACT | ZCAP | KM | 1.1 | 3067.23 | INR
3000 | Northern Zone, Balasore | 3100 | EHT (O&M) Circle, Balasore | 3104 | EHT (O&M) Division,Jajpur Road | N142 | 220/132/33 kV T/L S/S S/D Duburi | 1000000079 | 132KV DI WITH DOUBLE BREAK W/O ES 1250A | ISO.132DI.DB.A003 | ZCAP_ACT | ZCAP | SET | 6 | 469920 | INR
3000 | Northern Zone, Balasore | 3100 | EHT (O&M) Circle, Balasore | 3104 | EHT (O&M) Division,Jajpur Road | N143 | 132/33 kV T/L S/S S/D Jajpur Road | 1000000081 | 132KV DI WITH DOUBLE BREAK WITH ES 1250A | ISO.132DI.DB.B003 | ZCAP_ACT | ZCAP | SET | 2 | 479535 | INR
3000 | Northern Zone, Balasore | 3100 | EHT (O&M) Circle, Balasore | 3104 | EHT (O&M) Division,Jajpur Road | N142 | 220/132/33 kV T/L S/S S/D Duburi | 1000000081 | 132KV DI WITH DOUBLE BREAK WITH ES 1250A | ISO.132DI.DB.B003 | ZCAP_ACT | ZCAP | SET | 6 | 1438605 | INR
3000 | Northern Zone, Balasore | 3100 | EHT (O&M) Circle, Balasore | 3104 | EHT (O&M) Division,Jajpur Road | N143 | 132/33 kV T/L S/S S/D Jajpur Road | 1000000086 | 132KV 1200A SI W/O ES ISOLATORS | ISO.132SI.DB.A002 | ZCAP_ACT | ZCAP | SET | 1 | 5000 | INR
3000 | Northern Zone, Balasore | 3100 | EHT (O&M) Circle, Balasore | 3104 | EHT (O&M) Division,Jajpur Road | N143 | 132/33 kV T/L S/S S/D Jajpur Road | 1000000087 | 132KV SI W/o ES OF 1250A | ISO.132SI.DB.F002 | ZCAP_ACT | ZCAP | SET | 8 | 88392.89 | INR
3000 | Northern Zone, Balasore | 3100 | EHT (O&M) Circle, Balasore | 3104 | EHT (O&M) Division,Jajpur Road | N142 | 220/132/33 kV T/L S/S S/D Duburi | 1000000097 | 220KV SI WITH DB WITH ES OF 1200A | ISO.220SI.DB.B003 | ZCAP_ACT | ZCAP | SET | 5 | 1534950 | INR
3000 | Northern Zone, Balasore | 3100 | EHT (O&M) Circle, Balasore | 3104 | EHT (O&M) Division,Jajpur Road | N142 | 220/132/33 kV T/L S/S S/D Duburi | 1000000105 | 33KV DI WITH DB W/O ES OF 1200A | ISO.33DI.DB.A005 | ZCAP_ACT | ZCAP | SET | 1 | 13240.33 | INR
3000 | Northern Zone, Balasore | 3100 | EHT (O&M) Circle, Balasore | 3104 | EHT (O&M) Division,Jajpur Road | N143 | 132/33 kV T/L S/S S/D Jajpur Road | 1000000105 | 33KV DI WITH DB W/O ES OF 1200A | ISO.33DI.DB.A005 | ZCAP_ACT | ZCAP | SET | 2 | 26480.67 | INR
3000 | Northern Zone, Balasore | 3100 | EHT (O&M) Circle, Balasore | 3104 | EHT (O&M) Division,Jajpur Road | N144 | 132/33 kV T/L S/S S/D Jajpur Town | 1000000107 | 33KV DI WITH DB WITH ES OF 800A | ISO.33DI.DB.B001 | ZCAP_SH | ZCAP | SET | 0 | 0 | INR
3000 | Northern Zone, Balasore | 3100 | EHT (O&M) Circle, Balasore | 3104 | EHT (O&M) Division,Jajpur Road | N144 | 132/33 kV T/L S/S S/D Jajpur Town | 1000000107 | 33KV DI WITH DB WITH ES OF 800A | ISO.33DI.DB.B001 | ZCAP_SUP | ZCAP | SET | 1 | 8350 | INR
3000 | Northern Zone, Balasore | 3100 | EHT (O&M) Circle, Balasore | 3104 | EHT (O&M) Division,Jajpur Road | N142 | 220/132/33 kV T/L S/S S/D Duburi | 1000000112 | 33KV SI WITH DOUBLE BRAK WITH ES OF 800A | ISO.33SI.DB.A001 | ZCAP_SH | ZCAP | SET | 1 | 20875 | INR
3000 | Northern Zone, Balasore | 3100 | EHT (O&M) Circle, Balasore | 3104 | EHT (O&M) Division,Jajpur Road | N144 | 132/33 kV T/L S/S S/D Jajpur Town | 1000000112 | 33KV SI WITH DOUBLE BRAK WITH ES OF 800A | ISO.33SI.DB.A001 | ZCAP_SH | ZCAP | SET | 1 | 20875 | INR
3000 | Northern Zone, Balasore | 3100 | EHT (O&M) Circle, Balasore | 3104 | EHT (O&M) Division,Jajpur Road | N145 | 132/33 kV T/L S/S S/D Anandpur | 1000000118 | 132KV OIL SP 2C IVT/PT | IVT.132OIL.S.B004 | ZCAP_ACT | ZCAP | NOS | 1 | 135851.81 | INR
3000 | Northern Zone, Balasore | 3100 | EHT (O&M) Circle, Balasore | 3104 | EHT (O&M) Division,Jajpur Road | N142 | 220/132/33 kV T/L S/S S/D Duburi | 1000000118 | 132KV OIL SP 2C IVT/PT | IVT.132OIL.S.B004 | ZCAP_ACT | ZCAP | NOS | 1 | 135851.8 | INR
3000 | Northern Zone, Balasore | 3100 | EHT (O&M) Circle, Balasore | 3104 | EHT (O&M) Division,Jajpur Road | N148 | 132 kV SW/S B C Mohanty | 1000000119 | 132KV OIL SP 3C IVT/PT | IVT.132OIL.S.C003 | ZCAP_US | ZCAP | NOS | 1 | 135851.81 | INR
3000 | Northern Zone, Balasore | 3100 | EHT (O&M) Circle, Balasore | 3104 | EHT (O&M) Division,Jajpur Road | N145 | 132/33 kV T/L S/S S/D Anandpur | 1000000121 | 36KV OIL SP 1C IVT | IVT.36OIL.S.A001 | ZCAP_SH | ZCAP | NOS | 3 | 3000 | INR
3000 | Northern Zone, Balasore | 3100 | EHT (O&M) Circle, Balasore | 3104 | EHT (O&M) Division,Jajpur Road | N143 | 132/33 kV T/L S/S S/D Jajpur Road | 1000000122 | 36KV 2C SP IVT/PT | IVT.36OIL.S.B003 | ZCAP_ACT | ZCAP | NOS | 6 | 207160.8 | INR
3000 | Northern Zone, Balasore | 3100 | EHT (O&M) Circle, Balasore | 3104 | EHT (O&M) Division,Jajpur Road | N143 | 132/33 kV T/L S/S S/D Jajpur Road | 1000000129 | 120KV SURGE ARRESTER & SAS integration | SA.120MO.A005 | ZCAP_SH | ZCAP | NOS | 9 | 393.76 | INR
3000 | Northern Zone, Balasore | 3100 | EHT (O&M) Circle, Balasore | 3104 | EHT (O&M) Division,Jajpur Road | N145 | 132/33 kV T/L S/S S/D Anandpur | 1000000129 | 120KV SURGE ARRESTER & SAS integration | SA.120MO.A005 | ZCAP_SH | ZCAP | NOS | 6 | 262.51 | INR
3000 | Northern Zone, Balasore | 3100 | EHT (O&M) Circle, Balasore | 3104 | EHT (O&M) Division,Jajpur Road | N148 | 132 kV SW/S B C Mohanty | 1000000130 | 132KV SURGE ARRESTER OF 120 KV | SA.145MO.GL.A001 | ZCAP_ACT | ZCAP | NOS | 4 | 28000.57 | INR
3000 | Northern Zone, Balasore | 3100 | EHT (O&M) Circle, Balasore | 3104 | EHT (O&M) Division,Jajpur Road | N142 | 220/132/33 kV T/L S/S S/D Duburi | 1000000130 | 132KV SURGE ARRESTER OF 120 KV | SA.145MO.GL.A001 | ZCAP_ACT | ZCAP | NOS | 3 | 21000.42 | INR
3000 | Northern Zone, Balasore | 3100 | EHT (O&M) Circle, Balasore | 3104 | EHT (O&M) Division,Jajpur Road | N145 | 132/33 kV T/L S/S S/D Anandpur | 1000000130 | 132KV SURGE ARRESTER OF 120 KV | SA.145MO.GL.A001 | ZCAP_ACT | ZCAP | NOS | 2 | 14000.28 | INR
3000 | Northern Zone, Balasore | 3100 | EHT (O&M) Circle, Balasore | 3104 | EHT (O&M) Division,Jajpur Road | N143 | 132/33 kV T/L S/S S/D Jajpur Road | 1000000130 | 132KV SURGE ARRESTER OF 120 KV | SA.145MO.GL.A001 | ZCAP_ACT | ZCAP | NOS | 11 | 77001.56 | INR
3000 | Northern Zone, Balasore | 3100 | EHT (O&M) Circle, Balasore | 3104 | EHT (O&M) Division,Jajpur Road | N144 | 132/33 kV T/L S/S S/D Jajpur Town | 1000000130 | 132KV SURGE ARRESTER OF 120 KV | SA.145MO.GL.A001 | ZCAP_ACT | ZCAP | NOS | 1 | 7000.14 | INR
3000 | Northern Zone, Balasore | 3100 | EHT (O&M) Circle, Balasore | 3104 | EHT (O&M) Division,Jajpur Road | N143 | 132/33 kV T/L S/S S/D Jajpur Road | 1000000130 | 132KV SURGE ARRESTER OF 120 KV | SA.145MO.GL.A001 | ZCAP_SH | ZCAP | NOS | 1 | 3705.1 | INR
3000 | Northern Zone, Balasore | 3100 | EHT (O&M) Circle, Balasore | 3104 | EHT (O&M) Division,Jajpur Road | N142 | 220/132/33 kV T/L S/S S/D Duburi | 1000000132 | 220KV MO WITH RING SURGE ARRESTER | SA.245MO.WR.A005 | ZCAP_ACT | ZCAP | NOS | 18 | 675000 | INR
3000 | Northern Zone, Balasore | 3100 | EHT (O&M) Circle, Balasore | 3104 | EHT (O&M) Division,Jajpur Road | N144 | 132/33 kV T/L S/S S/D Jajpur Town | 1000000134 | 36KV MO W/O SURGE ARRESTER | SA.36MO.WOR.A001 | ZCAP_ACT | ZCAP | NOS | 2 | 20174.69 | INR
3000 | Northern Zone, Balasore | 3100 | EHT (O&M) Circle, Balasore | 3104 | EHT (O&M) Division,Jajpur Road | N145 | 132/33 kV T/L S/S S/D Anandpur | 1000000134 | 36KV MO W/O SURGE ARRESTER | SA.36MO.WOR.A001 | ZCAP_ACT | ZCAP | NOS | 3 | 30262.04 | INR
3000 | Northern Zone, Balasore | 3100 | EHT (O&M) Circle, Balasore | 3104 | EHT (O&M) Division,Jajpur Road | N143 | 132/33 kV T/L S/S S/D Jajpur Road | 1000000134 | 36KV MO W/O SURGE ARRESTER | SA.36MO.WOR.A001 | ZCAP_ACT | ZCAP | NOS | 21 | 211834.27 | INR
3000 | Northern Zone, Balasore | 3100 | EHT (O&M) Circle, Balasore | 3104 | EHT (O&M) Division,Jajpur Road | N142 | 220/132/33 kV T/L S/S S/D Duburi | 1000000134 | 36KV MO W/O SURGE ARRESTER | SA.36MO.WOR.A001 | ZCAP_ACT | ZCAP | NOS | 2 | 20174.69 | INR
3000 | Northern Zone, Balasore | 3100 | EHT (O&M) Circle, Balasore | 3104 | EHT (O&M) Division,Jajpur Road | N142 | 220/132/33 kV T/L S/S S/D Duburi | 1000000134 | 36KV MO W/O SURGE ARRESTER | SA.36MO.WOR.A001 | ZCAP_SH | ZCAP | NOS | 1 | 11993.47 | INR
3000 | Northern Zone, Balasore | 3100 | EHT (O&M) Circle, Balasore | 3104 | EHT (O&M) Division,Jajpur Road | N143 | 132/33 kV T/L S/S S/D Jajpur Road | 1000000134 | 36KV MO W/O SURGE ARRESTER | SA.36MO.WOR.A001 | ZCAP_SH | ZCAP | NOS | 2 | 23986.94 | INR
3000 | Northern Zone, Balasore | 3100 | EHT (O&M) Circle, Balasore | 3104 | EHT (O&M) Division,Jajpur Road | N144 | 132/33 kV T/L S/S S/D Jajpur Town | 1000000134 | 36KV MO W/O SURGE ARRESTER | SA.36MO.WOR.A001 | ZCAP_SUP | ZCAP | NOS | 2 | 0.01 | INR
3000 | Northern Zone, Balasore | 3100 | EHT (O&M) Circle, Balasore | 3104 | EHT (O&M) Division,Jajpur Road | N148 | 132 kV SW/S B C Mohanty | 1000000151 | 250KVA 33/0.4KV STATION Tfr | TFR.250ST33H.A003 | ZCAP_US | ZCAP | NOS | 1 | 0.01 | INR
3000 | Northern Zone, Balasore | 3100 | EHT (O&M) Circle, Balasore | 3104 | EHT (O&M) Division,Jajpur Road | N148 | 132 kV SW/S B C Mohanty | 1000000244 | 6mtr extension to 220 KV OC type Tower | TWR.220OC+6.L.A001 | ZCAP_ACT | ZCAP | MT | 10.071 | 759151.43 | INR
3000 | Northern Zone, Balasore | 3100 | EHT (O&M) Circle, Balasore | 3104 | EHT (O&M) Division,Jajpur Road | N148 | 132 kV SW/S B C Mohanty | 1000000244 | 6mtr extension to 220 KV OC type Tower | TWR.220OC+6.L.A001 | ZCAP_THEFT | ZCAP | MT | 0.319 | 24075.69 | INR
3000 | Northern Zone, Balasore | 3100 | EHT (O&M) Circle, Balasore | 3104 | EHT (O&M) Division,Jajpur Road | N148 | 132 kV SW/S B C Mohanty | 1000000246 | 6mtr extension to 220 KV UR type Tower | TWR.220UR+6.L.A001 | ZCAP_THEFT | ZCAP | MT | 0.222 | 16748.95 | INR
3000 | Northern Zone, Balasore | 3100 | EHT (O&M) Circle, Balasore | 3104 | EHT (O&M) Division,Jajpur Road | N148 | 132 kV SW/S B C Mohanty | 1000000246 | 6mtr extension to 220 KV UR type Tower | TWR.220UR+6.L.A001 | ZCAP_ACT | ZCAP | MT | 3.812 | 287340.25 | INR
3000 | Northern Zone, Balasore | 3100 | EHT (O&M) Circle, Balasore | 3104 | EHT (O&M) Division,Jajpur Road | N145 | 132/33 kV T/L S/S S/D Anandpur | 1000000318 | 2.5 MM MS 2 C CONTROL CABLE ARM | CBLE.CTRL.AR.A002 | ZCAP_ACT | ZCAP | KM | 0.078 | 8440.38 | INR
3000 | Northern Zone, Balasore | 3100 | EHT (O&M) Circle, Balasore | 3104 | EHT (O&M) Division,Jajpur Road | N144 | 132/33 kV T/L S/S S/D Jajpur Town | 2000000019 | Aluminium Paint | CNSM.PAINT.A007 | ZCON_SH | ZCON | L | 8 | 800 | INR
3000 | Northern Zone, Balasore | 3100 | EHT (O&M) Circle, Balasore | 3104 | EHT (O&M) Division,Jajpur Road | N142 | 220/132/33 kV T/L S/S S/D Duburi | 2000000022 | SILICAGEL | CNSM.SILICAGEL.A001 | ZCON_ACT | ZCON | KG | 100 | 27730 | INR
3000 | Northern Zone, Balasore | 3100 | EHT (O&M) Circle, Balasore | 3104 | EHT (O&M) Division,Jajpur Road | N143 | 132/33 kV T/L S/S S/D Jajpur Road | 2000000022 | SILICAGEL | CNSM.SILICAGEL.A001 | ZCON_ACT | ZCON | KG | 50 | 13865 | INR
3000 | Northern Zone, Balasore | 3100 | EHT (O&M) Circle, Balasore | 3104 | EHT (O&M) Division,Jajpur Road | N144 | 132/33 kV T/L S/S S/D Jajpur Town | 2000000022 | SILICAGEL | CNSM.SILICAGEL.A001 | ZCON_ACT | ZCON | KG | 27 | 7487.1 | INR
3000 | Northern Zone, Balasore | 3100 | EHT (O&M) Circle, Balasore | 3104 | EHT (O&M) Division,Jajpur Road | N145 | 132/33 kV T/L S/S S/D Anandpur | 2000000022 | SILICAGEL | CNSM.SILICAGEL.A001 | ZCON_ACT | ZCON | KG | 50 | 13865 | INR
3000 | Northern Zone, Balasore | 3100 | EHT (O&M) Circle, Balasore | 3104 | EHT (O&M) Division,Jajpur Road | N142 | 220/132/33 kV T/L S/S S/D Duburi | 2000000074 | BUZZER CALLING BELL | ILWR.C.BELL.B001 | ZCON_US | ZCON | NOS | 1 | 5000 | INR
3000 | Northern Zone, Balasore | 3100 | EHT (O&M) Circle, Balasore | 3104 | EHT (O&M) Division,Jajpur Road | N143 | 132/33 kV T/L S/S S/D Jajpur Road | 2000000095 | HRC FUSE 16 AMP | ILWR.FUSE.A006 | ZCON_ACT | ZCON | NOS | 18 | 945.54 | INR
3000 | Northern Zone, Balasore | 3100 | EHT (O&M) Circle, Balasore | 3104 | EHT (O&M) Division,Jajpur Road | N143 | 132/33 kV T/L S/S S/D Jajpur Road | 2000000096 | HRC FUSE OF DIFFERENT RATINGS | ILWR.FUSE.B001 | ZCON_ACT | ZCON | NOS | 8 | 399.61 | INR
3000 | Northern Zone, Balasore | 3100 | EHT (O&M) Circle, Balasore | 3104 | EHT (O&M) Division,Jajpur Road | N142 | 220/132/33 kV T/L S/S S/D Duburi | 2000000096 | HRC FUSE OF DIFFERENT RATINGS | ILWR.FUSE.B001 | ZCON_ACT | ZCON | NOS | 40 | 1998.05 | INR
3000 | Northern Zone, Balasore | 3100 | EHT (O&M) Circle, Balasore | 3104 | EHT (O&M) Division,Jajpur Road | N143 | 132/33 kV T/L S/S S/D Jajpur Road | 2000000097 | HRC FUSE 4A | ILWR.FUSE.B002 | ZCON_ACT | ZCON | NOS | 8 | 573.33 | INR
3000 | Northern Zone, Balasore | 3100 | EHT (O&M) Circle, Balasore | 3104 | EHT (O&M) Division,Jajpur Road | N143 | 132/33 kV T/L S/S S/D Jajpur Road | 2000000098 | HRC FUSE 6A | ILWR.FUSE.B003 | ZCON_ACT | ZCON | NOS | 5 | 450 | INR
3000 | Northern Zone, Balasore | 3100 | EHT (O&M) Circle, Balasore | 3104 | EHT (O&M) Division,Jajpur Road | N143 | 132/33 kV T/L S/S S/D Jajpur Road | 2000000099 | HRC FUSE 10A | ILWR.FUSE.B004 | ZCON_ACT | ZCON | NOS | 10 | 900 | INR
3000 | Northern Zone, Balasore | 3100 | EHT (O&M) Circle, Balasore | 3104 | EHT (O&M) Division,Jajpur Road | N143 | 132/33 kV T/L S/S S/D Jajpur Road | 2000000100 | HRC FUSE 32A | ILWR.FUSE.B005 | ZCON_ACT | ZCON | NOS | 27 | 1597.05 | INR
3000 | Northern Zone, Balasore | 3100 | EHT (O&M) Circle, Balasore | 3104 | EHT (O&M) Division,Jajpur Road | N142 | 220/132/33 kV T/L S/S S/D Duburi | 2000000100 | HRC FUSE 32A | ILWR.FUSE.B005 | ZCON_ACT | ZCON | NOS | 27 | 1597.05 | INR
3000 | Northern Zone, Balasore | 3100 | EHT (O&M) Circle, Balasore | 3104 | EHT (O&M) Division,Jajpur Road | N143 | 132/33 kV T/L S/S S/D Jajpur Road | 2000000101 | HRC FUSE 16A | ILWR.FUSE.B006 | ZCON_ACT | ZCON | NOS | 41 | 941.99 | INR
3000 | Northern Zone, Balasore | 3100 | EHT (O&M) Circle, Balasore | 3104 | EHT (O&M) Division,Jajpur Road | N142 | 220/132/33 kV T/L S/S S/D Duburi | 2000000101 | HRC FUSE 16A | ILWR.FUSE.B006 | ZCON_ACT | ZCON | NOS | 14 | 321.65 | INR
3000 | Northern Zone, Balasore | 3100 | EHT (O&M) Circle, Balasore | 3104 | EHT (O&M) Division,Jajpur Road | N143 | 132/33 kV T/L S/S S/D Jajpur Road | 2000000102 | HRC Fuse, Rating-63A | ILWR.FUSE.B007 | ZCON_ACT | ZCON | NOS | 14 | 925.82 | INR
3000 | Northern Zone, Balasore | 3100 | EHT (O&M) Circle, Balasore | 3104 | EHT (O&M) Division,Jajpur Road | N142 | 220/132/33 kV T/L S/S S/D Duburi | 2000000102 | HRC Fuse, Rating-63A | ILWR.FUSE.B007 | ZCON_ACT | ZCON | NOS | 18 | 1190.34 | INR
3000 | Northern Zone, Balasore | 3100 | EHT (O&M) Circle, Balasore | 3104 | EHT (O&M) Division,Jajpur Road | N143 | 132/33 kV T/L S/S S/D Jajpur Road | 2000000112 | FUSE 100 AMP | ILWR.FUSE.G002 | ZCON_ACT | ZCON | NOS | 5 | 500 | INR
3000 | Northern Zone, Balasore | 3100 | EHT (O&M) Circle, Balasore | 3104 | EHT (O&M) Division,Jajpur Road | N143 | 132/33 kV T/L S/S S/D Jajpur Road | 2000000115 | HBC FUSE BASE CARRIER 32 AMP | ILWR.FUSE.J003 | ZCON_ACT | ZCON | NOS | 50 | 10900 | INR
3000 | Northern Zone, Balasore | 3100 | EHT (O&M) Circle, Balasore | 3104 | EHT (O&M) Division,Jajpur Road | N144 | 132/33 kV T/L S/S S/D Jajpur Town | 2000000137 | HOLDER OF400W LAMP OF HPSV LIGHT FITTING | ILWR.HPSV.FT.S.E002 | ZCON_SH | ZCON | NOS | 3 | 213 | INR
3000 | Northern Zone, Balasore | 3100 | EHT (O&M) Circle, Balasore | 3104 | EHT (O&M) Division,Jajpur Road | N144 | 132/33 kV T/L S/S S/D Jajpur Town | 2000000141 | IGNITOR 400W LAMP OF HPSV LIGHT FITTING | ILWR.HPSV.FT.S.G002 | ZCON_SH | ZCON | NOS | 3 | 270.48 | INR
3000 | Northern Zone, Balasore | 3100 | EHT (O&M) Circle, Balasore | 3104 | EHT (O&M) Division,Jajpur Road | N144 | 132/33 kV T/L S/S S/D Jajpur Town | 2000000142 | CAPACITOR OF HPSV LIGHT FITTING SINGLE | ILWR.HPSV.FT.S.H001 | ZCON_SH | ZCON | NOS | 4 | 1616 | INR
3000 | Northern Zone, Balasore | 3100 | EHT (O&M) Circle, Balasore | 3104 | EHT (O&M) Division,Jajpur Road | N142 | 220/132/33 kV T/L S/S S/D Duburi | 2000000145 | LED TYPE INDICATION LAMP (RED) | ILWR.INDIC.LAMP.A001 | ZCON_ACT | ZCON | NOS | 10 | 100 | INR
3000 | Northern Zone, Balasore | 3100 | EHT (O&M) Circle, Balasore | 3104 | EHT (O&M) Division,Jajpur Road | N142 | 220/132/33 kV T/L S/S S/D Duburi | 2000000147 | LED TYPE INDICATION LAMP (GREEN) | ILWR.INDIC.LAMP.A002 | ZCON_ACT | ZCON | NOS | 18 | 180 | INR
3000 | Northern Zone, Balasore | 3100 | EHT (O&M) Circle, Balasore | 3104 | EHT (O&M) Division,Jajpur Road | N142 | 220/132/33 kV T/L S/S S/D Duburi | 2000000149 | LED TYPE INDICATION LAMP (AMBER/ORANGE) | ILWR.INDIC.LAMP.A004 | ZCON_ACT | ZCON | NOS | 7 | 70 | INR
3000 | Northern Zone, Balasore | 3100 | EHT (O&M) Circle, Balasore | 3104 | EHT (O&M) Division,Jajpur Road | N144 | 132/33 kV T/L S/S S/D Jajpur Town | 2000000159 | LED based Flood light fitting | ILWR.LED.FT.A012 | ZCON_ACT | ZCON | NOS | 10 | 39294 | INR
3000 | Northern Zone, Balasore | 3100 | EHT (O&M) Circle, Balasore | 3104 | EHT (O&M) Division,Jajpur Road | N145 | 132/33 kV T/L S/S S/D Anandpur | 2000000159 | LED based Flood light fitting | ILWR.LED.FT.A012 | ZCON_ACT | ZCON | NOS | 15 | 58941 | INR
3000 | Northern Zone, Balasore | 3100 | EHT (O&M) Circle, Balasore | 3104 | EHT (O&M) Division,Jajpur Road | N148 | 132 kV SW/S B C Mohanty | 2000000159 | LED based Flood light fitting | ILWR.LED.FT.A012 | ZCON_ACT | ZCON | NOS | 5 | 19647 | INR
3000 | Northern Zone, Balasore | 3100 | EHT (O&M) Circle, Balasore | 3104 | EHT (O&M) Division,Jajpur Road | N143 | 132/33 kV T/L S/S S/D Jajpur Road | 2000000159 | LED based Flood light fitting | ILWR.LED.FT.A012 | ZCON_ACT | ZCON | NOS | 25 | 98235 | INR
3000 | Northern Zone, Balasore | 3100 | EHT (O&M) Circle, Balasore | 3104 | EHT (O&M) Division,Jajpur Road | N142 | 220/132/33 kV T/L S/S S/D Duburi | 2000000159 | LED based Flood light fitting | ILWR.LED.FT.A012 | ZCON_ACT | ZCON | NOS | 40 | 157176 | INR
3000 | Northern Zone, Balasore | 3100 | EHT (O&M) Circle, Balasore | 3104 | EHT (O&M) Division,Jajpur Road | N144 | 132/33 kV T/L S/S S/D Jajpur Town | 2000000163 | 16 AMP MCB | ILWR.MCB.A003 | ZCON_ACT | ZCON | NOS | 2 | 380 | INR
3000 | Northern Zone, Balasore | 3100 | EHT (O&M) Circle, Balasore | 3104 | EHT (O&M) Division,Jajpur Road | N144 | 132/33 kV T/L S/S S/D Jajpur Town | 2000000169 | 16A Double Pole (DP) MCB | ILWR.MCB.B002 | ZCON_ACT | ZCON | NOS | 1 | 1147.62 | INR
3000 | Northern Zone, Balasore | 3100 | EHT (O&M) Circle, Balasore | 3104 | EHT (O&M) Division,Jajpur Road | N144 | 132/33 kV T/L S/S S/D Jajpur Town | 2000000173 | 16A 3 pole AC MCB | ILWR.MCB.C002 | ZCON_ACT | ZCON | NOS | 2 | 2360 | INR
3000 | Northern Zone, Balasore | 3100 | EHT (O&M) Circle, Balasore | 3104 | EHT (O&M) Division,Jajpur Road | N142 | 220/132/33 kV T/L S/S S/D Duburi | 2000000207 | 400AMP TPN MAIN SWITCH | ILWR.TPN.C004 | ZCON_ACT | ZCON | NOS | 1 | 5000 | INR
3000 | Northern Zone, Balasore | 3100 | EHT (O&M) Circle, Balasore | 3104 | EHT (O&M) Division,Jajpur Road | N142 | 220/132/33 kV T/L S/S S/D Duburi | 2000000215 | 10MM GASKET CORK | MISC.GASKET.C.A004 | ZCON_SH | ZCON | NOS | 9 | 540 | INR
3000 | Northern Zone, Balasore | 3100 | EHT (O&M) Circle, Balasore | 3104 | EHT (O&M) Division,Jajpur Road | N143 | 132/33 kV T/L S/S S/D Jajpur Road | 2000000250 | HRC FUSE 100AMP | ILWR.FUSE.B015 | ZCON_ACT | ZCON | NOS | 21 | 1979.46 | INR
3000 | Northern Zone, Balasore | 3100 | EHT (O&M) Circle, Balasore | 3104 | EHT (O&M) Division,Jajpur Road | N145 | 132/33 kV T/L S/S S/D Anandpur | 3000000008 | Battery cells of 220V 350AH Battery set | BAT.PLANTE.A004 | ZSPR_SH | ZSPR | SET | 1 | 1 | INR
3000 | Northern Zone, Balasore | 3100 | EHT (O&M) Circle, Balasore | 3104 | EHT (O&M) Division,Jajpur Road | N145 | 132/33 kV T/L S/S S/D Anandpur | 3000000029 | Bushing w/orod-132/33KV 20MVA BHELTfr | BUSH.132BHEL.AB03 | ZSPR_ACT | ZSPR | NOS | 1 | 20000 | INR
3000 | Northern Zone, Balasore | 3100 | EHT (O&M) Circle, Balasore | 3104 | EHT (O&M) Division,Jajpur Road | N142 | 220/132/33 kV T/L S/S S/D Duburi | 3000000057 | HV N BUSHING WITH ROD of 40MVA TR Tfr | BUSH.220TR.EB04 | ZSPR_ACT | ZSPR | SET | 1 | 50000 | INR
3000 | Northern Zone, Balasore | 3100 | EHT (O&M) Circle, Balasore | 3104 | EHT (O&M) Division,Jajpur Road | N145 | 132/33 kV T/L S/S S/D Anandpur | 3000000072 | LV BUSHING W/O ROD FOR 20MVA BHEL Tfr | BUSH.33BHEL.BB11 | ZSPR_ACT | ZSPR | NOS | 1 | 10000 | INR
3000 | Northern Zone, Balasore | 3100 | EHT (O&M) Circle, Balasore | 3104 | EHT (O&M) Division,Jajpur Road | N145 | 132/33 kV T/L S/S S/D Anandpur | 3000000073 | N.Bushing w/orod of 20MVABHELTfr | BUSH.33BHEL.BB12 | ZSPR_ACT | ZSPR | NOS | 1 | 10000 | INR
3000 | Northern Zone, Balasore | 3100 | EHT (O&M) Circle, Balasore | 3104 | EHT (O&M) Division,Jajpur Road | N142 | 220/132/33 kV T/L S/S S/D Duburi | 3000000083 | BUSHING FOR 40MVA TR Tfr | BUSH.33TR.BB06 | ZSPR_ACT | ZSPR | NOS | 1 | 2550 | INR
3000 | Northern Zone, Balasore | 3100 | EHT (O&M) Circle, Balasore | 3104 | EHT (O&M) Division,Jajpur Road | N144 | 132/33 kV T/L S/S S/D Jajpur Town | 3000000083 | BUSHING FOR 40MVA TR Tfr | BUSH.33TR.BB06 | ZSPR_ACT | ZSPR | NOS | 1 | 2550 | INR
3000 | Northern Zone, Balasore | 3100 | EHT (O&M) Circle, Balasore | 3104 | EHT (O&M) Division,Jajpur Road | N142 | 220/132/33 kV T/L S/S S/D Duburi | 3000000085 | LV NEUTRAL BUSHING FOR 40MVA TR Tfr | BUSH.33TR.EB03 | ZSPR_ACT | ZSPR | SET | 1 | 15250 | INR
3000 | Northern Zone, Balasore | 3100 | EHT (O&M) Circle, Balasore | 3104 | EHT (O&M) Division,Jajpur Road | N144 | 132/33 kV T/L S/S S/D Jajpur Town | 3000000085 | LV NEUTRAL BUSHING FOR 40MVA TR Tfr | BUSH.33TR.EB03 | ZSPR_ACT | ZSPR | SET | 1 | 15250 | INR
3000 | Northern Zone, Balasore | 3100 | EHT (O&M) Circle, Balasore | 3104 | EHT (O&M) Division,Jajpur Road | N148 | 132 kV SW/S B C Mohanty | 3000000112 | 2.5SQMM 16C CONTROL CABLE | CBLE.CTRL.AR.C016 | ZSPR_FREE | ZSPR | KM | 0.816 | 0.01 | INR
3000 | Northern Zone, Balasore | 3100 | EHT (O&M) Circle, Balasore | 3104 | EHT (O&M) Division,Jajpur Road | N142 | 220/132/33 kV T/L S/S S/D Duburi | 3000000115 | 2.5 SQMM MSTRAND 3C AR CCABLE | CBLE.CTRL.AR.D003 | ZSPR_ACT | ZSPR | KM | 0.115 | 5750 | INR
3000 | Northern Zone, Balasore | 3100 | EHT (O&M) Circle, Balasore | 3104 | EHT (O&M) Division,Jajpur Road | N145 | 132/33 kV T/L S/S S/D Anandpur | 3000000116 | 4C X 2.5SQMM CONTROL ARMOURED CABLE | CBLE.CTRL.AR.D004 | ZSPR_ACT | ZSPR | KM | 0.049 | 4975.89 | INR
3000 | Northern Zone, Balasore | 3100 | EHT (O&M) Circle, Balasore | 3104 | EHT (O&M) Division,Jajpur Road | N142 | 220/132/33 kV T/L S/S S/D Duburi | 3000000116 | 4C X 2.5SQMM CONTROL ARMOURED CABLE | CBLE.CTRL.AR.D004 | ZSPR_ACT | ZSPR | KM | 0.07 | 7108.42 | INR
3000 | Northern Zone, Balasore | 3100 | EHT (O&M) Circle, Balasore | 3104 | EHT (O&M) Division,Jajpur Road | N144 | 132/33 kV T/L S/S S/D Jajpur Town | 3000000120 | 2.5 SQMM 8C CONTROL CABLE | CBLE.CTRL.AR.D008 | ZSPR_ACT | ZSPR | KM | 0.14 | 28000 | INR
3000 | Northern Zone, Balasore | 3100 | EHT (O&M) Circle, Balasore | 3104 | EHT (O&M) Division,Jajpur Road | N144 | 132/33 kV T/L S/S S/D Jajpur Town | 3000000134 | 2.5SQMM 3C CONTROL CABLE | CBLE.CTRL.UAR.C003 | ZSPR_ACT | ZSPR | KM | 0.049 | 3687.63 | INR
3000 | Northern Zone, Balasore | 3100 | EHT (O&M) Circle, Balasore | 3104 | EHT (O&M) Division,Jajpur Road | N143 | 132/33 kV T/L S/S S/D Jajpur Road | 3000000134 | 2.5SQMM 3C CONTROL CABLE | CBLE.CTRL.UAR.C003 | ZSPR_ACT | ZSPR | KM | 0.2 | 15051.54 | INR
3000 | Northern Zone, Balasore | 3100 | EHT (O&M) Circle, Balasore | 3104 | EHT (O&M) Division,Jajpur Road | N144 | 132/33 kV T/L S/S S/D Jajpur Town | 3000000135 | 2.5 SQMM 4C CONTROL CABLE | CBLE.CTRL.UAR.C004 | ZSPR_ACT | ZSPR | KM | 0.133 | 13947.71 | INR
3000 | Northern Zone, Balasore | 3100 | EHT (O&M) Circle, Balasore | 3104 | EHT (O&M) Division,Jajpur Road | N144 | 132/33 kV T/L S/S S/D Jajpur Town | 3000000136 | 2.5 SQMM 5C CONTROL CABLE | CBLE.CTRL.UAR.C005 | ZSPR_ACT | ZSPR | KM | 0.05 | 25000 | INR
3000 | Northern Zone, Balasore | 3100 | EHT (O&M) Circle, Balasore | 3104 | EHT (O&M) Division,Jajpur Road | N143 | 132/33 kV T/L S/S S/D Jajpur Road | 3000000137 | 2.5 SQMM 7C UR CONTROL CABLE | CBLE.CTRL.UAR.C007 | ZSPR_ACT | ZSPR | KM | 0.175 | 18871.33 | INR
3000 | Northern Zone, Balasore | 3100 | EHT (O&M) Circle, Balasore | 3104 | EHT (O&M) Division,Jajpur Road | N142 | 220/132/33 kV T/L S/S S/D Duburi | 3000000137 | 2.5 SQMM 7C UR CONTROL CABLE | CBLE.CTRL.UAR.C007 | ZSPR_ACT | ZSPR | KM | 0.3 | 32350.84 | INR
3000 | Northern Zone, Balasore | 3100 | EHT (O&M) Circle, Balasore | 3104 | EHT (O&M) Division,Jajpur Road | N143 | 132/33 kV T/L S/S S/D Jajpur Road | 3000000138 | 2.5 SQMM 9C CONTROL CABLE | CBLE.CTRL.UAR.C009 | ZSPR_SH | ZSPR | KM | 0.54 | 33191.15 | INR
3000 | Northern Zone, Balasore | 3100 | EHT (O&M) Circle, Balasore | 3104 | EHT (O&M) Division,Jajpur Road | N142 | 220/132/33 kV T/L S/S S/D Duburi | 3000000138 | 2.5 SQMM 9C CONTROL CABLE | CBLE.CTRL.UAR.C009 | ZSPR_SH | ZSPR | KM | 0.213 | 13092.07 | INR
3000 | Northern Zone, Balasore | 3100 | EHT (O&M) Circle, Balasore | 3104 | EHT (O&M) Division,Jajpur Road | N143 | 132/33 kV T/L S/S S/D Jajpur Road | 3000000139 | 2.5 SQMM 10C CONTROL CABLE | CBLE.CTRL.UAR.C010 | ZSPR_SH | ZSPR | KM | 0.475 | 77776.59 | INR
3000 | Northern Zone, Balasore | 3100 | EHT (O&M) Circle, Balasore | 3104 | EHT (O&M) Division,Jajpur Road | N144 | 132/33 kV T/L S/S S/D Jajpur Town | 3000000139 | 2.5 SQMM 10C CONTROL CABLE | CBLE.CTRL.UAR.C010 | ZSPR_ACT | ZSPR | KM | 0.091 | 72800 | INR
3000 | Northern Zone, Balasore | 3100 | EHT (O&M) Circle, Balasore | 3104 | EHT (O&M) Division,Jajpur Road | N142 | 220/132/33 kV T/L S/S S/D Duburi | 3000000139 | 2.5 SQMM 10C CONTROL CABLE | CBLE.CTRL.UAR.C010 | ZSPR_SH | ZSPR | KM | 0.063 | 10315.63 | INR
3000 | Northern Zone, Balasore | 3100 | EHT (O&M) Circle, Balasore | 3104 | EHT (O&M) Division,Jajpur Road | N143 | 132/33 kV T/L S/S S/D Jajpur Road | 3000000140 | 2.5 SQMM 12C CONTROL CABLE | CBLE.CTRL.UAR.C012 | ZSPR_SH | ZSPR | KM | 0.125 | 11456.85 | INR
3000 | Northern Zone, Balasore | 3100 | EHT (O&M) Circle, Balasore | 3104 | EHT (O&M) Division,Jajpur Road | N142 | 220/132/33 kV T/L S/S S/D Duburi | 3000000140 | 2.5 SQMM 12C CONTROL CABLE | CBLE.CTRL.UAR.C012 | ZSPR_SH | ZSPR | KM | 1.013 | 92846.28 | INR
3000 | Northern Zone, Balasore | 3100 | EHT (O&M) Circle, Balasore | 3104 | EHT (O&M) Division,Jajpur Road | N142 | 220/132/33 kV T/L S/S S/D Duburi | 3000000141 | 2.5 SQMM 16C CONTROL CABLE | CBLE.CTRL.UAR.C016 | ZSPR_SH | ZSPR | KM | 0.83 | 203986.88 | INR
3000 | Northern Zone, Balasore | 3100 | EHT (O&M) Circle, Balasore | 3104 | EHT (O&M) Division,Jajpur Road | N144 | 132/33 kV T/L S/S S/D Jajpur Town | 3000000141 | 2.5 SQMM 16C CONTROL CABLE | CBLE.CTRL.UAR.C016 | ZSPR_ACT | ZSPR | KM | 0.133 | 3008.46 | INR
3000 | Northern Zone, Balasore | 3100 | EHT (O&M) Circle, Balasore | 3104 | EHT (O&M) Division,Jajpur Road | N143 | 132/33 kV T/L S/S S/D Jajpur Road | 3000000141 | 2.5 SQMM 16C CONTROL CABLE | CBLE.CTRL.UAR.C016 | ZSPR_SH | ZSPR | KM | 0.18 | 44238.12 | INR
3000 | Northern Zone, Balasore | 3100 | EHT (O&M) Circle, Balasore | 3104 | EHT (O&M) Division,Jajpur Road | N144 | 132/33 kV T/L S/S S/D Jajpur Town | 3000000142 | 2.5 SQMM 19C UR CONTROL CABLE | CBLE.CTRL.UAR.C019 | ZSPR_ACT | ZSPR | KM | 0.115 | 20259.77 | INR
3000 | Northern Zone, Balasore | 3100 | EHT (O&M) Circle, Balasore | 3104 | EHT (O&M) Division,Jajpur Road | N143 | 132/33 kV T/L S/S S/D Jajpur Road | 3000000142 | 2.5 SQMM 19C UR CONTROL CABLE | CBLE.CTRL.UAR.C019 | ZSPR_ACT | ZSPR | KM | 0.205 | 36115.23 | INR
3000 | Northern Zone, Balasore | 3100 | EHT (O&M) Circle, Balasore | 3104 | EHT (O&M) Division,Jajpur Road | N145 | 132/33 kV T/L S/S S/D Anandpur | 3000000144 | 12C X 2.5SQMM CONTROL UNARMOURED CABLE | CBLE.CTRL.UAR.D0012 | ZSPR_ACT | ZSPR | KM | 0.631 | 176054.59 | INR
3000 | Northern Zone, Balasore | 3100 | EHT (O&M) Circle, Balasore | 3104 | EHT (O&M) Division,Jajpur Road | N145 | 132/33 kV T/L S/S S/D Anandpur | 3000000144 | 12C X 2.5SQMM CONTROL UNARMOURED CABLE | CBLE.CTRL.UAR.D0012 | ZSPR_ACT | ZSPR | KM | 0.068 | 18972.6 | INR
3000 | Northern Zone, Balasore | 3100 | EHT (O&M) Circle, Balasore | 3104 | EHT (O&M) Division,Jajpur Road | N145 | 132/33 kV T/L S/S S/D Anandpur | 3000000145 | 2C X 2.5SQMM CONTROL UNARMOURED CABLE | CBLE.CTRL.UAR.D002 | ZSPR_ACT | ZSPR | KM | 0.386 | 23044.2 | INR
3000 | Northern Zone, Balasore | 3100 | EHT (O&M) Circle, Balasore | 3104 | EHT (O&M) Division,Jajpur Road | N145 | 132/33 kV T/L S/S S/D Anandpur | 3000000146 | 3C X 2.5SQMM CONTROL UNARMOURED CABLE | CBLE.CTRL.UAR.D003 | ZSPR_SH | ZSPR | KM | 0.33 | 2310 | INR
3000 | Northern Zone, Balasore | 3100 | EHT (O&M) Circle, Balasore | 3104 | EHT (O&M) Division,Jajpur Road | N145 | 132/33 kV T/L S/S S/D Anandpur | 3000000147 | 2.5sq.mm Control cable 4 Core | CBLE.CTRL.UAR.D004 | ZSPR_ACT | ZSPR | KM | 0.991 | 103212.16 | INR
3000 | Northern Zone, Balasore | 3100 | EHT (O&M) Circle, Balasore | 3104 | EHT (O&M) Division,Jajpur Road | N145 | 132/33 kV T/L S/S S/D Anandpur | 3000000147 | 2.5sq.mm Control cable 4 Core | CBLE.CTRL.UAR.D004 | ZSPR_ACT | ZSPR | KM | 0.822 | 85610.9 | INR
3000 | Northern Zone, Balasore | 3100 | EHT (O&M) Circle, Balasore | 3104 | EHT (O&M) Division,Jajpur Road | N145 | 132/33 kV T/L S/S S/D Anandpur | 3000000147 | 2.5sq.mm Control cable 4 Core | CBLE.CTRL.UAR.D004 | ZSPR_SH | ZSPR | KM | 0.296 | 2368 | INR
3000 | Northern Zone, Balasore | 3100 | EHT (O&M) Circle, Balasore | 3104 | EHT (O&M) Division,Jajpur Road | N144 | 132/33 kV T/L S/S S/D Jajpur Town | 3000000149 | 7C X 2.5SQMM CONTROL UNARMOURED CABLE | CBLE.CTRL.UAR.D007 | ZSPR_SH | ZSPR | KM | 0.056 | 6254.64 | INR
3000 | Northern Zone, Balasore | 3100 | EHT (O&M) Circle, Balasore | 3104 | EHT (O&M) Division,Jajpur Road | N145 | 132/33 kV T/L S/S S/D Anandpur | 3000000149 | 7C X 2.5SQMM CONTROL UNARMOURED CABLE | CBLE.CTRL.UAR.D007 | ZSPR_ACT | ZSPR | KM | 0.041 | 7045.05 | INR
3000 | Northern Zone, Balasore | 3100 | EHT (O&M) Circle, Balasore | 3104 | EHT (O&M) Division,Jajpur Road | N145 | 132/33 kV T/L S/S S/D Anandpur | 3000000149 | 7C X 2.5SQMM CONTROL UNARMOURED CABLE | CBLE.CTRL.UAR.D007 | ZSPR_ACT | ZSPR | KM | 0.15 | 25774.58 | INR
3000 | Northern Zone, Balasore | 3100 | EHT (O&M) Circle, Balasore | 3104 | EHT (O&M) Division,Jajpur Road | N144 | 132/33 kV T/L S/S S/D Jajpur Town | 3000000149 | 7C X 2.5SQMM CONTROL UNARMOURED CABLE | CBLE.CTRL.UAR.D007 | ZSPR_ACT | ZSPR | KM | 0.15 | 25774.58 | INR
3000 | Northern Zone, Balasore | 3100 | EHT (O&M) Circle, Balasore | 3104 | EHT (O&M) Division,Jajpur Road | N145 | 132/33 kV T/L S/S S/D Anandpur | 3000000152 | 16CX2.5SQMM CONTROL UNARMOURED CABLE | CBLE.CTRL.UAR.D016 | ZSPR_ACT | ZSPR | KM | 0.011 | 5115 | INR
3000 | Northern Zone, Balasore | 3100 | EHT (O&M) Circle, Balasore | 3104 | EHT (O&M) Division,Jajpur Road | N145 | 132/33 kV T/L S/S S/D Anandpur | 3000000153 | 19CX2.5SQMM CONTROL UR CABLE | CBLE.CTRL.UAR.D019 | ZSPR_FREE | ZSPR | KM | 0.03 | 0 | INR
3000 | Northern Zone, Balasore | 3100 | EHT (O&M) Circle, Balasore | 3104 | EHT (O&M) Division,Jajpur Road | N145 | 132/33 kV T/L S/S S/D Anandpur | 3000000153 | 19CX2.5SQMM CONTROL UR CABLE | CBLE.CTRL.UAR.D019 | ZSPR_ACT | ZSPR | KM | 0.337 | 142578.18 | INR
3000 | Northern Zone, Balasore | 3100 | EHT (O&M) Circle, Balasore | 3104 | EHT (O&M) Division,Jajpur Road | N142 | 220/132/33 kV T/L S/S S/D Duburi | 3000000153 | 19CX2.5SQMM CONTROL UR CABLE | CBLE.CTRL.UAR.D019 | ZSPR_ACT | ZSPR | KM | 0.083 | 35115.69 | INR
3000 | Northern Zone, Balasore | 3100 | EHT (O&M) Circle, Balasore | 3104 | EHT (O&M) Division,Jajpur Road | N143 | 132/33 kV T/L S/S S/D Jajpur Road | 3000000192 | 3.5Cx25Sqmm AL PWR cable | CBLE.PWR.AL.AR.D003 | ZSPR_SH | ZSPR | KM | 0.077 | 6989.29 | INR
3000 | Northern Zone, Balasore | 3100 | EHT (O&M) Circle, Balasore | 3104 | EHT (O&M) Division,Jajpur Road | N142 | 220/132/33 kV T/L S/S S/D Duburi | 3000000196 | 3.5Cx95 Sqmm AL PWR cable | CBLE.PWR.AL.AR.D007 | ZSPR_ACT | ZSPR | KM | 0.464 | 110752.16 | INR
3000 | Northern Zone, Balasore | 3100 | EHT (O&M) Circle, Balasore | 3104 | EHT (O&M) Division,Jajpur Road | N144 | 132/33 kV T/L S/S S/D Jajpur Town | 3000000198 | 3.5Cx185 Sqmm AL PWR cable | CBLE.PWR.AL.AR.D010 | ZSPR_ACT | ZSPR | KM | 0.017 | 41662.44 | INR
3000 | Northern Zone, Balasore | 3100 | EHT (O&M) Circle, Balasore | 3104 | EHT (O&M) Division,Jajpur Road | N143 | 132/33 kV T/L S/S S/D Jajpur Road | 3000000198 | 3.5Cx185 Sqmm AL PWR cable | CBLE.PWR.AL.AR.D010 | ZSPR_ACT | ZSPR | KM | 0.055 | 134790.26 | INR
3000 | Northern Zone, Balasore | 3100 | EHT (O&M) Circle, Balasore | 3104 | EHT (O&M) Division,Jajpur Road | N145 | 132/33 kV T/L S/S S/D Anandpur | 3000000199 | 3.5Cx300 Sqmm AL PWR cable | CBLE.PWR.AL.AR.D011 | ZSPR_ACT | ZSPR | KM | 0.09 | 4050 | INR
3000 | Northern Zone, Balasore | 3100 | EHT (O&M) Circle, Balasore | 3104 | EHT (O&M) Division,Jajpur Road | N144 | 132/33 kV T/L S/S S/D Jajpur Town | 3000000200 | 4Cx16 Sqmm AL PWR cable | CBLE.PWR.AL.AR.E002 | ZSPR_ACT | ZSPR | KM | 0.165 | 20271.9 | INR
3000 | Northern Zone, Balasore | 3100 | EHT (O&M) Circle, Balasore | 3104 | EHT (O&M) Division,Jajpur Road | N142 | 220/132/33 kV T/L S/S S/D Duburi | 3000000200 | 4Cx16 Sqmm AL PWR cable | CBLE.PWR.AL.AR.E002 | ZSPR_ACT | ZSPR | KM | 0.21 | 25800.6 | INR
3000 | Northern Zone, Balasore | 3100 | EHT (O&M) Circle, Balasore | 3104 | EHT (O&M) Division,Jajpur Road | N144 | 132/33 kV T/L S/S S/D Jajpur Town | 3000000201 | 4Cx25 SQMM AL POWER CABLE | CBLE.PWR.AL.AR.E003 | ZSPR_ACT | ZSPR | KM | 0.144 | 21288.96 | INR
3000 | Northern Zone, Balasore | 3100 | EHT (O&M) Circle, Balasore | 3104 | EHT (O&M) Division,Jajpur Road | N145 | 132/33 kV T/L S/S S/D Anandpur | 3000000210 | POWER CABLE AL PVC | CBLE.PWR.AL.UAR.A006 | ZSPR_ACT | ZSPR | KM | 0.044 | 3916 | INR
3000 | Northern Zone, Balasore | 3100 | EHT (O&M) Circle, Balasore | 3104 | EHT (O&M) Division,Jajpur Road | N143 | 132/33 kV T/L S/S S/D Jajpur Road | 3000000244 | 0.5 SQ.MM CU 25PTELEPHONE CABLE,JF | CLMP.LPAD.AL.A001 | ZSPR_ACT | ZSPR | NOS | 6 | 24000 | INR
3000 | Northern Zone, Balasore | 3100 | EHT (O&M) Circle, Balasore | 3104 | EHT (O&M) Division,Jajpur Road | N144 | 132/33 kV T/L S/S S/D Jajpur Town | 3000000250 | 450x75x2500MM size CABLE TRAY | CBLE.TRAY.A003 | ZSPR_SH | ZSPR | NOS | 7 | 2429.99 | INR
3000 | Northern Zone, Balasore | 3100 | EHT (O&M) Circle, Balasore | 3104 | EHT (O&M) Division,Jajpur Road | N145 | 132/33 kV T/L S/S S/D Anandpur | 3000000255 | 150x75x2500 cable tray in mtr | CBLE.TRAY.A016 | ZSPR_ACT | ZSPR | M | 110 | 93049.74 | INR
3000 | Northern Zone, Balasore | 3100 | EHT (O&M) Circle, Balasore | 3104 | EHT (O&M) Division,Jajpur Road | N143 | 132/33 kV T/L S/S S/D Jajpur Road | 3000000261 | DIFFERENT TYPES OF ASSORTED CLAMPS | CLMP.ASRT.A001 | ZSPR_ACT | ZSPR | NOS | 14 | 16800 | INR
3000 | Northern Zone, Balasore | 3100 | EHT (O&M) Circle, Balasore | 3104 | EHT (O&M) Division,Jajpur Road | N143 | 132/33 kV T/L S/S S/D Jajpur Road | 3000000266 | Al Clamps for 40mm CTStud-80mm Al pipe | CLMP.ASRT.A003 | ZSPR_ACT | ZSPR | NOS | 9 | 2700 | INR
3000 | Northern Zone, Balasore | 3100 | EHT (O&M) Circle, Balasore | 3104 | EHT (O&M) Division,Jajpur Road | N144 | 132/33 kV T/L S/S S/D Jajpur Town | 3000000268 | BIMETALLIC CTSTUD CLAMP 25MM | CLMP.ASRT.A006 | ZSPR_ACT | ZSPR | NOS | 2 | 1902.4 | INR
3000 | Northern Zone, Balasore | 3100 | EHT (O&M) Circle, Balasore | 3104 | EHT (O&M) Division,Jajpur Road | N143 | 132/33 kV T/L S/S S/D Jajpur Road | 3000000275 | 33 KV Tfr BUSHING CLAMP | CLMP.BUSH.A001 | ZSPR_ACT | ZSPR | NOS | 9 | 450 | INR
3000 | Northern Zone, Balasore | 3100 | EHT (O&M) Circle, Balasore | 3104 | EHT (O&M) Division,Jajpur Road | N143 | 132/33 kV T/L S/S S/D Jajpur Road | 3000000276 | 132 KV Tfr BUSHING CLAMP | CLMP.BUSH.A002 | ZSPR_ACT | ZSPR | NOS | 1 | 531.39 | INR
3000 | Northern Zone, Balasore | 3100 | EHT (O&M) Circle, Balasore | 3104 | EHT (O&M) Division,Jajpur Road | NL43 | 132/33 kV T/L S/S S/D Jajpur Road_Line | 3000000280 | BRASS CLAMP FOR 220 KV BUSHING | CLMP.BUSH.BRS.A003 | ZSPR_ACT | ZSPR | NOS | 12 | 3600 | INR
3000 | Northern Zone, Balasore | 3100 | EHT (O&M) Circle, Balasore | 3104 | EHT (O&M) Division,Jajpur Road | N145 | 132/33 kV T/L S/S S/D Anandpur | 3000000293 | 33KV Isolator Pad Clamp for Zebra | CLMP.ISO.AL.A004 | ZSPR_ACT | ZSPR | NOS | 14 | 3626 | INR
3000 | Northern Zone, Balasore | 3100 | EHT (O&M) Circle, Balasore | 3104 | EHT (O&M) Division,Jajpur Road | N142 | 220/132/33 kV T/L S/S S/D Duburi | 3000000304 | 220KV-Isolater Pad Clamp for Twin Zebra | CLMP.ISO.AL.B003 | ZSPR_ACT | ZSPR | NOS | 38 | 34390 | INR
3000 | Northern Zone, Balasore | 3100 | EHT (O&M) Circle, Balasore | 3104 | EHT (O&M) Division,Jajpur Road | N144 | 132/33 kV T/L S/S S/D Jajpur Town | 3000000312 | L PAD CLAMP AL FOR PAD TO PANTHER | CLMP.LPAD.AL.A004 | ZSPR_ACT | ZSPR | NOS | 5 | 2441.67 | INR
3000 | Northern Zone, Balasore | 3100 | EHT (O&M) Circle, Balasore | 3104 | EHT (O&M) Division,Jajpur Road | N143 | 132/33 kV T/L S/S S/D Jajpur Road | 3000000312 | L PAD CLAMP AL FOR PAD TO PANTHER | CLMP.LPAD.AL.A004 | ZSPR_ACT | ZSPR | NOS | 13 | 6348.33 | INR
3000 | Northern Zone, Balasore | 3100 | EHT (O&M) Circle, Balasore | 3104 | EHT (O&M) Division,Jajpur Road | N142 | 220/132/33 kV T/L S/S S/D Duburi | 3000000313 | 132KV LA calmp for Moose | CLMP.LPAD.AL.A005 | ZSPR_ACT | ZSPR | NOS | 3 | 1218 | INR
3000 | Northern Zone, Balasore | 3100 | EHT (O&M) Circle, Balasore | 3104 | EHT (O&M) Division,Jajpur Road | N145 | 132/33 kV T/L S/S S/D Anandpur | 3000000319 | 33kV CB PAD CLAMP AL FOR ZEBRA | CLMP.PAD.AL.A002 | ZSPR_ACT | ZSPR | NOS | 12 | 4567.2 | INR
3000 | Northern Zone, Balasore | 3100 | EHT (O&M) Circle, Balasore | 3104 | EHT (O&M) Division,Jajpur Road | N143 | 132/33 kV T/L S/S S/D Jajpur Road | 3000000326 | PAD CLAMP ALLUMINIUM FOR PANTHER | CLMP.PAD.AL.B001 | ZSPR_ACT | ZSPR | NOS | 20 | 16200 | INR
3000 | Northern Zone, Balasore | 3100 | EHT (O&M) Circle, Balasore | 3104 | EHT (O&M) Division,Jajpur Road | N144 | 132/33 kV T/L S/S S/D Jajpur Town | 3000000328 | 6 BOLTED PAD CLAMP ALLUMINIUM FOR ZEBRA | CLMP.PAD.AL.B004 | ZSPR_ACT | ZSPR | NOS | 2 | 761.2 | INR
3000 | Northern Zone, Balasore | 3100 | EHT (O&M) Circle, Balasore | 3104 | EHT (O&M) Division,Jajpur Road | N143 | 132/33 kV T/L S/S S/D Jajpur Road | 3000000328 | 6 BOLTED PAD CLAMP ALLUMINIUM FOR ZEBRA | CLMP.PAD.AL.B004 | ZSPR_ACT | ZSPR | NOS | 28 | 10656.8 | INR
3000 | Northern Zone, Balasore | 3100 | EHT (O&M) Circle, Balasore | 3104 | EHT (O&M) Division,Jajpur Road | N143 | 132/33 kV T/L S/S S/D Jajpur Road | 3000000331 | BIMETALIC PAD CLAMP FOR PANTHER | CLMP.PAD.BI.A001 | ZSPR_ACT | ZSPR | NOS | 68 | 27200 | INR
3000 | Northern Zone, Balasore | 3100 | EHT (O&M) Circle, Balasore | 3104 | EHT (O&M) Division,Jajpur Road | N145 | 132/33 kV T/L S/S S/D Anandpur | 3000000342 | 1 BOLTED PG CLAMP FOR PANTHER - PANTHER | CLMP.PG.A001 | ZSPR_ACT | ZSPR | NOS | 93 | 44834.33 | INR
3000 | Northern Zone, Balasore | 3100 | EHT (O&M) Circle, Balasore | 3104 | EHT (O&M) Division,Jajpur Road | NL42 | 220/132/33 kV T/L S/S S/D Duburi_Line | 3000000342 | 1 BOLTED PG CLAMP FOR PANTHER - PANTHER | CLMP.PG.A001 | ZSPR_ACT | ZSPR | NOS | 61 | 29407.47 | INR
3000 | Northern Zone, Balasore | 3100 | EHT (O&M) Circle, Balasore | 3104 | EHT (O&M) Division,Jajpur Road | NL43 | 132/33 kV T/L S/S S/D Jajpur Road_Line | 3000000342 | 1 BOLTED PG CLAMP FOR PANTHER - PANTHER | CLMP.PG.A001 | ZSPR_ACT | ZSPR | NOS | 548 | 264185.11 | INR
3000 | Northern Zone, Balasore | 3100 | EHT (O&M) Circle, Balasore | 3104 | EHT (O&M) Division,Jajpur Road | N143 | 132/33 kV T/L S/S S/D Jajpur Road | 3000000346 | 1 BOLTED PG CLAMP FOR DOG - DOG | CLMP.PG.A007 | ZSPR_ACT | ZSPR | NOS | 7 | 1785 | INR
3000 | Northern Zone, Balasore | 3100 | EHT (O&M) Circle, Balasore | 3104 | EHT (O&M) Division,Jajpur Road | N142 | 220/132/33 kV T/L S/S S/D Duburi | 3000000347 | 2 BOLTED PG CLAMP FOR PANTHER -PANTHER | CLMP.PG.B001 | ZSPR_ACT | ZSPR | NOS | 24 | 4563.84 | INR
3000 | Northern Zone, Balasore | 3100 | EHT (O&M) Circle, Balasore | 3104 | EHT (O&M) Division,Jajpur Road | N143 | 132/33 kV T/L S/S S/D Jajpur Road | 3000000347 | 2 BOLTED PG CLAMP FOR PANTHER -PANTHER | CLMP.PG.B001 | ZSPR_ACT | ZSPR | NOS | 5 | 950.8 | INR
3000 | Northern Zone, Balasore | 3100 | EHT (O&M) Circle, Balasore | 3104 | EHT (O&M) Division,Jajpur Road | N144 | 132/33 kV T/L S/S S/D Jajpur Town | 3000000347 | 2 BOLTED PG CLAMP FOR PANTHER -PANTHER | CLMP.PG.B001 | ZSPR_ACT | ZSPR | NOS | 1 | 190.16 | INR
3000 | Northern Zone, Balasore | 3100 | EHT (O&M) Circle, Balasore | 3104 | EHT (O&M) Division,Jajpur Road | N144 | 132/33 kV T/L S/S S/D Jajpur Town | 3000000348 | 2 BOLTED PG CLAMP FOR ZEBRA - ZEBRA | CLMP.PG.B002 | ZSPR_ACT | ZSPR | NOS | 2 | 625.14 | INR
3000 | Northern Zone, Balasore | 3100 | EHT (O&M) Circle, Balasore | 3104 | EHT (O&M) Division,Jajpur Road | N143 | 132/33 kV T/L S/S S/D Jajpur Road | 3000000348 | 2 BOLTED PG CLAMP FOR ZEBRA - ZEBRA | CLMP.PG.B002 | ZSPR_ACT | ZSPR | NOS | 11 | 3438.27 | INR
3000 | Northern Zone, Balasore | 3100 | EHT (O&M) Circle, Balasore | 3104 | EHT (O&M) Division,Jajpur Road | N145 | 132/33 kV T/L S/S S/D Anandpur | 3000000348 | 2 BOLTED PG CLAMP FOR ZEBRA - ZEBRA | CLMP.PG.B002 | ZSPR_ACT | ZSPR | NOS | 1 | 312.57 | INR
3000 | Northern Zone, Balasore | 3100 | EHT (O&M) Circle, Balasore | 3104 | EHT (O&M) Division,Jajpur Road | N142 | 220/132/33 kV T/L S/S S/D Duburi | 3000000349 | 2 BOLTED PG CLAMP FOR ZEBRA - PANTHER | CLMP.PG.B003 | ZSPR_ACT | ZSPR | NOS | 16 | 3200 | INR
3000 | Northern Zone, Balasore | 3100 | EHT (O&M) Circle, Balasore | 3104 | EHT (O&M) Division,Jajpur Road | N143 | 132/33 kV T/L S/S S/D Jajpur Road | 3000000355 | 3 BOLTED PG CLAMP FOR PANTHER -PANTHER | CLMP.PG.C001 | ZSPR_ACT | ZSPR | NOS | 6 | 2204.54 | INR
3000 | Northern Zone, Balasore | 3100 | EHT (O&M) Circle, Balasore | 3104 | EHT (O&M) Division,Jajpur Road | N142 | 220/132/33 kV T/L S/S S/D Duburi | 3000000355 | 3 BOLTED PG CLAMP FOR PANTHER -PANTHER | CLMP.PG.C001 | ZSPR_ACT | ZSPR | NOS | 4 | 1469.7 | INR
3000 | Northern Zone, Balasore | 3100 | EHT (O&M) Circle, Balasore | 3104 | EHT (O&M) Division,Jajpur Road | N145 | 132/33 kV T/L S/S S/D Anandpur | 3000000356 | 3 BOLTED PG CLAMP FOR ZEBRA - ZEBRA | CLMP.PG.C002 | ZSPR_ACT | ZSPR | NOS | 20 | 7703.13 | INR
3000 | Northern Zone, Balasore | 3100 | EHT (O&M) Circle, Balasore | 3104 | EHT (O&M) Division,Jajpur Road | N142 | 220/132/33 kV T/L S/S S/D Duburi | 3000000356 | 3 BOLTED PG CLAMP FOR ZEBRA - ZEBRA | CLMP.PG.C002 | ZSPR_ACT | ZSPR | NOS | 228 | 87815.73 | INR
3000 | Northern Zone, Balasore | 3100 | EHT (O&M) Circle, Balasore | 3104 | EHT (O&M) Division,Jajpur Road | N143 | 132/33 kV T/L S/S S/D Jajpur Road | 3000000360 | 3 BOLTED PG CLAMP FOR HORSE-HORSE | CLMP.PG.C006 | ZSPR_ACT | ZSPR | NOS | 19 | 2100.07 | INR
3000 | Northern Zone, Balasore | 3100 | EHT (O&M) Circle, Balasore | 3104 | EHT (O&M) Division,Jajpur Road | N142 | 220/132/33 kV T/L S/S S/D Duburi | 3000000360 | 3 BOLTED PG CLAMP FOR HORSE-HORSE | CLMP.PG.C006 | ZSPR_ACT | ZSPR | NOS | 5 | 552.65 | INR
3000 | Northern Zone, Balasore | 3100 | EHT (O&M) Circle, Balasore | 3104 | EHT (O&M) Division,Jajpur Road | N144 | 132/33 kV T/L S/S S/D Jajpur Town | 3000000363 | 4 BOLTED PG CLAMP FOR PANTHER -PANTHER | CLMP.PG.D001 | ZSPR_ACT | ZSPR | NOS | 2 | 200 | INR
3000 | Northern Zone, Balasore | 3100 | EHT (O&M) Circle, Balasore | 3104 | EHT (O&M) Division,Jajpur Road | N143 | 132/33 kV T/L S/S S/D Jajpur Road | 3000000364 | 4 BOLTED PG CLAMP FOR ZEBRA - ZEBRA | CLMP.PG.D002 | ZSPR_ACT | ZSPR | NOS | 8 | 3323.12 | INR
3000 | Northern Zone, Balasore | 3100 | EHT (O&M) Circle, Balasore | 3104 | EHT (O&M) Division,Jajpur Road | N142 | 220/132/33 kV T/L S/S S/D Duburi | 3000000370 | ASSORTED SIZE PG CLAMP | CLMP.PG.E002 | ZSPR_ACT | ZSPR | NOS | 5 | 1364 | INR
3000 | Northern Zone, Balasore | 3100 | EHT (O&M) Circle, Balasore | 3104 | EHT (O&M) Division,Jajpur Road | N145 | 132/33 kV T/L S/S S/D Anandpur | 3000000370 | ASSORTED SIZE PG CLAMP | CLMP.PG.E002 | ZSPR_FREE | ZSPR | NOS | 2 | 0 | INR
3000 | Northern Zone, Balasore | 3100 | EHT (O&M) Circle, Balasore | 3104 | EHT (O&M) Division,Jajpur Road | N145 | 132/33 kV T/L S/S S/D Anandpur | 3000000370 | ASSORTED SIZE PG CLAMP | CLMP.PG.E002 | ZSPR_ACT | ZSPR | NOS | 10 | 2728 | INR
3000 | Northern Zone, Balasore | 3100 | EHT (O&M) Circle, Balasore | 3104 | EHT (O&M) Division,Jajpur Road | N142 | 220/132/33 kV T/L S/S S/D Duburi | 3000000371 | 1BOLTED POST INSULATOR CLAMP ALFOR ZEBRA | CLMP.PI.AL.A001 | ZSPR_ACT | ZSPR | NOS | 43 | 28810 | INR
3000 | Northern Zone, Balasore | 3100 | EHT (O&M) Circle, Balasore | 3104 | EHT (O&M) Division,Jajpur Road | N144 | 132/33 kV T/L S/S S/D Jajpur Town | 3000000376 | 4BOLTED POST INSULATOR CLAMP ALFOR ZEBRA | CLMP.PI.AL.D001 | ZSPR_ACT | ZSPR | NOS | 2 | 1100 | INR
3000 | Northern Zone, Balasore | 3100 | EHT (O&M) Circle, Balasore | 3104 | EHT (O&M) Division,Jajpur Road | N143 | 132/33 kV T/L S/S S/D Jajpur Road | 3000000378 | 4 BOLTED PI CLAMP AL FOR TWIN ZEBRA | CLMP.PI.AL.D003 | ZSPR_ACT | ZSPR | NOS | 13 | 6734 | INR
3000 | Northern Zone, Balasore | 3100 | EHT (O&M) Circle, Balasore | 3104 | EHT (O&M) Division,Jajpur Road | N142 | 220/132/33 kV T/L S/S S/D Duburi | 3000000378 | 4 BOLTED PI CLAMP AL FOR TWIN ZEBRA | CLMP.PI.AL.D003 | ZSPR_ACT | ZSPR | NOS | 13 | 6734 | INR
3000 | Northern Zone, Balasore | 3100 | EHT (O&M) Circle, Balasore | 3104 | EHT (O&M) Division,Jajpur Road | N144 | 132/33 kV T/L S/S S/D Jajpur Town | 3000000380 | 12bolted T Clamp for ACSR Zebra to Zebra | CLMP.SP.CT.AL.A001 | ZSPR_ACT | ZSPR | NOS | 3 | 2281.88 | INR
3000 | Northern Zone, Balasore | 3100 | EHT (O&M) Circle, Balasore | 3104 | EHT (O&M) Division,Jajpur Road | N143 | 132/33 kV T/L S/S S/D Jajpur Road | 3000000386 | STRAIGHT THROUGH CLAMP ZEBRA BIMETALLIC | CLMP.ST.THRU.AL.A001 | ZSPR_ACT | ZSPR | NOS | 6 | 2777.53 | INR
3000 | Northern Zone, Balasore | 3100 | EHT (O&M) Circle, Balasore | 3104 | EHT (O&M) Division,Jajpur Road | N145 | 132/33 kV T/L S/S S/D Anandpur | 3000000386 | STRAIGHT THROUGH CLAMP ZEBRA BIMETALLIC | CLMP.ST.THRU.AL.A001 | ZSPR_ACT | ZSPR | NOS | 1 | 462.92 | INR
3000 | Northern Zone, Balasore | 3100 | EHT (O&M) Circle, Balasore | 3104 | EHT (O&M) Division,Jajpur Road | N144 | 132/33 kV T/L S/S S/D Jajpur Town | 3000000386 | STRAIGHT THROUGH CLAMP ZEBRA BIMETALLIC | CLMP.ST.THRU.AL.A001 | ZSPR_ACT | ZSPR | NOS | 13 | 6017.97 | INR
3000 | Northern Zone, Balasore | 3100 | EHT (O&M) Circle, Balasore | 3104 | EHT (O&M) Division,Jajpur Road | N143 | 132/33 kV T/L S/S S/D Jajpur Road | 3000000387 | ST CLAMP AL FOR CT STUD-MOOSE | CLMP.ST.THRU.AL.A002 | ZSPR_ACT | ZSPR | NOS | 22 | 44000 | INR
3000 | Northern Zone, Balasore | 3100 | EHT (O&M) Circle, Balasore | 3104 | EHT (O&M) Division,Jajpur Road | N144 | 132/33 kV T/L S/S S/D Jajpur Town | 3000000388 | T Clamp for Panther run-Panther Drop | CLMP.T.AL.A001 | ZSPR_ACT | ZSPR | NOS | 6 | 3316 | INR
3000 | Northern Zone, Balasore | 3100 | EHT (O&M) Circle, Balasore | 3104 | EHT (O&M) Division,Jajpur Road | N142 | 220/132/33 kV T/L S/S S/D Duburi | 3000000388 | T Clamp for Panther run-Panther Drop | CLMP.T.AL.A001 | ZSPR_ACT | ZSPR | NOS | 12 | 6632 | INR
3000 | Northern Zone, Balasore | 3100 | EHT (O&M) Circle, Balasore | 3104 | EHT (O&M) Division,Jajpur Road | N143 | 132/33 kV T/L S/S S/D Jajpur Road | 3000000388 | T Clamp for Panther run-Panther Drop | CLMP.T.AL.A001 | ZSPR_ACT | ZSPR | NOS | 3 | 1658 | INR
3000 | Northern Zone, Balasore | 3100 | EHT (O&M) Circle, Balasore | 3104 | EHT (O&M) Division,Jajpur Road | N143 | 132/33 kV T/L S/S S/D Jajpur Road | 3000000389 | T CLAMP ALFOR PANTHER RUN-ZEBRA DROP | CLMP.T.AL.A002 | ZSPR_ACT | ZSPR | NOS | 12 | 5819.33 | INR
3000 | Northern Zone, Balasore | 3100 | EHT (O&M) Circle, Balasore | 3104 | EHT (O&M) Division,Jajpur Road | N144 | 132/33 kV T/L S/S S/D Jajpur Town | 3000000389 | T CLAMP ALFOR PANTHER RUN-ZEBRA DROP | CLMP.T.AL.A002 | ZSPR_ACT | ZSPR | NOS | 10 | 4849.44 | INR
3000 | Northern Zone, Balasore | 3100 | EHT (O&M) Circle, Balasore | 3104 | EHT (O&M) Division,Jajpur Road | N144 | 132/33 kV T/L S/S S/D Jajpur Town | 3000000391 | T CLAMP ALFOR ZEBRA RUN - ZEBRA DROP | CLMP.T.AL.A004 | ZSPR_ACT | ZSPR | NOS | 4 | 3008.54 | INR
3000 | Northern Zone, Balasore | 3100 | EHT (O&M) Circle, Balasore | 3104 | EHT (O&M) Division,Jajpur Road | N145 | 132/33 kV T/L S/S S/D Anandpur | 3000000391 | T CLAMP ALFOR ZEBRA RUN - ZEBRA DROP | CLMP.T.AL.A004 | ZSPR_ACT | ZSPR | NOS | 4 | 3008.54 | INR
3000 | Northern Zone, Balasore | 3100 | EHT (O&M) Circle, Balasore | 3104 | EHT (O&M) Division,Jajpur Road | N143 | 132/33 kV T/L S/S S/D Jajpur Road | 3000000391 | T CLAMP ALFOR ZEBRA RUN - ZEBRA DROP | CLMP.T.AL.A004 | ZSPR_ACT | ZSPR | NOS | 26 | 19555.53 | INR
3000 | Northern Zone, Balasore | 3100 | EHT (O&M) Circle, Balasore | 3104 | EHT (O&M) Division,Jajpur Road | N142 | 220/132/33 kV T/L S/S S/D Duburi | 3000000391 | T CLAMP ALFOR ZEBRA RUN - ZEBRA DROP | CLMP.T.AL.A004 | ZSPR_ACT | ZSPR | NOS | 70 | 52649.52 | INR
3000 | Northern Zone, Balasore | 3100 | EHT (O&M) Circle, Balasore | 3104 | EHT (O&M) Division,Jajpur Road | N143 | 132/33 kV T/L S/S S/D Jajpur Road | 3000000392 | T-CLAMP AL- ZEBRA-PANTHER | CLMP.T.AL.A005 | ZSPR_ACT | ZSPR | NOS | 76 | 33417.96 | INR
3000 | Northern Zone, Balasore | 3100 | EHT (O&M) Circle, Balasore | 3104 | EHT (O&M) Division,Jajpur Road | N142 | 220/132/33 kV T/L S/S S/D Duburi | 3000000405 | SPR T CLAMP AL TWIN ZEBRA RUN-ZEBRA DROP | CLMP.T.AL.B001 | ZSPR_ACT | ZSPR | NOS | 10 | 9050 | INR
3000 | Northern Zone, Balasore | 3100 | EHT (O&M) Circle, Balasore | 3104 | EHT (O&M) Division,Jajpur Road | N145 | 132/33 kV T/L S/S S/D Anandpur | 3000000427 | PA ROD ACSR PANTHER IN SET | COND.ACCES.B002 | ZSPR_ACT | ZSPR | NOS | 28 | 8667.71 | INR
3000 | Northern Zone, Balasore | 3100 | EHT (O&M) Circle, Balasore | 3104 | EHT (O&M) Division,Jajpur Road | NL43 | 132/33 kV T/L S/S S/D Jajpur Road_Line | 3000000427 | PA ROD ACSR PANTHER IN SET | COND.ACCES.B002 | ZSPR_ACT | ZSPR | NOS | 20 | 6191.22 | INR
3000 | Northern Zone, Balasore | 3100 | EHT (O&M) Circle, Balasore | 3104 | EHT (O&M) Division,Jajpur Road | NL42 | 220/132/33 kV T/L S/S S/D Duburi_Line | 3000000437 | MS JOINT FOR ACSR PANTHER CONDUCTOR | COND.ACCES.C002 | ZSPR_ACT | ZSPR | NOS | 26 | 2785.76 | INR
3000 | Northern Zone, Balasore | 3100 | EHT (O&M) Circle, Balasore | 3104 | EHT (O&M) Division,Jajpur Road | N148 | 132 kV SW/S B C Mohanty | 3000000437 | MS JOINT FOR ACSR PANTHER CONDUCTOR | COND.ACCES.C002 | ZSPR_FREE | ZSPR | NOS | 9 | 964.3 | INR
3000 | Northern Zone, Balasore | 3100 | EHT (O&M) Circle, Balasore | 3104 | EHT (O&M) Division,Jajpur Road | N145 | 132/33 kV T/L S/S S/D Anandpur | 3000000437 | MS JOINT FOR ACSR PANTHER CONDUCTOR | COND.ACCES.C002 | ZSPR_ACT | ZSPR | NOS | 47 | 5035.79 | INR
3000 | Northern Zone, Balasore | 3100 | EHT (O&M) Circle, Balasore | 3104 | EHT (O&M) Division,Jajpur Road | NL43 | 132/33 kV T/L S/S S/D Jajpur Road_Line | 3000000437 | MS JOINT FOR ACSR PANTHER CONDUCTOR | COND.ACCES.C002 | ZSPR_ACT | ZSPR | NOS | 95 | 10178.73 | INR
3000 | Northern Zone, Balasore | 3100 | EHT (O&M) Circle, Balasore | 3104 | EHT (O&M) Division,Jajpur Road | NL42 | 220/132/33 kV T/L S/S S/D Duburi_Line | 3000000438 | MS JOINT FOR ACSR ZEBRA CONDUCTOR | COND.ACCES.C003 | ZSPR_ACT | ZSPR | NOS | 2 | 1574.34 | INR
3000 | Northern Zone, Balasore | 3100 | EHT (O&M) Circle, Balasore | 3104 | EHT (O&M) Division,Jajpur Road | NL42 | 220/132/33 kV T/L S/S S/D Duburi_Line | 3000000442 | MS JOINT AAAC PANTHER EQUIVALENT | COND.ACCES.C007 | ZSPR_ACT | ZSPR | NOS | 3 | 1935 | INR
3000 | Northern Zone, Balasore | 3100 | EHT (O&M) Circle, Balasore | 3104 | EHT (O&M) Division,Jajpur Road | N142 | 220/132/33 kV T/L S/S S/D Duburi | 3000000447 | SPACER FOR ACSR TWIN ZEBRA CONDUCTOR | COND.ACCES.D001 | ZSPR_ACT | ZSPR | NOS | 80 | 92800 | INR
3000 | Northern Zone, Balasore | 3100 | EHT (O&M) Circle, Balasore | 3104 | EHT (O&M) Division,Jajpur Road | N145 | 132/33 kV T/L S/S S/D Anandpur | 3000000448 | SPACER FOR ACSR TWIN MOOSE CONDUCTOR | COND.ACCES.D002 | ZSPR_ACT | ZSPR | NOS | 2 | 608.72 | INR
3000 | Northern Zone, Balasore | 3100 | EHT (O&M) Circle, Balasore | 3104 | EHT (O&M) Division,Jajpur Road | N142 | 220/132/33 kV T/L S/S S/D Duburi | 3000000448 | SPACER FOR ACSR TWIN MOOSE CONDUCTOR | COND.ACCES.D002 | ZSPR_ACT | ZSPR | NOS | 140 | 42610.4 | INR
3000 | Northern Zone, Balasore | 3100 | EHT (O&M) Circle, Balasore | 3104 | EHT (O&M) Division,Jajpur Road | N145 | 132/33 kV T/L S/S S/D Anandpur | 3000000455 | VD OFACSR PANTHER CONDUCTOR | COND.ACCES.E002 | ZSPR_ACT | ZSPR | NOS | 6 | 2200.02 | INR
3000 | Northern Zone, Balasore | 3100 | EHT (O&M) Circle, Balasore | 3104 | EHT (O&M) Division,Jajpur Road | NL42 | 220/132/33 kV T/L S/S S/D Duburi_Line | 3000000465 | REPAIR SLEEVE FOR ACSR PANTHER CONDUCTOR | COND.ACCES.F002 | ZSPR_ACT | ZSPR | NOS | 7 | 92.36 | INR
3000 | Northern Zone, Balasore | 3100 | EHT (O&M) Circle, Balasore | 3104 | EHT (O&M) Division,Jajpur Road | N148 | 132 kV SW/S B C Mohanty | 3000000465 | REPAIR SLEEVE FOR ACSR PANTHER CONDUCTOR | COND.ACCES.F002 | ZSPR_FREE | ZSPR | NOS | 5 | 65.98 | INR
3000 | Northern Zone, Balasore | 3100 | EHT (O&M) Circle, Balasore | 3104 | EHT (O&M) Division,Jajpur Road | N145 | 132/33 kV T/L S/S S/D Anandpur | 3000000465 | REPAIR SLEEVE FOR ACSR PANTHER CONDUCTOR | COND.ACCES.F002 | ZSPR_ACT | ZSPR | NOS | 85 | 1121.57 | INR
3000 | Northern Zone, Balasore | 3100 | EHT (O&M) Circle, Balasore | 3104 | EHT (O&M) Division,Jajpur Road | NL43 | 132/33 kV T/L S/S S/D Jajpur Road_Line | 3000000465 | REPAIR SLEEVE FOR ACSR PANTHER CONDUCTOR | COND.ACCES.F002 | ZSPR_ACT | ZSPR | NOS | 89 | 1174.36 | INR
3000 | Northern Zone, Balasore | 3100 | EHT (O&M) Circle, Balasore | 3104 | EHT (O&M) Division,Jajpur Road | NL42 | 220/132/33 kV T/L S/S S/D Duburi_Line | 3000000466 | REPAIR SLEEVE FOR ACSR ZEBRA CONDUCTOR | COND.ACCES.F003 | ZSPR_ACT | ZSPR | NOS | 2 | 42.66 | INR
3000 | Northern Zone, Balasore | 3100 | EHT (O&M) Circle, Balasore | 3104 | EHT (O&M) Division,Jajpur Road | N144 | 132/33 kV T/L S/S S/D Jajpur Town | 3000000480 | SMALL CUTPIECE CONDUCTOR | COND.CUTPIECE.A001 | ZSPR_SUP | ZSPR | MT | 1.23 | 0 | INR
3000 | Northern Zone, Balasore | 3100 | EHT (O&M) Circle, Balasore | 3104 | EHT (O&M) Division,Jajpur Road | NL43 | 132/33 kV T/L S/S S/D Jajpur Road_Line | 3000000480 | SMALL CUTPIECE CONDUCTOR | COND.CUTPIECE.A001 | ZSPR_SH | ZSPR | MT | 5.97 | 6024 | INR
3000 | Northern Zone, Balasore | 3100 | EHT (O&M) Circle, Balasore | 3104 | EHT (O&M) Division,Jajpur Road | NL42 | 220/132/33 kV T/L S/S S/D Duburi_Line | 3000000480 | SMALL CUTPIECE CONDUCTOR | COND.CUTPIECE.A001 | ZSPR_SH | ZSPR | MT | 0.67 | 676.06 | INR
3000 | Northern Zone, Balasore | 3100 | EHT (O&M) Circle, Balasore | 3104 | EHT (O&M) Division,Jajpur Road | N143 | 132/33 kV T/L S/S S/D Jajpur Road | 3000000575 | 25 X 5 MM COPPER EARTH FLAT | ERTH.FLAT.CU.A001 | ZSPR_ACT | ZSPR | KG | 10 | 3076.9 | INR
3000 | Northern Zone, Balasore | 3100 | EHT (O&M) Circle, Balasore | 3104 | EHT (O&M) Division,Jajpur Road | N143 | 132/33 kV T/L S/S S/D Jajpur Road | 3000000578 | 100 X 5 MM COPPER EARTH FLAT | ERTH.FLAT.CU.A009 | ZSPR_SH | ZSPR | KG | 0.25 | 100 | INR
3000 | Northern Zone, Balasore | 3100 | EHT (O&M) Circle, Balasore | 3104 | EHT (O&M) Division,Jajpur Road | N144 | 132/33 kV T/L S/S S/D Jajpur Town | 3000000582 | EARTHING:50X6mm GI Flat | ERTH.FLAT.GI.A005 | ZSPR_ACT | ZSPR | KG | 239.56 | 10589.4 | INR
3000 | Northern Zone, Balasore | 3100 | EHT (O&M) Circle, Balasore | 3104 | EHT (O&M) Division,Jajpur Road | N142 | 220/132/33 kV T/L S/S S/D Duburi | 3000000583 | 75 X 10 MM GI EARTH FLAT in KG | ERTH.FLAT.GI.A006 | ZSPR_ACT | ZSPR | KG | 863 | 52933.41 | INR
3000 | Northern Zone, Balasore | 3100 | EHT (O&M) Circle, Balasore | 3104 | EHT (O&M) Division,Jajpur Road | N144 | 132/33 kV T/L S/S S/D Jajpur Town | 3000000583 | 75 X 10 MM GI EARTH FLAT in KG | ERTH.FLAT.GI.A006 | ZSPR_ACT | ZSPR | KG | 498.46 | 30573.79 | INR
3000 | Northern Zone, Balasore | 3100 | EHT (O&M) Circle, Balasore | 3104 | EHT (O&M) Division,Jajpur Road | N143 | 132/33 kV T/L S/S S/D Jajpur Road | 3000000588 | ASSORTED SIZE COPPER PLAIN EARTHING PIPE | ERTH.PIPE.CU.A008 | ZSPR_ACT | ZSPR | NOS | 2 | 400 | INR
3000 | Northern Zone, Balasore | 3100 | EHT (O&M) Circle, Balasore | 3104 | EHT (O&M) Division,Jajpur Road | N142 | 220/132/33 kV T/L S/S S/D Duburi | 3000000598 | 50 MM GI SPIKE EARTHING PIPE | ERTH.PIPE.GI.C005 | ZSPR_ACT | ZSPR | NOS | 2 | 4000 | INR
3000 | Northern Zone, Balasore | 3100 | EHT (O&M) Circle, Balasore | 3104 | EHT (O&M) Division,Jajpur Road | N145 | 132/33 kV T/L S/S S/D Anandpur | 3000000609 | Earthing Conductor riser:50x6mm GI Flat | ERTH.SPIKE.GI.A005 | ZSPR_ACT | ZSPR | MT | 0.366 | 41129.67 | INR
3000 | Northern Zone, Balasore | 3100 | EHT (O&M) Circle, Balasore | 3104 | EHT (O&M) Division,Jajpur Road | N145 | 132/33 kV T/L S/S S/D Anandpur | 3000000612 | MIDSPAN JOINT FOR 7/2.79MM EARTHWIRE | EW.ACCES.A001 | ZSPR_FREE | ZSPR | NOS | 13 | 0 | INR
3000 | Northern Zone, Balasore | 3100 | EHT (O&M) Circle, Balasore | 3104 | EHT (O&M) Division,Jajpur Road | NL43 | 132/33 kV T/L S/S S/D Jajpur Road_Line | 3000000613 | MID SPAN JOINT FOR 7/3.15MM EARTH WIRE | EW.ACCES.A002 | ZSPR_ACT | ZSPR | NOS | 10 | 1280 | INR
3000 | Northern Zone, Balasore | 3100 | EHT (O&M) Circle, Balasore | 3104 | EHT (O&M) Division,Jajpur Road | NL42 | 220/132/33 kV T/L S/S S/D Duburi_Line | 3000000613 | MID SPAN JOINT FOR 7/3.15MM EARTH WIRE | EW.ACCES.A002 | ZSPR_ACT | ZSPR | NOS | 1 | 128 | INR
3000 | Northern Zone, Balasore | 3100 | EHT (O&M) Circle, Balasore | 3104 | EHT (O&M) Division,Jajpur Road | N144 | 132/33 kV T/L S/S S/D Jajpur Town | 3000000614 | MID SPAN JOINT FOR 7/3.66MM EARTH WIRE | EW.ACCES.A003 | ZSPR_ACT | ZSPR | NOS | 5 | 173.6 | INR
3000 | Northern Zone, Balasore | 3100 | EHT (O&M) Circle, Balasore | 3104 | EHT (O&M) Division,Jajpur Road | N145 | 132/33 kV T/L S/S S/D Anandpur | 3000000615 | VD FOR 7/2.79MM EARTH WIRE | EW.ACCES.B001 | ZSPR_FREE | ZSPR | NOS | 12 | 0 | INR
3000 | Northern Zone, Balasore | 3100 | EHT (O&M) Circle, Balasore | 3104 | EHT (O&M) Division,Jajpur Road | NL43 | 132/33 kV T/L S/S S/D Jajpur Road_Line | 3000000616 | VD FOR 7/3.15MM GI EARTHWIRE | EW.ACCES.B002 | ZSPR_ACT | ZSPR | NOS | 103 | 40788 | INR
3000 | Northern Zone, Balasore | 3100 | EHT (O&M) Circle, Balasore | 3104 | EHT (O&M) Division,Jajpur Road | NL42 | 220/132/33 kV T/L S/S S/D Duburi_Line | 3000000619 | Damaged Cut Pieces GI Earthwire | EW.CUTPIECE.A001 | ZSPR_SH | ZSPR | KG | 135 | 135.69 | INR
3000 | Northern Zone, Balasore | 3100 | EHT (O&M) Circle, Balasore | 3104 | EHT (O&M) Division,Jajpur Road | NL43 | 132/33 kV T/L S/S S/D Jajpur Road_Line | 3000000739 | DS HARDWARE FITTING ACSR PANTHER | HWF.DS.A002 | ZSPR_ACT | ZSPR | NOS | 2 | 6600 | INR
3000 | Northern Zone, Balasore | 3100 | EHT (O&M) Circle, Balasore | 3104 | EHT (O&M) Division,Jajpur Road | NL42 | 220/132/33 kV T/L S/S S/D Duburi_Line | 3000000748 | DS HWF AGS for 90 KN insulator | HWF.DS.A016 | ZSPR_ACT | ZSPR | SET | 2 | 6600 | INR
3000 | Northern Zone, Balasore | 3100 | EHT (O&M) Circle, Balasore | 3104 | EHT (O&M) Division,Jajpur Road | N145 | 132/33 kV T/L S/S S/D Anandpur | 3000000799 | DT Hard ware fittings -120 KN insulator | HWF.DT.A002 | ZSPR_ACT | ZSPR | NOS | 14 | 15419.39 | INR
3000 | Northern Zone, Balasore | 3100 | EHT (O&M) Circle, Balasore | 3104 | EHT (O&M) Division,Jajpur Road | NL42 | 220/132/33 kV T/L S/S S/D Duburi_Line | 3000000799 | DT Hard ware fittings -120 KN insulator | HWF.DT.A002 | ZSPR_ACT | ZSPR | NOS | 5 | 5506.93 | INR
3000 | Northern Zone, Balasore | 3100 | EHT (O&M) Circle, Balasore | 3104 | EHT (O&M) Division,Jajpur Road | NL43 | 132/33 kV T/L S/S S/D Jajpur Road_Line | 3000000799 | DT Hard ware fittings -120 KN insulator | HWF.DT.A002 | ZSPR_ACT | ZSPR | NOS | 6 | 6608.31 | INR
3000 | Northern Zone, Balasore | 3100 | EHT (O&M) Circle, Balasore | 3104 | EHT (O&M) Division,Jajpur Road | N145 | 132/33 kV T/L S/S S/D Anandpur | 3000000823 | SUSPENSION CLAMP FOR 7/2.79MM EARTHWIRE | HWF.SC.EW.A001 | ZSPR_FREE | ZSPR | NOS | 3 | 0 | INR
3000 | Northern Zone, Balasore | 3100 | EHT (O&M) Circle, Balasore | 3104 | EHT (O&M) Division,Jajpur Road | NL43 | 132/33 kV T/L S/S S/D Jajpur Road_Line | 3000000824 | SUSPENSION CLAMP FOR 7/3.15MM EARTHWIRE | HWF.SC.EW.A002 | ZSPR_ACT | ZSPR | NOS | 33 | 10550.55 | INR
3000 | Northern Zone, Balasore | 3100 | EHT (O&M) Circle, Balasore | 3104 | EHT (O&M) Division,Jajpur Road | N144 | 132/33 kV T/L S/S S/D Jajpur Town | 3000000824 | SUSPENSION CLAMP FOR 7/3.15MM EARTHWIRE | HWF.SC.EW.A002 | ZSPR_ACT | ZSPR | NOS | 50 | 15985.67 | INR
3000 | Northern Zone, Balasore | 3100 | EHT (O&M) Circle, Balasore | 3104 | EHT (O&M) Division,Jajpur Road | NL42 | 220/132/33 kV T/L S/S S/D Duburi_Line | 3000000824 | SUSPENSION CLAMP FOR 7/3.15MM EARTHWIRE | HWF.SC.EW.A002 | ZSPR_FREE | ZSPR | NOS | 6 | 0 | INR
3000 | Northern Zone, Balasore | 3100 | EHT (O&M) Circle, Balasore | 3104 | EHT (O&M) Division,Jajpur Road | N148 | 132 kV SW/S B C Mohanty | 3000000846 | SS HARDWARE FITTING ACSR PANTHER | HWF.SS.A002 | ZSPR_FREE | ZSPR | NOS | 10 | 0.1 | INR
3000 | Northern Zone, Balasore | 3100 | EHT (O&M) Circle, Balasore | 3104 | EHT (O&M) Division,Jajpur Road | NL42 | 220/132/33 kV T/L S/S S/D Duburi_Line | 3000000846 | SS HARDWARE FITTING ACSR PANTHER | HWF.SS.A002 | ZSPR_ACT | ZSPR | NOS | 2 | 0.02 | INR
3000 | Northern Zone, Balasore | 3100 | EHT (O&M) Circle, Balasore | 3104 | EHT (O&M) Division,Jajpur Road | NL43 | 132/33 kV T/L S/S S/D Jajpur Road_Line | 3000000846 | SS HARDWARE FITTING ACSR PANTHER | HWF.SS.A002 | ZSPR_ACT | ZSPR | NOS | 1 | 0.01 | INR
3000 | Northern Zone, Balasore | 3100 | EHT (O&M) Circle, Balasore | 3104 | EHT (O&M) Division,Jajpur Road | N144 | 132/33 kV T/L S/S S/D Jajpur Town | 3000000847 | SS HARDWARE FITTING ACSR ZEBRA | HWF.SS.A003 | ZSPR_ACT | ZSPR | NOS | 5 | 13493.32 | INR
3000 | Northern Zone, Balasore | 3100 | EHT (O&M) Circle, Balasore | 3104 | EHT (O&M) Division,Jajpur Road | NL42 | 220/132/33 kV T/L S/S S/D Duburi_Line | 3000000847 | SS HARDWARE FITTING ACSR ZEBRA | HWF.SS.A003 | ZSPR_ACT | ZSPR | NOS | 2 | 5397.33 | INR
3000 | Northern Zone, Balasore | 3100 | EHT (O&M) Circle, Balasore | 3104 | EHT (O&M) Division,Jajpur Road | N142 | 220/132/33 kV T/L S/S S/D Duburi | 3000000849 | SS HARDWARE FITTING ACSR TWIN ZEBRA | HWF.SS.A005 | ZSPR_ACT | ZSPR | NOS | 2 | 6190 | INR
3000 | Northern Zone, Balasore | 3100 | EHT (O&M) Circle, Balasore | 3104 | EHT (O&M) Division,Jajpur Road | NL42 | 220/132/33 kV T/L S/S S/D Duburi_Line | 3000000857 | SS HWF AGS type for 90 KN insulator | HWF.SS.A016 | ZSPR_ACT | ZSPR | NOS | 10 | 17650 | INR
3000 | Northern Zone, Balasore | 3100 | EHT (O&M) Circle, Balasore | 3104 | EHT (O&M) Division,Jajpur Road | N145 | 132/33 kV T/L S/S S/D Anandpur | 3000000857 | SS HWF AGS type for 90 KN insulator | HWF.SS.A016 | ZSPR_FREE | ZSPR | NOS | 28 | 0 | INR
3000 | Northern Zone, Balasore | 3100 | EHT (O&M) Circle, Balasore | 3104 | EHT (O&M) Division,Jajpur Road | NL42 | 220/132/33 kV T/L S/S S/D Duburi_Line | 3000000858 | SS HWF AGS TYPE FOR ACSR ZEBRA | HWF.SS.A017 | ZSPR_ACT | ZSPR | SET | 2 | 4414 | INR
3000 | Northern Zone, Balasore | 3100 | EHT (O&M) Circle, Balasore | 3104 | EHT (O&M) Division,Jajpur Road | N145 | 132/33 kV T/L S/S S/D Anandpur | 3000000871 | ARCING HORN OF SS HWF FOR ACSR PANTHER | HWF.SS.D002 | ZSPR_FREE | ZSPR | NOS | 27 | 0 | INR
3000 | Northern Zone, Balasore | 3100 | EHT (O&M) Circle, Balasore | 3104 | EHT (O&M) Division,Jajpur Road | NL42 | 220/132/33 kV T/L S/S S/D Duburi_Line | 3000000872 | ARCING HORN OF SS HWF FOR ACSR ZEBRA | HWF.SS.D003 | ZSPR_ACT | ZSPR | NOS | 10 | 3121.2 | INR
3000 | Northern Zone, Balasore | 3100 | EHT (O&M) Circle, Balasore | 3104 | EHT (O&M) Division,Jajpur Road | NL43 | 132/33 kV T/L S/S S/D Jajpur Road_Line | 3000000877 | ST Hard wares fittings 120KN insulator | HWF.ST.A002 | ZSPR_ACT | ZSPR | NOS | 11 | 15540.47 | INR
3000 | Northern Zone, Balasore | 3100 | EHT (O&M) Circle, Balasore | 3104 | EHT (O&M) Division,Jajpur Road | NL42 | 220/132/33 kV T/L S/S S/D Duburi_Line | 3000000878 | ST HWF FOR ACSR ZEBRA | HWF.ST.A003 | ZSPR_ACT | ZSPR | NOS | 2 | 4517.47 | INR
3000 | Northern Zone, Balasore | 3100 | EHT (O&M) Circle, Balasore | 3104 | EHT (O&M) Division,Jajpur Road | N145 | 132/33 kV T/L S/S S/D Anandpur | 3000000878 | ST HWF FOR ACSR ZEBRA | HWF.ST.A003 | ZSPR_ACT | ZSPR | NOS | 2 | 4517.47 | INR
3000 | Northern Zone, Balasore | 3100 | EHT (O&M) Circle, Balasore | 3104 | EHT (O&M) Division,Jajpur Road | N143 | 132/33 kV T/L S/S S/D Jajpur Road | 3000000878 | ST HWF FOR ACSR ZEBRA | HWF.ST.A003 | ZSPR_ACT | ZSPR | NOS | 10 | 22587.34 | INR
3000 | Northern Zone, Balasore | 3100 | EHT (O&M) Circle, Balasore | 3104 | EHT (O&M) Division,Jajpur Road | N142 | 220/132/33 kV T/L S/S S/D Duburi | 3000000880 | ST HARDWARE FITTING ACSR TWIN ZEBRA | HWF.ST.A005 | ZSPR_ACT | ZSPR | NOS | 3 | 11910 | INR
3000 | Northern Zone, Balasore | 3100 | EHT (O&M) Circle, Balasore | 3104 | EHT (O&M) Division,Jajpur Road | N142 | 220/132/33 kV T/L S/S S/D Duburi | 3000000882 | ST HWF FOR ACSR PANTHER | HWF.ST.A008 | ZSPR_ACT | ZSPR | NOS | 1 | 2154.77 | INR
3000 | Northern Zone, Balasore | 3100 | EHT (O&M) Circle, Balasore | 3104 | EHT (O&M) Division,Jajpur Road | N145 | 132/33 kV T/L S/S S/D Anandpur | 3000000882 | ST HWF FOR ACSR PANTHER | HWF.ST.A008 | ZSPR_ACT | ZSPR | NOS | 5 | 10773.82 | INR
3000 | Northern Zone, Balasore | 3100 | EHT (O&M) Circle, Balasore | 3104 | EHT (O&M) Division,Jajpur Road | NL42 | 220/132/33 kV T/L S/S S/D Duburi_Line | 3000000882 | ST HWF FOR ACSR PANTHER | HWF.ST.A008 | ZSPR_ACT | ZSPR | NOS | 2 | 4309.53 | INR
3000 | Northern Zone, Balasore | 3100 | EHT (O&M) Circle, Balasore | 3104 | EHT (O&M) Division,Jajpur Road | NL42 | 220/132/33 kV T/L S/S S/D Duburi_Line | 3000000906 | TENSION CLAMP FOR EARTHWIRE | HWF.TC.EW.A002 | ZSPR_ACT | ZSPR | NOS | 1 | 286.34 | INR
3000 | Northern Zone, Balasore | 3100 | EHT (O&M) Circle, Balasore | 3104 | EHT (O&M) Division,Jajpur Road | N144 | 132/33 kV T/L S/S S/D Jajpur Town | 3000000930 | 70KN ANTIFOG DISC INSULATOR | INS.AF.DISC.B001 | ZSPR_SH | ZSPR | NOS | 2 | 400 | INR
3000 | Northern Zone, Balasore | 3100 | EHT (O&M) Circle, Balasore | 3104 | EHT (O&M) Division,Jajpur Road | NL43 | 132/33 kV T/L S/S S/D Jajpur Road_Line | 3000000931 | 90KN ANTIFOG DISC INSULATOR | INS.AF.DISC.B002 | ZSPR_ACT | ZSPR | NOS | 94 | 61006 | INR
3000 | Northern Zone, Balasore | 3100 | EHT (O&M) Circle, Balasore | 3104 | EHT (O&M) Division,Jajpur Road | NL43 | 132/33 kV T/L S/S S/D Jajpur Road_Line | 3000000933 | 160KN ANTIFOG DISC INSULATOR | INS.AF.DISC.B004 | ZSPR_ACT | ZSPR | NOS | 586 | 553184 | INR
3000 | Northern Zone, Balasore | 3100 | EHT (O&M) Circle, Balasore | 3104 | EHT (O&M) Division,Jajpur Road | N145 | 132/33 kV T/L S/S S/D Anandpur | 3000000943 | 33 KV Bus Post Insulator | INS.POR.BPI.C001 | ZSPR_ACT | ZSPR | NOS | 1 | 1817.39 | INR
3000 | Northern Zone, Balasore | 3100 | EHT (O&M) Circle, Balasore | 3104 | EHT (O&M) Division,Jajpur Road | N144 | 132/33 kV T/L S/S S/D Jajpur Town | 3000000943 | 33 KV Bus Post Insulator | INS.POR.BPI.C001 | ZSPR_ACT | ZSPR | NOS | 1 | 1817.39 | INR
3000 | Northern Zone, Balasore | 3100 | EHT (O&M) Circle, Balasore | 3104 | EHT (O&M) Division,Jajpur Road | N145 | 132/33 kV T/L S/S S/D Anandpur | 3000000943 | 33 KV Bus Post Insulator | INS.POR.BPI.C001 | ZSPR_SH | ZSPR | NOS | 4 | 80 | INR
3000 | Northern Zone, Balasore | 3100 | EHT (O&M) Circle, Balasore | 3104 | EHT (O&M) Division,Jajpur Road | N144 | 132/33 kV T/L S/S S/D Jajpur Town | 3000000944 | 132 KV BUS POST INSULATORS | INS.POR.BPI.D001 | ZSPR_ACT | ZSPR | NOS | 3 | 8250 | INR
3000 | Northern Zone, Balasore | 3100 | EHT (O&M) Circle, Balasore | 3104 | EHT (O&M) Division,Jajpur Road | N145 | 132/33 kV T/L S/S S/D Anandpur | 3000000944 | 132 KV BUS POST INSULATORS | INS.POR.BPI.D001 | ZSPR_ACT | ZSPR | NOS | 1 | 2750 | INR
3000 | Northern Zone, Balasore | 3100 | EHT (O&M) Circle, Balasore | 3104 | EHT (O&M) Division,Jajpur Road | N148 | 132 kV SW/S B C Mohanty | 3000000946 | 70KN PORCELAIN DISC INSULATOR | INS.POR.DISC.B001 | ZSPR_US | ZSPR | NOS | 5 | 838.34 | INR
3000 | Northern Zone, Balasore | 3100 | EHT (O&M) Circle, Balasore | 3104 | EHT (O&M) Division,Jajpur Road | NL43 | 132/33 kV T/L S/S S/D Jajpur Road_Line | 3000000946 | 70KN PORCELAIN DISC INSULATOR | INS.POR.DISC.B001 | ZSPR_SH | ZSPR | NOS | 320 | 9205.71 | INR
3000 | Northern Zone, Balasore | 3100 | EHT (O&M) Circle, Balasore | 3104 | EHT (O&M) Division,Jajpur Road | N144 | 132/33 kV T/L S/S S/D Jajpur Town | 3000000946 | 70KN PORCELAIN DISC INSULATOR | INS.POR.DISC.B001 | ZSPR_SH | ZSPR | NOS | 34 | 978.11 | INR
3000 | Northern Zone, Balasore | 3100 | EHT (O&M) Circle, Balasore | 3104 | EHT (O&M) Division,Jajpur Road | NL43 | 132/33 kV T/L S/S S/D Jajpur Road_Line | 3000000946 | 70KN PORCELAIN DISC INSULATOR | INS.POR.DISC.B001 | ZSPR_ACT | ZSPR | NOS | 3 | 503.01 | INR
3000 | Northern Zone, Balasore | 3100 | EHT (O&M) Circle, Balasore | 3104 | EHT (O&M) Division,Jajpur Road | N145 | 132/33 kV T/L S/S S/D Anandpur | 3000000947 | 90KN PORCELAIN DISC INSULATOR | INS.POR.DISC.B002 | ZSPR_ACT | ZSPR | NOS | 444 | 150958.69 | INR
3000 | Northern Zone, Balasore | 3100 | EHT (O&M) Circle, Balasore | 3104 | EHT (O&M) Division,Jajpur Road | NL42 | 220/132/33 kV T/L S/S S/D Duburi_Line | 3000000947 | 90KN PORCELAIN DISC INSULATOR | INS.POR.DISC.B002 | ZSPR_ACT | ZSPR | NOS | 90 | 30599.74 | INR
3000 | Northern Zone, Balasore | 3100 | EHT (O&M) Circle, Balasore | 3104 | EHT (O&M) Division,Jajpur Road | N148 | 132 kV SW/S B C Mohanty | 3000000947 | 90KN PORCELAIN DISC INSULATOR | INS.POR.DISC.B002 | ZSPR_FREE | ZSPR | NOS | 37 | 12579.89 | INR
3000 | Northern Zone, Balasore | 3100 | EHT (O&M) Circle, Balasore | 3104 | EHT (O&M) Division,Jajpur Road | N144 | 132/33 kV T/L S/S S/D Jajpur Town | 3000000948 | 120KN PORCELAIN DISC INSULATOR | INS.POR.DISC.B003 | ZSPR_SH | ZSPR | NOS | 1 | 248.87 | INR
3000 | Northern Zone, Balasore | 3100 | EHT (O&M) Circle, Balasore | 3104 | EHT (O&M) Division,Jajpur Road | N144 | 132/33 kV T/L S/S S/D Jajpur Town | 3000000948 | 120KN PORCELAIN DISC INSULATOR | INS.POR.DISC.B003 | ZSPR_ACT | ZSPR | NOS | 76 | 158313.44 | INR
3000 | Northern Zone, Balasore | 3100 | EHT (O&M) Circle, Balasore | 3104 | EHT (O&M) Division,Jajpur Road | NL42 | 220/132/33 kV T/L S/S S/D Duburi_Line | 3000000948 | 120KN PORCELAIN DISC INSULATOR | INS.POR.DISC.B003 | ZSPR_ACT | ZSPR | NOS | 138 | 287463.89 | INR
3000 | Northern Zone, Balasore | 3100 | EHT (O&M) Circle, Balasore | 3104 | EHT (O&M) Division,Jajpur Road | N148 | 132 kV SW/S B C Mohanty | 3000000948 | 120KN PORCELAIN DISC INSULATOR | INS.POR.DISC.B003 | ZSPR_ACT | ZSPR | NOS | 92 | 191642.59 | INR
3000 | Northern Zone, Balasore | 3100 | EHT (O&M) Circle, Balasore | 3104 | EHT (O&M) Division,Jajpur Road | N145 | 132/33 kV T/L S/S S/D Anandpur | 3000000948 | 120KN PORCELAIN DISC INSULATOR | INS.POR.DISC.B003 | ZSPR_ACT | ZSPR | NOS | 21 | 43744.5 | INR
3000 | Northern Zone, Balasore | 3100 | EHT (O&M) Circle, Balasore | 3104 | EHT (O&M) Division,Jajpur Road | N148 | 132 kV SW/S B C Mohanty | 3000000949 | 160KN PORCELAIN DISC INSULATOR | INS.POR.DISC.B004 | ZSPR_US | ZSPR | NOS | 4 | 1888.02 | INR
3000 | Northern Zone, Balasore | 3100 | EHT (O&M) Circle, Balasore | 3104 | EHT (O&M) Division,Jajpur Road | NL42 | 220/132/33 kV T/L S/S S/D Duburi_Line | 3000000949 | 160KN PORCELAIN DISC INSULATOR | INS.POR.DISC.B004 | ZSPR_ACT | ZSPR | NOS | 4 | 1888.02 | INR
3000 | Northern Zone, Balasore | 3100 | EHT (O&M) Circle, Balasore | 3104 | EHT (O&M) Division,Jajpur Road | N144 | 132/33 kV T/L S/S S/D Jajpur Town | 3000000954 | 132KV LR 90KN PORCELAIN INSULATOR | INS.POR.LR.D002 | ZSPR_ACT | ZSPR | NOS | 26 | 168376 | INR
3000 | Northern Zone, Balasore | 3100 | EHT (O&M) Circle, Balasore | 3104 | EHT (O&M) Division,Jajpur Road | NL42 | 220/132/33 kV T/L S/S S/D Duburi_Line | 3000000955 | 120KN 132 KV PORCELAIN LONG ROD | INS.POR.LR.D003 | ZSPR_ACT | ZSPR | NOS | 11 | 110000 | INR
3000 | Northern Zone, Balasore | 3100 | EHT (O&M) Circle, Balasore | 3104 | EHT (O&M) Division,Jajpur Road | N145 | 132/33 kV T/L S/S S/D Anandpur | 3000000960 | 90KN 132KV SILICON RUBBER LR INSULATOR | INS.S.RUBBERLR.D001 | ZSPR_ACT | ZSPR | NOS | 30 | 68550 | INR
3000 | Northern Zone, Balasore | 3100 | EHT (O&M) Circle, Balasore | 3104 | EHT (O&M) Division,Jajpur Road | N145 | 132/33 kV T/L S/S S/D Anandpur | 3000000961 | 120KN 132 KV SILICON RUBBER LR INSULATOR | INS.S.RUBBERLR.D002 | ZSPR_ACT | ZSPR | NOS | 72 | 185890.52 | INR
3000 | Northern Zone, Balasore | 3100 | EHT (O&M) Circle, Balasore | 3104 | EHT (O&M) Division,Jajpur Road | N144 | 132/33 kV T/L S/S S/D Jajpur Town | 3000000961 | 120KN 132 KV SILICON RUBBER LR INSULATOR | INS.S.RUBBERLR.D002 | ZSPR_ACT | ZSPR | NOS | 20 | 51636.25 | INR
3000 | Northern Zone, Balasore | 3100 | EHT (O&M) Circle, Balasore | 3104 | EHT (O&M) Division,Jajpur Road | N143 | 132/33 kV T/L S/S S/D Jajpur Road | 3000000961 | 120KN 132 KV SILICON RUBBER LR INSULATOR | INS.S.RUBBERLR.D002 | ZSPR_ACT | ZSPR | NOS | 25 | 64545.32 | INR
3000 | Northern Zone, Balasore | 3100 | EHT (O&M) Circle, Balasore | 3104 | EHT (O&M) Division,Jajpur Road | N145 | 132/33 kV T/L S/S S/D Anandpur | 3000000992 | PT/IVT/CVT CONSOLE BOX | MISC.CONSOLE.A001 | ZSPR_ACT | ZSPR | NOS | 1 | 9131.77 | INR
3000 | Northern Zone, Balasore | 3100 | EHT (O&M) Circle, Balasore | 3104 | EHT (O&M) Division,Jajpur Road | N143 | 132/33 kV T/L S/S S/D Jajpur Road | 3000000992 | PT/IVT/CVT CONSOLE BOX | MISC.CONSOLE.A001 | ZSPR_SH | ZSPR | NOS | 1 | 10954.06 | INR
3000 | Northern Zone, Balasore | 3100 | EHT (O&M) Circle, Balasore | 3104 | EHT (O&M) Division,Jajpur Road | N142 | 220/132/33 kV T/L S/S S/D Duburi | 3000000992 | PT/IVT/CVT CONSOLE BOX | MISC.CONSOLE.A001 | ZSPR_ACT | ZSPR | NOS | 11 | 100449.45 | INR
3000 | Northern Zone, Balasore | 3100 | EHT (O&M) Circle, Balasore | 3104 | EHT (O&M) Division,Jajpur Road | N143 | 132/33 kV T/L S/S S/D Jajpur Road | 3000000992 | PT/IVT/CVT CONSOLE BOX | MISC.CONSOLE.A001 | ZSPR_ACT | ZSPR | NOS | 3 | 27395.31 | INR
3000 | Northern Zone, Balasore | 3100 | EHT (O&M) Circle, Balasore | 3104 | EHT (O&M) Division,Jajpur Road | N143 | 132/33 kV T/L S/S S/D Jajpur Road | 3000001002 | EMPTY Tfr OIL BARREL | MISC.EMPTYBRL.A001 | ZSPR_SH | ZSPR | NOS | 20 | 1963.8 | INR
3000 | Northern Zone, Balasore | 3100 | EHT (O&M) Circle, Balasore | 3104 | EHT (O&M) Division,Jajpur Road | N145 | 132/33 kV T/L S/S S/D Anandpur | 3000001002 | EMPTY Tfr OIL BARREL | MISC.EMPTYBRL.A001 | ZSPR_ACT | ZSPR | NOS | 15 | 1472.85 | INR
3000 | Northern Zone, Balasore | 3100 | EHT (O&M) Circle, Balasore | 3104 | EHT (O&M) Division,Jajpur Road | N144 | 132/33 kV T/L S/S S/D Jajpur Town | 3000001007 | FLEXIBLE COPPER EARTH BOND | MISC.FL.CU.BOND.A001 | ZSPR_ACT | ZSPR | NOS | 11 | 8211.74 | INR
3000 | Northern Zone, Balasore | 3100 | EHT (O&M) Circle, Balasore | 3104 | EHT (O&M) Division,Jajpur Road | N143 | 132/33 kV T/L S/S S/D Jajpur Road | 3000001007 | FLEXIBLE COPPER EARTH BOND | MISC.FL.CU.BOND.A001 | ZSPR_ACT | ZSPR | NOS | 5 | 3732.61 | INR
3000 | Northern Zone, Balasore | 3100 | EHT (O&M) Circle, Balasore | 3104 | EHT (O&M) Division,Jajpur Road | NL42 | 220/132/33 kV T/L S/S S/D Duburi_Line | 3000001008 | FLEXIBLE EARTH BOND | MISC.FL.E.BOND.A001 | ZSPR_ACT | ZSPR | NOS | 4 | 2412 | INR
3000 | Northern Zone, Balasore | 3100 | EHT (O&M) Circle, Balasore | 3104 | EHT (O&M) Division,Jajpur Road | N144 | 132/33 kV T/L S/S S/D Jajpur Town | 3000001023 | PUMP SET 1 HP | MISC.MOTOR.C004 | ZSPR_SH | ZSPR | NOS | 1 | 5000 | INR
3000 | Northern Zone, Balasore | 3100 | EHT (O&M) Circle, Balasore | 3104 | EHT (O&M) Division,Jajpur Road | N144 | 132/33 kV T/L S/S S/D Jajpur Town | 3000001038 | 90 LB RAIL POLE | MISC.RAILPOLE.A002 | ZSPR_ACT | ZSPR | MT | 1.07 | 85632 | INR
3000 | Northern Zone, Balasore | 3100 | EHT (O&M) Circle, Balasore | 3104 | EHT (O&M) Division,Jajpur Road | N143 | 132/33 kV T/L S/S S/D Jajpur Road | 3000001041 | RAIL POLE 52 KG | MISC.RAILPOLE.A006 | ZSPR_ACT | ZSPR | MT | 0.8 | 32000 | INR
3000 | Northern Zone, Balasore | 3100 | EHT (O&M) Circle, Balasore | 3104 | EHT (O&M) Division,Jajpur Road | N143 | 132/33 kV T/L S/S S/D Jajpur Road | 3000001060 | STEEL ROPE 12 MM | MISC.ROPE.C002 | ZSPR_SH | ZSPR | KM | 0.07 | 3500 | INR
3000 | Northern Zone, Balasore | 3100 | EHT (O&M) Circle, Balasore | 3104 | EHT (O&M) Division,Jajpur Road | N142 | 220/132/33 kV T/L S/S S/D Duburi | 3000001067 | 50 Kg SF6 gas Cylinder | MISC.SF6CYLNDR.A002 | ZSPR_SH | ZSPR | NOS | 1 | 5883.5 | INR
3000 | Northern Zone, Balasore | 3100 | EHT (O&M) Circle, Balasore | 3104 | EHT (O&M) Division,Jajpur Road | N142 | 220/132/33 kV T/L S/S S/D Duburi | 3000001071 | 50KG SF6 EMPTY GAS CYLINDER | MISC.SF6CYLNDR.B002 | ZSPR_ACT | ZSPR | NOS | 1 | 5883.5 | INR
3000 | Northern Zone, Balasore | 3100 | EHT (O&M) Circle, Balasore | 3104 | EHT (O&M) Division,Jajpur Road | N145 | 132/33 kV T/L S/S S/D Anandpur | 3000001075 | 9/8KG SF6 EMPTY GAS CYLINDER | MISC.SF6CYLNDR.B008 | ZSPR_ACT | ZSPR | NOS | 7 | 7 | INR
3000 | Northern Zone, Balasore | 3100 | EHT (O&M) Circle, Balasore | 3104 | EHT (O&M) Division,Jajpur Road | N142 | 220/132/33 kV T/L S/S S/D Duburi | 3000001077 | SAFTY HELMET | MISC.SFTYHELMET.A002 | ZSPR_ACT | ZSPR | NOS | 20 | 5362.6 | INR
3000 | Northern Zone, Balasore | 3100 | EHT (O&M) Circle, Balasore | 3104 | EHT (O&M) Division,Jajpur Road | N145 | 132/33 kV T/L S/S S/D Anandpur | 3000001078 | SILICAGEL USEFUL FOR Tfr | MISC.SILICAGEL.A001 | ZSPR_ACT | ZSPR | KG | 15 | 3750 | INR
3000 | Northern Zone, Balasore | 3100 | EHT (O&M) Circle, Balasore | 3104 | EHT (O&M) Division,Jajpur Road | N143 | 132/33 kV T/L S/S S/D Jajpur Road | 3000001088 | Disconnected type Terminal block | MISC.TBLOCK.A003 | ZSPR_ACT | ZSPR | NOS | 480 | 30187.89 | INR
3000 | Northern Zone, Balasore | 3100 | EHT (O&M) Circle, Balasore | 3104 | EHT (O&M) Division,Jajpur Road | N148 | 132 kV SW/S B C Mohanty | 3000001094 | NEW EHV GRADE Napthelin based Tfr OIL | MISC.TFROIL.A001 | ZSPR_ACT | ZSPR | L | 100 | 11993.63 | INR
3000 | Northern Zone, Balasore | 3100 | EHT (O&M) Circle, Balasore | 3104 | EHT (O&M) Division,Jajpur Road | N144 | 132/33 kV T/L S/S S/D Jajpur Town | 3000001094 | NEW EHV GRADE Napthelin based Tfr OIL | MISC.TFROIL.A001 | ZSPR_ACT | ZSPR | L | 196 | 23507.51 | INR
3000 | Northern Zone, Balasore | 3100 | EHT (O&M) Circle, Balasore | 3104 | EHT (O&M) Division,Jajpur Road | N143 | 132/33 kV T/L S/S S/D Jajpur Road | 3000001094 | NEW EHV GRADE Napthelin based Tfr OIL | MISC.TFROIL.A001 | ZSPR_ACT | ZSPR | L | 1170 | 140325.47 | INR
3000 | Northern Zone, Balasore | 3100 | EHT (O&M) Circle, Balasore | 3104 | EHT (O&M) Division,Jajpur Road | N144 | 132/33 kV T/L S/S S/D Jajpur Town | 3000001095 | USED/ OLD Tfr OIL | MISC.TFROIL.A002 | ZSPR_SH | ZSPR | L | 480 | 7291.36 | INR
3000 | Northern Zone, Balasore | 3100 | EHT (O&M) Circle, Balasore | 3104 | EHT (O&M) Division,Jajpur Road | N148 | 132 kV SW/S B C Mohanty | 3000001095 | USED/ OLD Tfr OIL | MISC.TFROIL.A002 | ZSPR_US | ZSPR | L | 350 | 5316.62 | INR
3000 | Northern Zone, Balasore | 3100 | EHT (O&M) Circle, Balasore | 3104 | EHT (O&M) Division,Jajpur Road | N142 | 220/132/33 kV T/L S/S S/D Duburi | 3000001095 | USED/ OLD Tfr OIL | MISC.TFROIL.A002 | ZSPR_SH | ZSPR | L | 15000 | 227855.12 | INR
3000 | Northern Zone, Balasore | 3100 | EHT (O&M) Circle, Balasore | 3104 | EHT (O&M) Division,Jajpur Road | N142 | 220/132/33 kV T/L S/S S/D Duburi | 3000001106 | ANALOG AMPER-HOUR METER | MTR.AHMETER.A.A001 | ZSPR_ACT | ZSPR | NOS | 1 | 200 | INR
3000 | Northern Zone, Balasore | 3100 | EHT (O&M) Circle, Balasore | 3104 | EHT (O&M) Division,Jajpur Road | N142 | 220/132/33 kV T/L S/S S/D Duburi | 3000001116 | 3 PHASE 3 WIRE 110VOLT 1AMP APEX METER | MTR.APEX.A001 | ZSPR_ACT | ZSPR | NOS | 2 | 177900 | INR
3000 | Northern Zone, Balasore | 3100 | EHT (O&M) Circle, Balasore | 3104 | EHT (O&M) Division,Jajpur Road | N142 | 220/132/33 kV T/L S/S S/D Duburi | 3000001141 | APEX-100 ENERGY METER | MTR.SECURE.A003 | ZSPR_ACT | ZSPR | NOS | 1 | 80000 | INR
3000 | Northern Zone, Balasore | 3100 | EHT (O&M) Circle, Balasore | 3104 | EHT (O&M) Division,Jajpur Road | N142 | 220/132/33 kV T/L S/S S/D Duburi | 3000001153 | ASSORTED SIZE FOUNDATION NUT & BOLT | NBW.ASRT.FDNB.A001 | ZSPR_ACT | ZSPR | NOS | 16 | 734.69 | INR
3000 | Northern Zone, Balasore | 3100 | EHT (O&M) Circle, Balasore | 3104 | EHT (O&M) Division,Jajpur Road | N143 | 132/33 kV T/L S/S S/D Jajpur Road | 3000001153 | ASSORTED SIZE FOUNDATION NUT & BOLT | NBW.ASRT.FDNB.A001 | ZSPR_ACT | ZSPR | NOS | 87 | 3994.86 | INR
3000 | Northern Zone, Balasore | 3100 | EHT (O&M) Circle, Balasore | 3104 | EHT (O&M) Division,Jajpur Road | N144 | 132/33 kV T/L S/S S/D Jajpur Town | 3000001153 | ASSORTED SIZE FOUNDATION NUT & BOLT | NBW.ASRT.FDNB.A001 | ZSPR_ACT | ZSPR | NOS | 22 | 1010.2 | INR
3000 | Northern Zone, Balasore | 3100 | EHT (O&M) Circle, Balasore | 3104 | EHT (O&M) Division,Jajpur Road | NL42 | 220/132/33 kV T/L S/S S/D Duburi_Line | 3000001154 | NUTS AND BOLTS | NBW.ASRT.GINB.A001 | ZSPR_SH | ZSPR | KG | 1302 | 135954.94 | INR
3000 | Northern Zone, Balasore | 3100 | EHT (O&M) Circle, Balasore | 3104 | EHT (O&M) Division,Jajpur Road | N145 | 132/33 kV T/L S/S S/D Anandpur | 3000001154 | NUTS AND BOLTS | NBW.ASRT.GINB.A001 | ZSPR_ACT | ZSPR | KG | 18 | 2043.44 | INR
3000 | Northern Zone, Balasore | 3100 | EHT (O&M) Circle, Balasore | 3104 | EHT (O&M) Division,Jajpur Road | N148 | 132 kV SW/S B C Mohanty | 3000001154 | NUTS AND BOLTS | NBW.ASRT.GINB.A001 | ZSPR_ACT | ZSPR | KG | 1438.752 | 163333.26 | INR
3000 | Northern Zone, Balasore | 3100 | EHT (O&M) Circle, Balasore | 3104 | EHT (O&M) Division,Jajpur Road | N142 | 220/132/33 kV T/L S/S S/D Duburi | 3000001154 | NUTS AND BOLTS | NBW.ASRT.GINB.A001 | ZSPR_ACT | ZSPR | KG | 219 | 24861.81 | INR
3000 | Northern Zone, Balasore | 3100 | EHT (O&M) Circle, Balasore | 3104 | EHT (O&M) Division,Jajpur Road | N143 | 132/33 kV T/L S/S S/D Jajpur Road | 3000001154 | NUTS AND BOLTS | NBW.ASRT.GINB.A001 | ZSPR_ACT | ZSPR | KG | 687.75 | 78076.31 | INR
3000 | Northern Zone, Balasore | 3100 | EHT (O&M) Circle, Balasore | 3104 | EHT (O&M) Division,Jajpur Road | N144 | 132/33 kV T/L S/S S/D Jajpur Town | 3000001154 | NUTS AND BOLTS | NBW.ASRT.GINB.A001 | ZSPR_ACT | ZSPR | KG | 59 | 6697.93 | INR
3000 | Northern Zone, Balasore | 3100 | EHT (O&M) Circle, Balasore | 3104 | EHT (O&M) Division,Jajpur Road | N145 | 132/33 kV T/L S/S S/D Anandpur | 3000001155 | ASSORTED SIZE GI WASHER | NBW.ASRT.GIWSR.A001 | ZSPR_ACT | ZSPR | KG | 7.25 | 2262.81 | INR
3000 | Northern Zone, Balasore | 3100 | EHT (O&M) Circle, Balasore | 3104 | EHT (O&M) Division,Jajpur Road | N144 | 132/33 kV T/L S/S S/D Jajpur Town | 3000001162 | 25X800MM FOUNDATION NUT & BOLTs | NBW.FDN.NB.A016 | ZSPR_ACT | ZSPR | NOS | 28 | 1195.6 | INR
3000 | Northern Zone, Balasore | 3100 | EHT (O&M) Circle, Balasore | 3104 | EHT (O&M) Division,Jajpur Road | N145 | 132/33 kV T/L S/S S/D Anandpur | 3000001172 | 25 X 750 ONE END THREAD FNB | NBW.FDN.NB.C002 | ZSPR_ACT | ZSPR | NOS | 8 | 1920 | INR
3000 | Northern Zone, Balasore | 3100 | EHT (O&M) Circle, Balasore | 3104 | EHT (O&M) Division,Jajpur Road | N144 | 132/33 kV T/L S/S S/D Jajpur Town | 3000001218 | 16X65MM GI FULL THREAD NUT & BOLT | NBW.GINB.B012 | ZSPR_ACT | ZSPR | KG | 8.15 | 500 | INR
3000 | Northern Zone, Balasore | 3100 | EHT (O&M) Circle, Balasore | 3104 | EHT (O&M) Division,Jajpur Road | N148 | 132 kV SW/S B C Mohanty | 3000001247 | 16 X 8MM THICK PACK / FLAT GI WASHER | NBW.GIWSR.A017 | ZSPR_FREE | ZSPR | KG | 134 | 1.34 | INR
3000 | Northern Zone, Balasore | 3100 | EHT (O&M) Circle, Balasore | 3104 | EHT (O&M) Division,Jajpur Road | N143 | 132/33 kV T/L S/S S/D Jajpur Road | 3000001254 | Stainless steel Flat Washer M8 type bolt | NBW.GIWSR.A027 | ZSPR_ACT | ZSPR | KG | 68 | 15572.5 | INR
3000 | Northern Zone, Balasore | 3100 | EHT (O&M) Circle, Balasore | 3104 | EHT (O&M) Division,Jajpur Road | N143 | 132/33 kV T/L S/S S/D Jajpur Road | 3000001256 | STANDARD SIZE SPRING GI WASHER | NBW.GIWSR.B001 | ZSPR_ACT | ZSPR | KG | 69 | 18365 | INR
3000 | Northern Zone, Balasore | 3100 | EHT (O&M) Circle, Balasore | 3104 | EHT (O&M) Division,Jajpur Road | N143 | 132/33 kV T/L S/S S/D Jajpur Road | 3000001306 | BAY MARSHALLING KIOSK | PNL.MBOX.A001 | ZSPR_ACT | ZSPR | NOS | 2 | 50000 | INR
3000 | Northern Zone, Balasore | 3100 | EHT (O&M) Circle, Balasore | 3104 | EHT (O&M) Division,Jajpur Road | N142 | 220/132/33 kV T/L S/S S/D Duburi | 3000001311 | Recovered 132KV used CT | RCVR.132CT.A001 | ZSPR_SH | ZSPR | NOS | 1 | 3000 | INR
3000 | Northern Zone, Balasore | 3100 | EHT (O&M) Circle, Balasore | 3104 | EHT (O&M) Division,Jajpur Road | N144 | 132/33 kV T/L S/S S/D Jajpur Town | 3000001314 | 33KV used CTof ratio 400-200-100/1-1-1A | RCVR.33CT.A001 | ZSPR_SUP | ZSPR | NOS | 2 | 0.02 | INR
3000 | Northern Zone, Balasore | 3100 | EHT (O&M) Circle, Balasore | 3104 | EHT (O&M) Division,Jajpur Road | N145 | 132/33 kV T/L S/S S/D Anandpur | 3000001314 | 33KV used CTof ratio 400-200-100/1-1-1A | RCVR.33CT.A001 | ZSPR_SH | ZSPR | NOS | 6 | 6000.99 | INR
3000 | Northern Zone, Balasore | 3100 | EHT (O&M) Circle, Balasore | 3104 | EHT (O&M) Division,Jajpur Road | N142 | 220/132/33 kV T/L S/S S/D Duburi | 3000001320 | Used Numerical Relay | RCVR.EF.RLAY.A001 | ZSPR_ACT | ZSPR | NOS | 1 | 20000 | INR
3000 | Northern Zone, Balasore | 3100 | EHT (O&M) Circle, Balasore | 3104 | EHT (O&M) Division,Jajpur Road | N145 | 132/33 kV T/L S/S S/D Anandpur | 3000001326 | 24 WINDOW FACIA ANNUNCIATOR RELAY | RLAY.ANCITOR.A002 | ZSPR_ACT | ZSPR | NOS | 1 | 10000 | INR
3000 | Northern Zone, Balasore | 3100 | EHT (O&M) Circle, Balasore | 3104 | EHT (O&M) Division,Jajpur Road | N142 | 220/132/33 kV T/L S/S S/D Duburi | 3000001327 | 12/16 WINDOW FACIA ANNUNCIATOR RELAY | RLAY.ANCITOR.A003 | ZSPR_ACT | ZSPR | NOS | 1 | 400 | INR
3000 | Northern Zone, Balasore | 3100 | EHT (O&M) Circle, Balasore | 3104 | EHT (O&M) Division,Jajpur Road | N142 | 220/132/33 kV T/L S/S S/D Duburi | 3000001328 | 16 Window Annunciation fascia | RLAY.ANCITOR.A004 | ZSPR_ACT | ZSPR | NOS | 1 | 500 | INR
3000 | Northern Zone, Balasore | 3100 | EHT (O&M) Circle, Balasore | 3104 | EHT (O&M) Division,Jajpur Road | N144 | 132/33 kV T/L S/S S/D Jajpur Town | 3000001329 | ELECTROMAGNETIC AUXILLARY RELAY | RLAY.AUX.A001 | ZSPR_ACT | ZSPR | NOS | 3 | 10951.53 | INR
3000 | Northern Zone, Balasore | 3100 | EHT (O&M) Circle, Balasore | 3104 | EHT (O&M) Division,Jajpur Road | N144 | 132/33 kV T/L S/S S/D Jajpur Town | 3000001330 | AXU RELAY FOR ALARM AND TRIP | RLAY.AUX.A002 | ZSPR_SUP | ZSPR | NOS | 2 | 0 | INR
3000 | Northern Zone, Balasore | 3100 | EHT (O&M) Circle, Balasore | 3104 | EHT (O&M) Division,Jajpur Road | N144 | 132/33 kV T/L S/S S/D Jajpur Town | 3000001330 | AXU RELAY FOR ALARM AND TRIP | RLAY.AUX.A002 | ZSPR_ACT | ZSPR | NOS | 1 | 2868 | INR
3000 | Northern Zone, Balasore | 3100 | EHT (O&M) Circle, Balasore | 3104 | EHT (O&M) Division,Jajpur Road | N142 | 220/132/33 kV T/L S/S S/D Duburi | 3000001333 | Auxiliary relay | RLAY.AUX.A023 | ZSPR_ACT | ZSPR | NOS | 5 | 14600 | INR
3000 | Northern Zone, Balasore | 3100 | EHT (O&M) Circle, Balasore | 3104 | EHT (O&M) Division,Jajpur Road | N142 | 220/132/33 kV T/L S/S S/D Duburi | 3000001344 | CONTACTMULTIPLIER RELAY | RLAY.CMR.A001 | ZSPR_ACT | ZSPR | NOS | 6 | 180000 | INR
3000 | Northern Zone, Balasore | 3100 | EHT (O&M) Circle, Balasore | 3104 | EHT (O&M) Division,Jajpur Road | N142 | 220/132/33 kV T/L S/S S/D Duburi | 3000001347 | NUMERIC DIFFERENTIAL RELAY | RLAY.DIFFTIAL.C001 | ZSPR_SH | ZSPR | NOS | 1 | 89842 | INR
3000 | Northern Zone, Balasore | 3100 | EHT (O&M) Circle, Balasore | 3104 | EHT (O&M) Division,Jajpur Road | N142 | 220/132/33 kV T/L S/S S/D Duburi | 3000001351 | Numerical Feeder Management Relay | RLAY.DP.C001 | ZSPR_SH | ZSPR | NOS | 6 | 12394.29 | INR
3000 | Northern Zone, Balasore | 3100 | EHT (O&M) Circle, Balasore | 3104 | EHT (O&M) Division,Jajpur Road | N144 | 132/33 kV T/L S/S S/D Jajpur Town | 3000001351 | Numerical Feeder Management Relay | RLAY.DP.C001 | ZSPR_SH | ZSPR | NOS | 1 | 2065.71 | INR
3000 | Northern Zone, Balasore | 3100 | EHT (O&M) Circle, Balasore | 3104 | EHT (O&M) Division,Jajpur Road | N144 | 132/33 kV T/L S/S S/D Jajpur Town | 3000001351 | Numerical Feeder Management Relay | RLAY.DP.C001 | ZSPR_SUP | ZSPR | NOS | 2 | 0 | INR
3000 | Northern Zone, Balasore | 3100 | EHT (O&M) Circle, Balasore | 3104 | EHT (O&M) Division,Jajpur Road | N143 | 132/33 kV T/L S/S S/D Jajpur Road | 3000001380 | MOTOR OVERLOAD RELAY | RLAY.MISC.A003 | ZSPR_ACT | ZSPR | NOS | 6 | 7950 | INR
3000 | Northern Zone, Balasore | 3100 | EHT (O&M) Circle, Balasore | 3104 | EHT (O&M) Division,Jajpur Road | N144 | 132/33 kV T/L S/S S/D Jajpur Town | 3000001385 | ELECTROMAGNETIC MASTER TRIP RELAY | RLAY.MTRIP.A001 | ZSPR_ACT | ZSPR | NOS | 2 | 7410.2 | INR
3000 | Northern Zone, Balasore | 3100 | EHT (O&M) Circle, Balasore | 3104 | EHT (O&M) Division,Jajpur Road | N145 | 132/33 kV T/L S/S S/D Anandpur | 3000001392 | ELECTROMAGNETIC MASTER TRIP RELAY | RLAY.MTRIP.A011 | ZSPR_ACT | ZSPR | NOS | 1 | 5000 | INR
3000 | Northern Zone, Balasore | 3100 | EHT (O&M) Circle, Balasore | 3104 | EHT (O&M) Division,Jajpur Road | N142 | 220/132/33 kV T/L S/S S/D Duburi | 3000001398 | UNDER/OVER FREQUENCY RELAY | RLAY.NU.UFOF.A001 | ZSPR_ACT | ZSPR | NOS | 1 | 20000 | INR
3000 | Northern Zone, Balasore | 3100 | EHT (O&M) Circle, Balasore | 3104 | EHT (O&M) Division,Jajpur Road | N142 | 220/132/33 kV T/L S/S S/D Duburi | 3000001401 | Num Backup Relay | RLAY.NUMBACKUP.A002 | ZSPR_ACT | ZSPR | NOS | 2 | 20000 | INR
3000 | Northern Zone, Balasore | 3100 | EHT (O&M) Circle, Balasore | 3104 | EHT (O&M) Division,Jajpur Road | N144 | 132/33 kV T/L S/S S/D Jajpur Town | 3000001401 | Num Backup Relay | RLAY.NUMBACKUP.A002 | ZSPR_US | ZSPR | NOS | 1 | 1 | INR
3000 | Northern Zone, Balasore | 3100 | EHT (O&M) Circle, Balasore | 3104 | EHT (O&M) Division,Jajpur Road | N143 | 132/33 kV T/L S/S S/D Jajpur Road | 3000001404 | Numerical Back up Relay | RLAY.NUMBACKUP.B002 | ZSPR_ACT | ZSPR | NOS | 1 | 73465.57 | INR
3000 | Northern Zone, Balasore | 3100 | EHT (O&M) Circle, Balasore | 3104 | EHT (O&M) Division,Jajpur Road | N143 | 132/33 kV T/L S/S S/D Jajpur Road | 3000001418 | RESTRICTED EARTH FAULT RELAY | RLAY.REF.A005 | ZSPR_SH | ZSPR | NOS | 6 | 36000 | INR
3000 | Northern Zone, Balasore | 3100 | EHT (O&M) Circle, Balasore | 3104 | EHT (O&M) Division,Jajpur Road | N142 | 220/132/33 kV T/L S/S S/D Duburi | 3000001478 | E.cards-350AH,220V Plante Bat charger | SPR.BAT.CHRG.A005 | ZSPR_ACT | ZSPR | SET | 1 | 5000 | INR
3000 | Northern Zone, Balasore | 3100 | EHT (O&M) Circle, Balasore | 3104 | EHT (O&M) Division,Jajpur Road | N144 | 132/33 kV T/L S/S S/D Jajpur Town | 3000001504 | Tripping coil of 145kV SF6 CB | SPR.BKR132.C002 | ZSPR_ACT | ZSPR | NOS | 1 | 450 | INR
3000 | Northern Zone, Balasore | 3100 | EHT (O&M) Circle, Balasore | 3104 | EHT (O&M) Division,Jajpur Road | N145 | 132/33 kV T/L S/S S/D Anandpur | 3000001536 | TRIPPING COIL FOR 132 KV BHEL MOCB | SPR.BKR132BHEL.C038 | ZSPR_SH | ZSPR | NOS | 1 | 1 | INR
3000 | Northern Zone, Balasore | 3100 | EHT (O&M) Circle, Balasore | 3104 | EHT (O&M) Division,Jajpur Road | N144 | 132/33 kV T/L S/S S/D Jajpur Town | 3000001556 | CLOSING COIL 132KV SF6 BHEL BREAKER | SPR.BKR132BHEL.D016 | ZSPR_ACT | ZSPR | NOS | 4 | 1800 | INR
3000 | Northern Zone, Balasore | 3100 | EHT (O&M) Circle, Balasore | 3104 | EHT (O&M) Division,Jajpur Road | N142 | 220/132/33 kV T/L S/S S/D Duburi | 3000001567 | CLOSING COIL FOR 132KV CGL MAKE SF6 CB | SPR.BKR132CGL.D005 | ZSPR_ACT | ZSPR | NOS | 2 | 500 | INR
3000 | Northern Zone, Balasore | 3100 | EHT (O&M) Circle, Balasore | 3104 | EHT (O&M) Division,Jajpur Road | N142 | 220/132/33 kV T/L S/S S/D Duburi | 3000001568 | TRIPPING/CLOSING COIL 132KV CGL SF6 CB | SPR.BKR132CGL.D006 | ZSPR_ACT | ZSPR | NOS | 2 | 266.67 | INR
3000 | Northern Zone, Balasore | 3100 | EHT (O&M) Circle, Balasore | 3104 | EHT (O&M) Division,Jajpur Road | N144 | 132/33 kV T/L S/S S/D Jajpur Town | 3000001568 | TRIPPING/CLOSING COIL 132KV CGL SF6 CB | SPR.BKR132CGL.D006 | ZSPR_ACT | ZSPR | NOS | 4 | 533.33 | INR
3000 | Northern Zone, Balasore | 3100 | EHT (O&M) Circle, Balasore | 3104 | EHT (O&M) Division,Jajpur Road | N144 | 132/33 kV T/L S/S S/D Jajpur Town | 3000001578 | SET OF GASKET FOR 132KV CGL MAKE SF6 CB | SPR.BKR132CGL.D017 | ZSPR_ACT | ZSPR | NOS | 3 | 450 | INR
3000 | Northern Zone, Balasore | 3100 | EHT (O&M) Circle, Balasore | 3104 | EHT (O&M) Division,Jajpur Road | N144 | 132/33 kV T/L S/S S/D Jajpur Town | 3000001651 | Trip/Close coil 132KV SF6 Seimens Brker | SPR.BKR132SMNS.B008 | ZSPR_ACT | ZSPR | NOS | 1 | 1585.44 | INR
3000 | Northern Zone, Balasore | 3100 | EHT (O&M) Circle, Balasore | 3104 | EHT (O&M) Division,Jajpur Road | N143 | 132/33 kV T/L S/S S/D Jajpur Road | 3000001651 | Trip/Close coil 132KV SF6 Seimens Brker | SPR.BKR132SMNS.B008 | ZSPR_ACT | ZSPR | NOS | 1 | 1585.44 | INR
3000 | Northern Zone, Balasore | 3100 | EHT (O&M) Circle, Balasore | 3104 | EHT (O&M) Division,Jajpur Road | N145 | 132/33 kV T/L S/S S/D Anandpur | 3000001651 | Trip/Close coil 132KV SF6 Seimens Brker | SPR.BKR132SMNS.B008 | ZSPR_ACT | ZSPR | NOS | 1 | 1585.43 | INR
3000 | Northern Zone, Balasore | 3100 | EHT (O&M) Circle, Balasore | 3104 | EHT (O&M) Division,Jajpur Road | N142 | 220/132/33 kV T/L S/S S/D Duburi | 3000001651 | Trip/Close coil 132KV SF6 Seimens Brker | SPR.BKR132SMNS.B008 | ZSPR_SH | ZSPR | NOS | 1 | 1137.54 | INR
3000 | Northern Zone, Balasore | 3100 | EHT (O&M) Circle, Balasore | 3104 | EHT (O&M) Division,Jajpur Road | N143 | 132/33 kV T/L S/S S/D Jajpur Road | 3000001654 | RUBBER RING & SEALS 132KV SIEMENS SF6 CB | SPR.BKR132SMNS.D003 | ZSPR_ACT | ZSPR | NOS | 1 | 100 | INR
3000 | Northern Zone, Balasore | 3100 | EHT (O&M) Circle, Balasore | 3104 | EHT (O&M) Division,Jajpur Road | N145 | 132/33 kV T/L S/S S/D Anandpur | 3000001658 | DENSITY MONITOR 132KV SIEMENS SF6 CB | SPR.BKR132SMNS.D007 | ZSPR_ACT | ZSPR | NOS | 2 | 22078.99 | INR
3000 | Northern Zone, Balasore | 3100 | EHT (O&M) Circle, Balasore | 3104 | EHT (O&M) Division,Jajpur Road | N145 | 132/33 kV T/L S/S S/D Anandpur | 3000001658 | DENSITY MONITOR 132KV SIEMENS SF6 CB | SPR.BKR132SMNS.D007 | ZSPR_SH | ZSPR | NOS | 1 | 100 | INR
3000 | Northern Zone, Balasore | 3100 | EHT (O&M) Circle, Balasore | 3104 | EHT (O&M) Division,Jajpur Road | N143 | 132/33 kV T/L S/S S/D Jajpur Road | 3000001658 | DENSITY MONITOR 132KV SIEMENS SF6 CB | SPR.BKR132SMNS.D007 | ZSPR_ACT | ZSPR | NOS | 1 | 11039.49 | INR
3000 | Northern Zone, Balasore | 3100 | EHT (O&M) Circle, Balasore | 3104 | EHT (O&M) Division,Jajpur Road | N145 | 132/33 kV T/L S/S S/D Anandpur | 3000001660 | Relay PC for 132KV SMNS Bkr | SPR.BKR132SMNS.D009 | ZSPR_ACT | ZSPR | NOS | 3 | 13110.69 | INR
3000 | Northern Zone, Balasore | 3100 | EHT (O&M) Circle, Balasore | 3104 | EHT (O&M) Division,Jajpur Road | N143 | 132/33 kV T/L S/S S/D Jajpur Road | 3000001660 | Relay PC for 132KV SMNS Bkr | SPR.BKR132SMNS.D009 | ZSPR_ACT | ZSPR | NOS | 2 | 8740.46 | INR
3000 | Northern Zone, Balasore | 3100 | EHT (O&M) Circle, Balasore | 3104 | EHT (O&M) Division,Jajpur Road | N142 | 220/132/33 kV T/L S/S S/D Duburi | 3000001667 | GAS FILLING DEVICE 132KV SIEMENS SF6 CB | SPR.BKR132SMNS.D017 | ZSPR_ACT | ZSPR | NOS | 1 | 500 | INR
3000 | Northern Zone, Balasore | 3100 | EHT (O&M) Circle, Balasore | 3104 | EHT (O&M) Division,Jajpur Road | N143 | 132/33 kV T/L S/S S/D Jajpur Road | 3000001673 | LIMB FOR 132KV SIEMENS MAKE SF6 CB | SPR.BKR132SMNS.D027 | ZSPR_SH | ZSPR | NOS | 1 | 1000 | INR
3000 | Northern Zone, Balasore | 3100 | EHT (O&M) Circle, Balasore | 3104 | EHT (O&M) Division,Jajpur Road | N144 | 132/33 kV T/L S/S S/D Jajpur Town | 3000001812 | TRIPPING&CLOSING COIL 220KV AREVA SF6 CB | SPR.BKR220ARVA.D001 | ZSPR_ACT | ZSPR | NOS | 2 | 200 | INR
3000 | Northern Zone, Balasore | 3100 | EHT (O&M) Circle, Balasore | 3104 | EHT (O&M) Division,Jajpur Road | N142 | 220/132/33 kV T/L S/S S/D Duburi | 3000001830 | 3-P 4-P MOTOR 220KV CGL SF6 CB | SPR.BKR220CGL.D012 | ZSPR_US | ZSPR | NOS | 1 | 16900 | INR
3000 | Northern Zone, Balasore | 3100 | EHT (O&M) Circle, Balasore | 3104 | EHT (O&M) Division,Jajpur Road | N143 | 132/33 kV T/L S/S S/D Jajpur Road | 3000001895 | LIMIT SWITCH FOR 36 KV ALLIND MOCB | SPR.BKR36ALND.C046 | ZSPR_ACT | ZSPR | NOS | 2 | 2280 | INR
3000 | Northern Zone, Balasore | 3100 | EHT (O&M) Circle, Balasore | 3104 | EHT (O&M) Division,Jajpur Road | N144 | 132/33 kV T/L S/S S/D Jajpur Town | 3000001902 | SPRING CHARGING MOTOR 36KV ALLIND VCB | SPR.BKR36ALND.E011 | ZSPR_ACT | ZSPR | NOS | 1 | 240 | INR
3000 | Northern Zone, Balasore | 3100 | EHT (O&M) Circle, Balasore | 3104 | EHT (O&M) Division,Jajpur Road | N144 | 132/33 kV T/L S/S S/D Jajpur Town | 3000001903 | CLOSING COIL FOR 36KV ALLIND VCB | SPR.BKR36ALND.E014 | ZSPR_ACT | ZSPR | NOS | 5 | 15000 | INR
3000 | Northern Zone, Balasore | 3100 | EHT (O&M) Circle, Balasore | 3104 | EHT (O&M) Division,Jajpur Road | N144 | 132/33 kV T/L S/S S/D Jajpur Town | 3000001919 | TERMINAL PAD FOR 36 KV BHEL MAKE VCB | SPR.BKR36BHEL.E005 | ZSPR_ACT | ZSPR | NOS | 6 | 1200 | INR
3000 | Northern Zone, Balasore | 3100 | EHT (O&M) Circle, Balasore | 3104 | EHT (O&M) Division,Jajpur Road | N144 | 132/33 kV T/L S/S S/D Jajpur Town | 3000001922 | TRIPPING/CLOSING COIL OF 36KV BHEL VCB | SPR.BKR36BHEL.E009 | ZSPR_ACT | ZSPR | NOS | 5 | 10000 | INR
3000 | Northern Zone, Balasore | 3100 | EHT (O&M) Circle, Balasore | 3104 | EHT (O&M) Division,Jajpur Road | N144 | 132/33 kV T/L S/S S/D Jajpur Town | 3000001923 | SPRING CHARGING MOTOR FOR 36KV BHEL VCB | SPR.BKR36BHEL.E013 | ZSPR_ACT | ZSPR | NOS | 3 | 15000 | INR
3000 | Northern Zone, Balasore | 3100 | EHT (O&M) Circle, Balasore | 3104 | EHT (O&M) Division,Jajpur Road | N144 | 132/33 kV T/L S/S S/D Jajpur Town | 3000001929 | TRIPPING / CLOSING COIL 36KV CGL VCB | SPR.BKR36CGL.E001 | ZSPR_ACT | ZSPR | NOS | 4 | 4567 | INR
3000 | Northern Zone, Balasore | 3100 | EHT (O&M) Circle, Balasore | 3104 | EHT (O&M) Division,Jajpur Road | N142 | 220/132/33 kV T/L S/S S/D Duburi | 3000001956 | Tripping coil for 36KV VCB SEIL | SPR.BKR36SEIL.E002 | ZSPR_ACT | ZSPR | NOS | 1 | 150 | INR
3000 | Northern Zone, Balasore | 3100 | EHT (O&M) Circle, Balasore | 3104 | EHT (O&M) Division,Jajpur Road | N143 | 132/33 kV T/L S/S S/D Jajpur Road | 3000001965 | Tripping coil for 36KV Stelmec make VCB. | SPR.BKR36SL.E004 | ZSPR_ACT | ZSPR | NOS | 5 | 10587 | INR
3000 | Northern Zone, Balasore | 3100 | EHT (O&M) Circle, Balasore | 3104 | EHT (O&M) Division,Jajpur Road | N143 | 132/33 kV T/L S/S S/D Jajpur Road | 3000001966 | Closing coil for 36KV Stelmec make VCB. | SPR.BKR36SL.E005 | ZSPR_ACT | ZSPR | NOS | 5 | 10595.55 | INR
3000 | Northern Zone, Balasore | 3100 | EHT (O&M) Circle, Balasore | 3104 | EHT (O&M) Division,Jajpur Road | N145 | 132/33 kV T/L S/S S/D Anandpur | 3000001973 | TRIPPING COIL OF 36KV SIEMENS VCB | SPR.BKR36SMNS.E003 | ZSPR_FREE | ZSPR | NOS | 1 | 0 | INR
3000 | Northern Zone, Balasore | 3100 | EHT (O&M) Circle, Balasore | 3104 | EHT (O&M) Division,Jajpur Road | N144 | 132/33 kV T/L S/S S/D Jajpur Town | 3000002118 | AUTO MANUAL SELECTORSWITCH-CHARGER | SPR.CHRG.CLDN.A007 | ZSPR_ACT | ZSPR | NOS | 2 | 1500 | INR
3000 | Northern Zone, Balasore | 3100 | EHT (O&M) Circle, Balasore | 3104 | EHT (O&M) Division,Jajpur Road | N144 | 132/33 kV T/L S/S S/D Jajpur Town | 3000002119 | INDICATING LED OF BATTERY CHARGER | SPR.CHRG.CLDN.A008 | ZSPR_ACT | ZSPR | NOS | 4 | 40 | INR
3000 | Northern Zone, Balasore | 3100 | EHT (O&M) Circle, Balasore | 3104 | EHT (O&M) Division,Jajpur Road | N144 | 132/33 kV T/L S/S S/D Jajpur Town | 3000002120 | INDICATING FUSE OF BAT CHARGER | SPR.CHRG.CLDN.A009 | ZSPR_ACT | ZSPR | NOS | 8 | 480 | INR
3000 | Northern Zone, Balasore | 3100 | EHT (O&M) Circle, Balasore | 3104 | EHT (O&M) Division,Jajpur Road | N144 | 132/33 kV T/L S/S S/D Jajpur Town | 3000002121 | AC CONTACTOR FOR BATTERY CHARGER | SPR.CHRG.CLDN.A010 | ZSPR_ACT | ZSPR | NOS | 2 | 7032 | INR
3000 | Northern Zone, Balasore | 3100 | EHT (O&M) Circle, Balasore | 3104 | EHT (O&M) Division,Jajpur Road | N143 | 132/33 kV T/L S/S S/D Jajpur Road | 3000002121 | AC CONTACTOR FOR BATTERY CHARGER | SPR.CHRG.CLDN.A010 | ZSPR_ACT | ZSPR | NOS | 2 | 7032 | INR
3000 | Northern Zone, Balasore | 3100 | EHT (O&M) Circle, Balasore | 3104 | EHT (O&M) Division,Jajpur Road | N142 | 220/132/33 kV T/L S/S S/D Duburi | 3000002126 | CONTROL 22OV & 48V BAT CHARGERS CLDN | SPR.CHRG.CLDN.A015 | ZSPR_ACT | ZSPR | NOS | 1 | 1000 | INR
3000 | Northern Zone, Balasore | 3100 | EHT (O&M) Circle, Balasore | 3104 | EHT (O&M) Division,Jajpur Road | N142 | 220/132/33 kV T/L S/S S/D Duburi | 3000002205 | TRIP TRANSFER SWITCH-8NO+8NCCRP | SPR.CRPNL132BHEL.A001 | ZSPR_ACT | ZSPR | NOS | 1 | 6250 | INR
3000 | Northern Zone, Balasore | 3100 | EHT (O&M) Circle, Balasore | 3104 | EHT (O&M) Division,Jajpur Road | N144 | 132/33 kV T/L S/S S/D Jajpur Town | 3000002222 | TNC SWITCH FOR 33KV CR PANEL | SPR.CRPNL33BHEL.A008 | ZSPR_ACT | ZSPR | NOS | 1 | 100 | INR
3000 | Northern Zone, Balasore | 3100 | EHT (O&M) Circle, Balasore | 3104 | EHT (O&M) Division,Jajpur Road | N142 | 220/132/33 kV T/L S/S S/D Duburi | 3000002226 | C.T STUD SHORT TYPE | SPR.CT132BHEL.A004 | ZSPR_US | ZSPR | NOS | 6 | 15000 | INR
3000 | Northern Zone, Balasore | 3100 | EHT (O&M) Circle, Balasore | 3104 | EHT (O&M) Division,Jajpur Road | N143 | 132/33 kV T/L S/S S/D Jajpur Road | 3000002246 | HEATING ELEMENT NIRMAL FILTER MACHINE | SPR.FLTM.NRML.D001 | ZSPR_ACT | ZSPR | NOS | 68 | 3400 | INR
3000 | Northern Zone, Balasore | 3100 | EHT (O&M) Circle, Balasore | 3104 | EHT (O&M) Division,Jajpur Road | N142 | 220/132/33 kV T/L S/S S/D Duburi | 3000002260 | VACUUM GAUGE SUMESH FILTER MACHINE | SPR.FLTM.SMSH.D019 | ZSPR_SH | ZSPR | NOS | 1 | 700 | INR
3000 | Northern Zone, Balasore | 3100 | EHT (O&M) Circle, Balasore | 3104 | EHT (O&M) Division,Jajpur Road | N143 | 132/33 kV T/L S/S S/D Jajpur Road | 3000002318 | FEMALE CONTACT132KV GEC ISOLATOR | SPR.ISO132GEC.A001 | ZSPR_SH | ZSPR | NOS | 2 | 1400 | INR
3000 | Northern Zone, Balasore | 3100 | EHT (O&M) Circle, Balasore | 3104 | EHT (O&M) Division,Jajpur Road | N145 | 132/33 kV T/L S/S S/D Anandpur | 3000002363 | 132KV Isolator FB padclamp Plate | SPR.ISO132SS.A011 | ZSPR_ACT | ZSPR | NOS | 2 | 3000 | INR
3000 | Northern Zone, Balasore | 3100 | EHT (O&M) Circle, Balasore | 3104 | EHT (O&M) Division,Jajpur Road | N145 | 132/33 kV T/L S/S S/D Anandpur | 3000002373 | PC,RELAY,MCB,SWITCH,FUSE FOR 132KVSS ISO | SPR.ISO132SS.A021 | ZSPR_ACT | ZSPR | NOS | 3 | 24741.21 | INR
3000 | Northern Zone, Balasore | 3100 | EHT (O&M) Circle, Balasore | 3104 | EHT (O&M) Division,Jajpur Road | N145 | 132/33 kV T/L S/S S/D Anandpur | 3000002384 | L.switch&Aux switch for 132KV SS ISO | SPR.ISO132SS.A039 | ZSPR_ACT | ZSPR | NOS | 2 | 4809.86 | INR
3000 | Northern Zone, Balasore | 3100 | EHT (O&M) Circle, Balasore | 3104 | EHT (O&M) Division,Jajpur Road | N142 | 220/132/33 kV T/L S/S S/D Duburi | 3000002420 | ER BLADE CONTACT220KV ISOLAOR | SPR.ISO220GRP.A011 | ZSPR_SH | ZSPR | NOS | 20 | 60000 | INR
3000 | Northern Zone, Balasore | 3100 | EHT (O&M) Circle, Balasore | 3104 | EHT (O&M) Division,Jajpur Road | N144 | 132/33 kV T/L S/S S/D Jajpur Town | 3000002480 | FEMALE CONTACTFOR 33KV SS MAKE ISOLATOR | SPR.ISO33SS.A002 | ZSPR_ACT | ZSPR | NOS | 2 | 14000 | INR
3000 | Northern Zone, Balasore | 3100 | EHT (O&M) Circle, Balasore | 3104 | EHT (O&M) Division,Jajpur Road | N144 | 132/33 kV T/L S/S S/D Jajpur Town | 3000002483 | MALE CONTACTCU PIPE TYPE 33KV ISOLATOR | SPR.ISO33SS.A005 | ZSPR_ACT | ZSPR | NOS | 1 | 5000 | INR
3000 | Northern Zone, Balasore | 3100 | EHT (O&M) Circle, Balasore | 3104 | EHT (O&M) Division,Jajpur Road | N142 | 220/132/33 kV T/L S/S S/D Duburi | 3000002554 | MISCELLANEOUS SPARE ITEMS | SPR.MISC.A001 | ZSPR_US | ZSPR | NOS | 6 | 20200 | INR
3000 | Northern Zone, Balasore | 3100 | EHT (O&M) Circle, Balasore | 3104 | EHT (O&M) Division,Jajpur Road | N141 | EHT (O&M) Division, Jajpur Road | 3000002554 | MISCELLANEOUS SPARE ITEMS | SPR.MISC.A001 | ZSPR_THEFT | ZSPR | NOS | 1 | 44246.04 | INR
3000 | Northern Zone, Balasore | 3100 | EHT (O&M) Circle, Balasore | 3104 | EHT (O&M) Division,Jajpur Road | N142 | 220/132/33 kV T/L S/S S/D Duburi | 3000002554 | MISCELLANEOUS SPARE ITEMS | SPR.MISC.A001 | ZSPR_ACT | ZSPR | NOS | 8 | 23383.6 | INR
3000 | Northern Zone, Balasore | 3100 | EHT (O&M) Circle, Balasore | 3104 | EHT (O&M) Division,Jajpur Road | N145 | 132/33 kV T/L S/S S/D Anandpur | 3000002554 | MISCELLANEOUS SPARE ITEMS | SPR.MISC.A001 | ZSPR_ACT | ZSPR | NOS | 8 | 23383.6 | INR
3000 | Northern Zone, Balasore | 3100 | EHT (O&M) Circle, Balasore | 3104 | EHT (O&M) Division,Jajpur Road | N144 | 132/33 kV T/L S/S S/D Jajpur Town | 3000002554 | MISCELLANEOUS SPARE ITEMS | SPR.MISC.A001 | ZSPR_ACT | ZSPR | NOS | 1 | 2922.95 | INR
3000 | Northern Zone, Balasore | 3100 | EHT (O&M) Circle, Balasore | 3104 | EHT (O&M) Division,Jajpur Road | N144 | 132/33 kV T/L S/S S/D Jajpur Town | 3000002559 | AUXILIARY SWITCH CONTACTS ASSEMBLY | SPR.MISC.A012 | ZSPR_ACT | ZSPR | NOS | 2 | 1000 | INR
3000 | Northern Zone, Balasore | 3100 | EHT (O&M) Circle, Balasore | 3104 | EHT (O&M) Division,Jajpur Road | N143 | 132/33 kV T/L S/S S/D Jajpur Road | 3000002569 | Contactor of different type | SPR.MISC.A028 | ZSPR_ACT | ZSPR | NOS | 3 | 2490 | INR
3000 | Northern Zone, Balasore | 3100 | EHT (O&M) Circle, Balasore | 3104 | EHT (O&M) Division,Jajpur Road | N143 | 132/33 kV T/L S/S S/D Jajpur Road | 3000002577 | Silica gel breather for Tfr in Nos | SPR.MISC.A051 | ZSPR_ACT | ZSPR | NOS | 4 | 15800 | INR
3000 | Northern Zone, Balasore | 3100 | EHT (O&M) Circle, Balasore | 3104 | EHT (O&M) Division,Jajpur Road | N143 | 132/33 kV T/L S/S S/D Jajpur Road | 3000002618 | COPPER PIPE ASSORTED SIZE | SPR.MISC.A168 | ZSPR_ACT | ZSPR | M | 49.07 | 37352.08 | INR
3000 | Northern Zone, Balasore | 3100 | EHT (O&M) Circle, Balasore | 3104 | EHT (O&M) Division,Jajpur Road | N142 | 220/132/33 kV T/L S/S S/D Duburi | 3000002625 | POWER CONTACTOR | SPR.MISC.A193 | ZSPR_ACT | ZSPR | NOS | 2 | 2 | INR
3000 | Northern Zone, Balasore | 3100 | EHT (O&M) Circle, Balasore | 3104 | EHT (O&M) Division,Jajpur Road | N145 | 132/33 kV T/L S/S S/D Anandpur | 3000002649 | Breather DTO-2 | SPR.MISC.A229 | ZSPR_SH | ZSPR | NOS | 2 | 60 | INR
3000 | Northern Zone, Balasore | 3100 | EHT (O&M) Circle, Balasore | 3104 | EHT (O&M) Division,Jajpur Road | N143 | 132/33 kV T/L S/S S/D Jajpur Road | 3000002649 | Breather DTO-2 | SPR.MISC.A229 | ZSPR_ACT | ZSPR | NOS | 1 | 7550 | INR
3000 | Northern Zone, Balasore | 3100 | EHT (O&M) Circle, Balasore | 3104 | EHT (O&M) Division,Jajpur Road | N143 | 132/33 kV T/L S/S S/D Jajpur Road | 3000002692 | CONTACTTERMINAL BLOCK | SPR.MISC.A291 | ZSPR_ACT | ZSPR | NOS | 4 | 1680 | INR
3000 | Northern Zone, Balasore | 3100 | EHT (O&M) Circle, Balasore | 3104 | EHT (O&M) Division,Jajpur Road | N144 | 132/33 kV T/L S/S S/D Jajpur Town | 3000002756 | 132KV BUSHING CONDENSER W/O ROD | SPR.MISC.A473 | ZSPR_ACT | ZSPR | NOS | 1 | 2922.95 | INR
3000 | Northern Zone, Balasore | 3100 | EHT (O&M) Circle, Balasore | 3104 | EHT (O&M) Division,Jajpur Road | N142 | 220/132/33 kV T/L S/S S/D Duburi | 3000002769 | DOL Motor Starter 3-ph, 415v, 15Amp. | SPR.MISC.A510 | ZSPR_ACT | ZSPR | NOS | 4 | 8000 | INR
3000 | Northern Zone, Balasore | 3100 | EHT (O&M) Circle, Balasore | 3104 | EHT (O&M) Division,Jajpur Road | N144 | 132/33 kV T/L S/S S/D Jajpur Town | 3000002769 | DOL Motor Starter 3-ph, 415v, 15Amp. | SPR.MISC.A510 | ZSPR_SH | ZSPR | NOS | 1 | 1000 | INR
3000 | Northern Zone, Balasore | 3100 | EHT (O&M) Circle, Balasore | 3104 | EHT (O&M) Division,Jajpur Road | N144 | 132/33 kV T/L S/S S/D Jajpur Town | 3000002811 | TEST TERMINAL BLOCK 132 KV ER PANEL | SPR.PNL132ER.A001 | ZSPR_ACT | ZSPR | NOS | 3 | 3000 | INR
3000 | Northern Zone, Balasore | 3100 | EHT (O&M) Circle, Balasore | 3104 | EHT (O&M) Division,Jajpur Road | N143 | 132/33 kV T/L S/S S/D Jajpur Road | 3000002854 | SURGE COUNTER FOR 132KV SURGE ARRESTER | SPR.SA132BHEL.A001 | ZSPR_SH | ZSPR | NOS | 1 | 2300 | INR
3000 | Northern Zone, Balasore | 3100 | EHT (O&M) Circle, Balasore | 3104 | EHT (O&M) Division,Jajpur Road | N142 | 220/132/33 kV T/L S/S S/D Duburi | 3000002867 | OTI OF 100MVA 220/132KV ABB Tfr | SPR.TFR100ABB.CC01 | ZSPR_SH | ZSPR | NOS | 1 | 100 | INR
3000 | Northern Zone, Balasore | 3100 | EHT (O&M) Circle, Balasore | 3104 | EHT (O&M) Division,Jajpur Road | N145 | 132/33 kV T/L S/S S/D Anandpur | 3000003033 | PRV FOR 20MVA 132/33KV BHEL Tfr | SPR.TFR20BHEL.EC10 | ZSPR_ACT | ZSPR | NOS | 1 | 5000 | INR
3000 | Northern Zone, Balasore | 3100 | EHT (O&M) Circle, Balasore | 3104 | EHT (O&M) Division,Jajpur Road | N145 | 132/33 kV T/L S/S S/D Anandpur | 3000003051 | HV N Bushing 132/33kV 20MVA BHEL Tfr | SPR.TFR20BHEL.ED25 | ZSPR_ACT | ZSPR | NOS | 1 | 10000 | INR
3000 | Northern Zone, Balasore | 3100 | EHT (O&M) Circle, Balasore | 3104 | EHT (O&M) Division,Jajpur Road | N145 | 132/33 kV T/L S/S S/D Anandpur | 3000003064 | CF with motor 20MVA 132/33KV IMP Tfr | SPR.TFR20IMP.BC05 | ZSPR_SH | ZSPR | NOS | 3 | 4500 | INR
3000 | Northern Zone, Balasore | 3100 | EHT (O&M) Circle, Balasore | 3104 | EHT (O&M) Division,Jajpur Road | N143 | 132/33 kV T/L S/S S/D Jajpur Road | 3000003229 | COOLING FAN FOR 40MVA 132/33KV BHEL Tfr | SPR.TFR40BHEL.EA01 | ZSPR_ACT | ZSPR | NOS | 1 | 10000 | INR
3000 | Northern Zone, Balasore | 3100 | EHT (O&M) Circle, Balasore | 3104 | EHT (O&M) Division,Jajpur Road | N143 | 132/33 kV T/L S/S S/D Jajpur Road | 3000003240 | PRV FOR 40MVA 132/33KV BHEL Tfr | SPR.TFR40BHEL.EC02 | ZSPR_ACT | ZSPR | NOS | 1 | 3000 | INR
3000 | Northern Zone, Balasore | 3100 | EHT (O&M) Circle, Balasore | 3104 | EHT (O&M) Division,Jajpur Road | N143 | 132/33 kV T/L S/S S/D Jajpur Road | 3000003241 | WTI FOR 40MVA 132/33KV BHEL Tfr | SPR.TFR40BHEL.EC03 | ZSPR_ACT | ZSPR | NOS | 2 | 4000 | INR
3000 | Northern Zone, Balasore | 3100 | EHT (O&M) Circle, Balasore | 3104 | EHT (O&M) Division,Jajpur Road | N145 | 132/33 kV T/L S/S S/D Anandpur | 3000003242 | OTI FOR 40MVA 132/33KV BHEL Tfr | SPR.TFR40BHEL.EC05 | ZSPR_ACT | ZSPR | NOS | 1 | 8666.67 | INR
3000 | Northern Zone, Balasore | 3100 | EHT (O&M) Circle, Balasore | 3104 | EHT (O&M) Division,Jajpur Road | N143 | 132/33 kV T/L S/S S/D Jajpur Road | 3000003242 | OTI FOR 40MVA 132/33KV BHEL Tfr | SPR.TFR40BHEL.EC05 | ZSPR_ACT | ZSPR | NOS | 2 | 17333.33 | INR
3000 | Northern Zone, Balasore | 3100 | EHT (O&M) Circle, Balasore | 3104 | EHT (O&M) Division,Jajpur Road | N143 | 132/33 kV T/L S/S S/D Jajpur Road | 3000003244 | BUCHHOLZRELAY FOR 40MVA 132/33KV BHELTfr | SPR.TFR40BHEL.EC07 | ZSPR_ACT | ZSPR | NOS | 1 | 50000 | INR
3000 | Northern Zone, Balasore | 3100 | EHT (O&M) Circle, Balasore | 3104 | EHT (O&M) Division,Jajpur Road | N145 | 132/33 kV T/L S/S S/D Anandpur | 3000003245 | MOLG FOR 40MVA 132/33KV BHEL Tfr | SPR.TFR40BHEL.EC08 | ZSPR_ACT | ZSPR | NOS | 1 | 9600 | INR
3000 | Northern Zone, Balasore | 3100 | EHT (O&M) Circle, Balasore | 3104 | EHT (O&M) Division,Jajpur Road | N143 | 132/33 kV T/L S/S S/D Jajpur Road | 3000003245 | MOLG FOR 40MVA 132/33KV BHEL Tfr | SPR.TFR40BHEL.EC08 | ZSPR_ACT | ZSPR | NOS | 2 | 19200 | INR
3000 | Northern Zone, Balasore | 3100 | EHT (O&M) Circle, Balasore | 3104 | EHT (O&M) Division,Jajpur Road | N143 | 132/33 kV T/L S/S S/D Jajpur Road | 3000003245 | MOLG FOR 40MVA 132/33KV BHEL Tfr | SPR.TFR40BHEL.EC08 | ZSPR_SH | ZSPR | NOS | 1 | 1 | INR
3000 | Northern Zone, Balasore | 3100 | EHT (O&M) Circle, Balasore | 3104 | EHT (O&M) Division,Jajpur Road | N143 | 132/33 kV T/L S/S S/D Jajpur Road | 3000003247 | HV BUSHING FOR 40 MVA 132/33KV BHEL Tfr | SPR.TFR40BHEL.EF01 | ZSPR_ACT | ZSPR | NOS | 1 | 1200000 | INR
3000 | Northern Zone, Balasore | 3100 | EHT (O&M) Circle, Balasore | 3104 | EHT (O&M) Division,Jajpur Road | N143 | 132/33 kV T/L S/S S/D Jajpur Road | 3000003249 | HV N bushing for 40MVA 132/33kV BHEL Tfr | SPR.TFR40BHEL.EF03 | ZSPR_ACT | ZSPR | NOS | 2 | 1300 | INR
3000 | Northern Zone, Balasore | 3100 | EHT (O&M) Circle, Balasore | 3104 | EHT (O&M) Division,Jajpur Road | N143 | 132/33 kV T/L S/S S/D Jajpur Road | 3000003250 | STARTER FOR 40MVA 132/33KV BHEL Tfr | SPR.TFR40BHEL.EF04 | ZSPR_ACT | ZSPR | NOS | 1 | 5000 | INR
3000 | Northern Zone, Balasore | 3100 | EHT (O&M) Circle, Balasore | 3104 | EHT (O&M) Division,Jajpur Road | N142 | 220/132/33 kV T/L S/S S/D Duburi | 3000003268 | REMOTE TPI FOR 40MVA 132/33KV GECA Tfr | SPR.TFR40GECA.EB02 | ZSPR_ACT | ZSPR | NOS | 1 | 200 | INR
3000 | Northern Zone, Balasore | 3100 | EHT (O&M) Circle, Balasore | 3104 | EHT (O&M) Division,Jajpur Road | N142 | 220/132/33 kV T/L S/S S/D Duburi | 3000003287 | MOLG FOR 40MVA 220/33KV TR MAKE Tfr | SPR.TFR40TR.DC04 | ZSPR_SH | ZSPR | NOS | 1 | 5000 | INR
3000 | Northern Zone, Balasore | 3100 | EHT (O&M) Circle, Balasore | 3104 | EHT (O&M) Division,Jajpur Road | N142 | 220/132/33 kV T/L S/S S/D Duburi | 3000003288 | OTI FOR 40MVA 220/33KV TR Tfr | SPR.TFR40TR.DC05 | ZSPR_SH | ZSPR | NOS | 1 | 5000 | INR
3000 | Northern Zone, Balasore | 3100 | EHT (O&M) Circle, Balasore | 3104 | EHT (O&M) Division,Jajpur Road | N142 | 220/132/33 kV T/L S/S S/D Duburi | 3000003289 | PRD FOR 40MVA 220/33KV TR MAKE Tfr | SPR.TFR40TR.DC06 | ZSPR_SH | ZSPR | NOS | 2 | 15761.26 | INR
3000 | Northern Zone, Balasore | 3100 | EHT (O&M) Circle, Balasore | 3104 | EHT (O&M) Division,Jajpur Road | N142 | 220/132/33 kV T/L S/S S/D Duburi | 3000003296 | PT SENSOR OF OTI FOR 40MVA TR MAKE Tfr | SPR.TFR40TR.DC14 | ZSPR_ACT | ZSPR | NOS | 2 | 4000 | INR
3000 | Northern Zone, Balasore | 3100 | EHT (O&M) Circle, Balasore | 3104 | EHT (O&M) Division,Jajpur Road | N142 | 220/132/33 kV T/L S/S S/D Duburi | 3000003302 | METAL LUG FOR 40MVA 220/33KV TR MAKE Tfr | SPR.TFR40TR.DG06 | ZSPR_ACT | ZSPR | NOS | 2 | 4000 | INR
3000 | Northern Zone, Balasore | 3100 | EHT (O&M) Circle, Balasore | 3104 | EHT (O&M) Division,Jajpur Road | N144 | 132/33 kV T/L S/S S/D Jajpur Town | 3000003308 | B. RELAY FOR 40MVA 132/33KV TR MAKE Tfr | SPR.TFR40TR.EC01 | ZSPR_SH | ZSPR | NOS | 1 | 1 | INR
3000 | Northern Zone, Balasore | 3100 | EHT (O&M) Circle, Balasore | 3104 | EHT (O&M) Division,Jajpur Road | N144 | 132/33 kV T/L S/S S/D Jajpur Town | 3000003309 | MOLG FOR 40MVA 132/33KV TR MAKE Tfr | SPR.TFR40TR.EC02 | ZSPR_ACT | ZSPR | NOS | 1 | 27541 | INR
3000 | Northern Zone, Balasore | 3100 | EHT (O&M) Circle, Balasore | 3104 | EHT (O&M) Division,Jajpur Road | N144 | 132/33 kV T/L S/S S/D Jajpur Town | 3000003312 | FUSES CONTROL FOR 40MVA TR MAKE Tfr | SPR.TFR40TR.EC09 | ZSPR_ACT | ZSPR | NOS | 1 | 17213 | INR
3000 | Northern Zone, Balasore | 3100 | EHT (O&M) Circle, Balasore | 3104 | EHT (O&M) Division,Jajpur Road | N144 | 132/33 kV T/L S/S S/D Jajpur Town | 3000003313 | LAMP INDICATIVE FOR 40MVA TR MAKE Tfr | SPR.TFR40TR.EC38 | ZSPR_ACT | ZSPR | NOS | 1 | 3442 | INR
3000 | Northern Zone, Balasore | 3100 | EHT (O&M) Circle, Balasore | 3104 | EHT (O&M) Division,Jajpur Road | N145 | 132/33 kV T/L S/S S/D Anandpur | 3000003369 | 132KV- Isolater Pad Clamp (Single Moose) | SS.CLAMP.A018 | ZSPR_ACT | ZSPR | NOS | 9 | 9230.67 | INR
3000 | Northern Zone, Balasore | 3100 | EHT (O&M) Circle, Balasore | 3104 | EHT (O&M) Division,Jajpur Road | N145 | 132/33 kV T/L S/S S/D Anandpur | 3000003391 | G1X 132 KV BEAM STRUCTURE | STRS.132BEAM.A002 | ZSPR_ACT | ZSPR | MT | 0.641 | 68830.58 | INR
3000 | Northern Zone, Balasore | 3100 | EHT (O&M) Circle, Balasore | 3104 | EHT (O&M) Division,Jajpur Road | N142 | 220/132/33 kV T/L S/S S/D Duburi | 3000003408 | Q1 220 KV BEAM STRUCTURE | STRS.220BEAM.A001 | ZSPR_ACT | ZSPR | MT | 0.973 | 163006.69 | INR
3000 | Northern Zone, Balasore | 3100 | EHT (O&M) Circle, Balasore | 3104 | EHT (O&M) Division,Jajpur Road | NL42 | 220/132/33 kV T/L S/S S/D Duburi_Line | 3000003408 | Q1 220 KV BEAM STRUCTURE | STRS.220BEAM.A001 | ZSPR_ACT | ZSPR | MT | 0 | 0 | INR
3000 | Northern Zone, Balasore | 3100 | EHT (O&M) Circle, Balasore | 3104 | EHT (O&M) Division,Jajpur Road | N142 | 220/132/33 kV T/L S/S S/D Duburi | 3000003435 | Equipment structure - 33kV CT/NCT | STRS.33EQPT.A010 | ZSPR_ACT | ZSPR | MT | 0.15 | 5681.01 | INR
3000 | Northern Zone, Balasore | 3100 | EHT (O&M) Circle, Balasore | 3104 | EHT (O&M) Division,Jajpur Road | N144 | 132/33 kV T/L S/S S/D Jajpur Town | 3000003435 | Equipment structure - 33kV CT/NCT | STRS.33EQPT.A010 | ZSPR_ACT | ZSPR | MT | 0.366 | 13861.65 | INR
3000 | Northern Zone, Balasore | 3100 | EHT (O&M) Circle, Balasore | 3104 | EHT (O&M) Division,Jajpur Road | N142 | 220/132/33 kV T/L S/S S/D Duburi | 3000003437 | Equipment structure-33kV SI w/o ES | STRS.33EQPT.A012 | ZSPR_ACT | ZSPR | MT | 0.2 | 10000 | INR
3000 | Northern Zone, Balasore | 3100 | EHT (O&M) Circle, Balasore | 3104 | EHT (O&M) Division,Jajpur Road | N142 | 220/132/33 kV T/L S/S S/D Duburi | 3000003438 | Equipment structure-33kV DI w/o ES | STRS.33EQPT.A013 | ZSPR_ACT | ZSPR | MT | 0.15 | 13035 | INR
3000 | Northern Zone, Balasore | 3100 | EHT (O&M) Circle, Balasore | 3104 | EHT (O&M) Division,Jajpur Road | N144 | 132/33 kV T/L S/S S/D Jajpur Town | 3000003440 | Equipment structure of PI for 33KV | STRS.33EQPT.A017 | ZSPR_ACT | ZSPR | MT | 0.265 | 25244.48 | INR
3000 | Northern Zone, Balasore | 3100 | EHT (O&M) Circle, Balasore | 3104 | EHT (O&M) Division,Jajpur Road | NL42 | 220/132/33 kV T/L S/S S/D Duburi_Line | 3000003443 | Substation Assorted Structure as per BoQ | STRS.ASSORTED.A001 | ZSPR_THEFT | ZSPR | MT | 2.163 | 260.43 | INR
3000 | Northern Zone, Balasore | 3100 | EHT (O&M) Circle, Balasore | 3104 | EHT (O&M) Division,Jajpur Road | NL43 | 132/33 kV T/L S/S S/D Jajpur Road_Line | 3000003443 | Substation Assorted Structure as per BoQ | STRS.ASSORTED.A001 | ZSPR_THEFT | ZSPR | MT | 4.51 | 543.02 | INR
3000 | Northern Zone, Balasore | 3100 | EHT (O&M) Circle, Balasore | 3104 | EHT (O&M) Division,Jajpur Road | NL43 | 132/33 kV T/L S/S S/D Jajpur Road_Line | 3000003489 | 132 KV PB TYPE STUB | TWR.132PB.STUB.A001 | ZSPR_ACT | ZSPR | MT | 0.432 | 25341.84 | INR
3000 | Northern Zone, Balasore | 3100 | EHT (O&M) Circle, Balasore | 3104 | EHT (O&M) Division,Jajpur Road | NL43 | 132/33 kV T/L S/S S/D Jajpur Road_Line | 3000003492 | 132 KV PC TYPE STUB | TWR.132PC.STUB.A001 | ZSPR_ACT | ZSPR | MT | 2.395 | 140494.68 | INR
3000 | Northern Zone, Balasore | 3100 | EHT (O&M) Circle, Balasore | 3104 | EHT (O&M) Division,Jajpur Road | N148 | 132 kV SW/S B C Mohanty | 3000003524 | 220 KV ASSORTED OC TYPE TOWER | TWR.220OC.L.A002 | ZSPR_THEFT | ZSPR | MT | 0.855 | 64432.99 | INR
3000 | Northern Zone, Balasore | 3100 | EHT (O&M) Circle, Balasore | 3104 | EHT (O&M) Division,Jajpur Road | N148 | 132 kV SW/S B C Mohanty | 3000003524 | 220 KV ASSORTED OC TYPE TOWER | TWR.220OC.L.A002 | ZSPR_ACT | ZSPR | MT | 24.901 | 1877017.76 | INR
3000 | Northern Zone, Balasore | 3100 | EHT (O&M) Circle, Balasore | 3104 | EHT (O&M) Division,Jajpur Road | NL42 | 220/132/33 kV T/L S/S S/D Duburi_Line | 3000003530 | 132KV OC+24Type towe with stub cleat | TWR.220OC+24.L.A001 | ZSPR_ACT | ZSPR | MT | 47.303 | 3565598.44 | INR
3000 | Northern Zone, Balasore | 3100 | EHT (O&M) Circle, Balasore | 3104 | EHT (O&M) Division,Jajpur Road | N148 | 132 kV SW/S B C Mohanty | 3000003533 | 220KV UR Type Tower wo Stub & Cleat | TWR.220UR.L.A001 | ZSPR_THEFT | ZSPR | MT | 0.396 | 29811.93 | INR
3000 | Northern Zone, Balasore | 3100 | EHT (O&M) Circle, Balasore | 3104 | EHT (O&M) Division,Jajpur Road | N148 | 132 kV SW/S B C Mohanty | 3000003533 | 220KV UR Type Tower wo Stub & Cleat | TWR.220UR.L.A001 | ZSPR_ACT | ZSPR | MT | 12.088 | 911167.09 | INR
3000 | Northern Zone, Balasore | 3100 | EHT (O&M) Circle, Balasore | 3104 | EHT (O&M) Division,Jajpur Road | NL43 | 132/33 kV T/L S/S S/D Jajpur Road_Line | 3000003560 | DISMANTLED TOWER MEMBERS | TWR.DISMENTAL.A001 | ZSPR_SH | ZSPR | MT | 6.11 | 0.06 | INR
3000 | Northern Zone, Balasore | 3100 | EHT (O&M) Circle, Balasore | 3104 | EHT (O&M) Division,Jajpur Road | NL42 | 220/132/33 kV T/L S/S S/D Duburi_Line | 3000003560 | DISMANTLED TOWER MEMBERS | TWR.DISMENTAL.A001 | ZSPR_ACT | ZSPR | MT | 1.273 | 12730 | INR
3000 | Northern Zone, Balasore | 3100 | EHT (O&M) Circle, Balasore | 3104 | EHT (O&M) Division,Jajpur Road | NL42 | 220/132/33 kV T/L S/S S/D Duburi_Line | 3000003562 | ASSORTED GI TOWER ANGLE | TWR.GI.ANGLE.A001 | ZSPR_ACT | ZSPR | MT | 0.732 | 2325.37 | INR
3000 | Northern Zone, Balasore | 3100 | EHT (O&M) Circle, Balasore | 3104 | EHT (O&M) Division,Jajpur Road | N144 | 132/33 kV T/L S/S S/D Jajpur Town | 3000003562 | ASSORTED GI TOWER ANGLE | TWR.GI.ANGLE.A001 | ZSPR_SH | ZSPR | MT | 0.215 | 215 | INR
3000 | Northern Zone, Balasore | 3100 | EHT (O&M) Circle, Balasore | 3104 | EHT (O&M) Division,Jajpur Road | N143 | 132/33 kV T/L S/S S/D Jajpur Road | 3000003564 | 50X50X5MM SIZE GI TOWER ANGLE | TWR.GI.ANGLE.A003 | ZSPR_ACT | ZSPR | MT | 15 | 776143.01 | INR
3000 | Northern Zone, Balasore | 3100 | EHT (O&M) Circle, Balasore | 3104 | EHT (O&M) Division,Jajpur Road | NL42 | 220/132/33 kV T/L S/S S/D Duburi_Line | 3000003564 | 50X50X5MM SIZE GI TOWER ANGLE | TWR.GI.ANGLE.A003 | ZSPR_ACT | ZSPR | MT | 0.331 | 17126.89 | INR
3000 | Northern Zone, Balasore | 3100 | EHT (O&M) Circle, Balasore | 3104 | EHT (O&M) Division,Jajpur Road | N145 | 132/33 kV T/L S/S S/D Anandpur | 3000003564 | 50X50X5MM SIZE GI TOWER ANGLE | TWR.GI.ANGLE.A003 | ZSPR_ACT | ZSPR | MT | 0.25 | 12935.72 | INR
3000 | Northern Zone, Balasore | 3100 | EHT (O&M) Circle, Balasore | 3104 | EHT (O&M) Division,Jajpur Road | NL42 | 220/132/33 kV T/L S/S S/D Duburi_Line | 3000003565 | 50X50X6MM SIZE GI ANGLE | TWR.GI.ANGLE.A004 | ZSPR_ACT | ZSPR | MT | 0.356 | 4443.14 | INR
3000 | Northern Zone, Balasore | 3100 | EHT (O&M) Circle, Balasore | 3104 | EHT (O&M) Division,Jajpur Road | NL42 | 220/132/33 kV T/L S/S S/D Duburi_Line | 3000003567 | 65X65X6MM SIZE GI TOWER ANGLE | TWR.GI.ANGLE.A006 | ZSPR_ACT | ZSPR | MT | 0.169 | 2109.24 | INR
3000 | Northern Zone, Balasore | 3100 | EHT (O&M) Circle, Balasore | 3104 | EHT (O&M) Division,Jajpur Road | NL42 | 220/132/33 kV T/L S/S S/D Duburi_Line | 3000003568 | 75X75X6MM SIZE GI TOWER ANGLE | TWR.GI.ANGLE.A007 | ZSPR_ACT | ZSPR | MT | 0.292 | 15242.03 | INR
3000 | Northern Zone, Balasore | 3100 | EHT (O&M) Circle, Balasore | 3104 | EHT (O&M) Division,Jajpur Road | N143 | 132/33 kV T/L S/S S/D Jajpur Road | 3000003568 | 75X75X6MM SIZE GI TOWER ANGLE | TWR.GI.ANGLE.A007 | ZSPR_ACT | ZSPR | MT | 5 | 260993.64 | INR
3000 | Northern Zone, Balasore | 3100 | EHT (O&M) Circle, Balasore | 3104 | EHT (O&M) Division,Jajpur Road | N143 | 132/33 kV T/L S/S S/D Jajpur Road | 3000003569 | 80X80X6MM SIZE GI TOWER ANGLE | TWR.GI.ANGLE.A008 | ZSPR_ACT | ZSPR | MT | 5 | 263403.75 | INR
3000 | Northern Zone, Balasore | 3100 | EHT (O&M) Circle, Balasore | 3104 | EHT (O&M) Division,Jajpur Road | N143 | 132/33 kV T/L S/S S/D Jajpur Road | 3000003570 | 90X90X6MM SIZE GI TOWER ANGLE | TWR.GI.ANGLE.A009 | ZSPR_ACT | ZSPR | MT | 5 | 263384 | INR
3000 | Northern Zone, Balasore | 3100 | EHT (O&M) Circle, Balasore | 3104 | EHT (O&M) Division,Jajpur Road | N145 | 132/33 kV T/L S/S S/D Anandpur | 3000003572 | 45X45X6 MM SIZE GI TOWER ANGLE | TWR.GI.ANGLE.A014 | ZSPR_ACT | ZSPR | MT | 0.02 | 200 | INR
3000 | Northern Zone, Balasore | 3100 | EHT (O&M) Circle, Balasore | 3104 | EHT (O&M) Division,Jajpur Road | N148 | 132 kV SW/S B C Mohanty | 3000003584 | U' BOLT | TWR.UBOLT.A001 | ZSPR_FREE | ZSPR | KG | 8.5 | 0.06 | INR
3000 | Northern Zone, Balasore | 3100 | EHT (O&M) Circle, Balasore | 3104 | EHT (O&M) Division,Jajpur Road | N143 | 132/33 kV T/L S/S S/D Jajpur Road | 3000003585 | 132KV WAVE TRAP 630A/0.5mH | WT.132.E004 | ZSPR_SH | ZSPR | NOS | 4 | 0.04 | INR
3000 | Northern Zone, Balasore | 3100 | EHT (O&M) Circle, Balasore | 3104 | EHT (O&M) Division,Jajpur Road | N145 | 132/33 kV T/L S/S S/D Anandpur | 3000003586 | 132KV WAVE TRAP 800A/0.5mH | WT.132.E005 | ZSPR_SH | ZSPR | NOS | 4 | 4000 | INR
3000 | Northern Zone, Balasore | 3100 | EHT (O&M) Circle, Balasore | 3104 | EHT (O&M) Division,Jajpur Road | N142 | 220/132/33 kV T/L S/S S/D Duburi | 3000003587 | 132 KV WAVE TRAP 1200/1.0mH | WT.132.F007 | ZSPR_US | ZSPR | NOS | 8 | 2240 | INR
3000 | Northern Zone, Balasore | 3100 | EHT (O&M) Circle, Balasore | 3104 | EHT (O&M) Division,Jajpur Road | N145 | 132/33 kV T/L S/S S/D Anandpur | 3000003587 | 132 KV WAVE TRAP 1200/1.0mH | WT.132.F007 | ZSPR_SH | ZSPR | NOS | 2 | 560 | INR
3000 | Northern Zone, Balasore | 3100 | EHT (O&M) Circle, Balasore | 3104 | EHT (O&M) Division,Jajpur Road | N143 | 132/33 kV T/L S/S S/D Jajpur Road | 3000003592 | Used 33kV Surge arrester | RCVR.33SA.A001 | ZSPR_SH | ZSPR | NOS | 1 | 0.01 | INR
3000 | Northern Zone, Balasore | 3100 | EHT (O&M) Circle, Balasore | 3104 | EHT (O&M) Division,Jajpur Road | N143 | 132/33 kV T/L S/S S/D Jajpur Road | 3000003606 | 4 BOLTED BRASS ALLOY CT CLAMP | CLMP.CT.BR.A001 | ZSPR_ACT | ZSPR | NOS | 4 | 1123.08 | INR
3000 | Northern Zone, Balasore | 3100 | EHT (O&M) Circle, Balasore | 3104 | EHT (O&M) Division,Jajpur Road | N145 | 132/33 kV T/L S/S S/D Anandpur | 3000003618 | ST clamp 33Kv CT stud-twin ACSR zebra | CLMP.ST.THRU.B009 | ZSPR_ACT | ZSPR | NOS | 3 | 3828.75 | INR
3000 | Northern Zone, Balasore | 3100 | EHT (O&M) Circle, Balasore | 3104 | EHT (O&M) Division,Jajpur Road | N144 | 132/33 kV T/L S/S S/D Jajpur Town | 3000003714 | STRAIGHT THROUGH CLAMP ALLUMINIUM FOR 30 | CLMP.ST.THRU.AL.A010 | ZSPR_ACT | ZSPR | NOS | 7 | 2682.61 | INR
3000 | Northern Zone, Balasore | 3100 | EHT (O&M) Circle, Balasore | 3104 | EHT (O&M) Division,Jajpur Road | NL43 | 132/33 kV T/L S/S S/D Jajpur Road_Line | 4000000003 | DISCHARGE ROD WITH CARRY BAG | MISC.DISCHARGE.A001 | ZTNP_ACT | ZTNP | NOS | 9 | 65579.13 | INR
3000 | Northern Zone, Balasore | 3100 | EHT (O&M) Circle, Balasore | 3104 | EHT (O&M) Division,Jajpur Road | N142 | 220/132/33 kV T/L S/S S/D Duburi | 4000000004 | FRP Telescopic earth discharge rods | MISC.DISCHARGE.B001 | ZTNP_ACT | ZTNP | NOS | 3 | 1500 | INR
3000 | Northern Zone, Balasore | 3100 | EHT (O&M) Circle, Balasore | 3104 | EHT (O&M) Division,Jajpur Road | N142 | 220/132/33 kV T/L S/S S/D Duburi | 4000000013 | 16 MM (5/8") BULDOG CLAMP | TNP.BD.CLAMP.A002 | ZTNP_ACT | ZTNP | NOS | 5 | 200 | INR
3000 | Northern Zone, Balasore | 3100 | EHT (O&M) Circle, Balasore | 3104 | EHT (O&M) Division,Jajpur Road | N142 | 220/132/33 kV T/L S/S S/D Duburi | 4000000051 | D' SHACKLE OF DIFFERENT SIZES | TNP.DSHAKLE.A006 | ZTNP_SH | ZTNP | NOS | 10 | 900 | INR
3000 | Northern Zone, Balasore | 3100 | EHT (O&M) Circle, Balasore | 3104 | EHT (O&M) Division,Jajpur Road | N142 | 220/132/33 kV T/L S/S S/D Duburi | 4000000108 | HIGH VOLTAGE DETECTOR-33 to 220 | TNP.HVDICTATOR.A001 | ZTNP_SH | ZTNP | SET | 2 | 20000 | INR
3000 | Northern Zone, Balasore | 3100 | EHT (O&M) Circle, Balasore | 3104 | EHT (O&M) Division,Jajpur Road | N142 | 220/132/33 kV T/L S/S S/D Duburi | 4000000149 | LINE MAN SAFETY BELT | TNP.SFTYINSTMT.A002 | ZTNP_ACT | ZTNP | NOS | 4 | 1200 | INR
3000 | Northern Zone, Balasore | 3100 | EHT (O&M) Circle, Balasore | 3104 | EHT (O&M) Division,Jajpur Road | N142 | 220/132/33 kV T/L S/S S/D Duburi | 4000000162 | SPECIAL TOOL KIT | TNP.SPL.T.KIT.A001 | ZTNP_SH | ZTNP | NOS | 1 | 1000 | INR
3000 | Northern Zone, Balasore | 3100 | EHT (O&M) Circle, Balasore | 3104 | EHT (O&M) Division,Jajpur Road | N142 | 220/132/33 kV T/L S/S S/D Duburi | 4000000164 | SINGLE SLEEVE PULLEY | TNP.SSPULLEY.A001 | ZTNP_SH | ZTNP | NOS | 1 | 1000 | INR
3000 | Northern Zone, Balasore | 3100 | EHT (O&M) Circle, Balasore | 3104 | EHT (O&M) Division,Jajpur Road | N142 | 220/132/33 kV T/L S/S S/D Duburi | 4000000164 | SINGLE SLEEVE PULLEY | TNP.SSPULLEY.A001 | ZTNP_ACT | ZTNP | NOS | 2 | 4000 | INR
3000 | Northern Zone, Balasore | 3100 | EHT (O&M) Circle, Balasore | 3104 | EHT (O&M) Division,Jajpur Road | N142 | 220/132/33 kV T/L S/S S/D Duburi | 5000000056 | SCRAP 33 KV ISOLATOR FEMALE CONTACT | SCRP.MISC.A066 | ZSRP_THEFT | ZSRP | NOS | 27 | 189000 | INR
3000 | Northern Zone, Balasore | 3100 | EHT (O&M) Circle, Balasore | 3104 | EHT (O&M) Division,Jajpur Road | N143 | 132/33 kV T/L S/S S/D Jajpur Road | 5000000056 | SCRAP 33 KV ISOLATOR FEMALE CONTACT | SCRP.MISC.A066 | ZSRP_THEFT | ZSRP | NOS | 9 | 63000 | INR
3000 | Northern Zone, Balasore | 3100 | EHT (O&M) Circle, Balasore | 3105 | EHT (O&M) Division, Baripada | N152 | 132/33 kV T/L S/S S/D Baripada | 1000000000 | 132KV SF6 CB with Strcture | BKR.145SF6.G.P.AI08 | ZCAP_ACT | ZCAP | NOS | 3 | 964001.01 | INR
3000 | Northern Zone, Balasore | 3100 | EHT (O&M) Circle, Balasore | 3105 | EHT (O&M) Division, Baripada | N152 | 132/33 kV T/L S/S S/D Baripada | 1000000004 | 36KV VCB with Structure | BKR.36VCB.G.S.F005 | ZCAP_ACT | ZCAP | NOS | 2 | 448531.73 | INR
3000 | Northern Zone, Balasore | 3100 | EHT (O&M) Circle, Balasore | 3105 | EHT (O&M) Division, Baripada | N157 | 132/33 kV T/L S/S S/D Karanjia | 1000000004 | 36KV VCB with Structure | BKR.36VCB.G.S.F005 | ZCAP_ACT | ZCAP | NOS | 1 | 224265.86 | INR
3000 | Northern Zone, Balasore | 3100 | EHT (O&M) Circle, Balasore | 3105 | EHT (O&M) Division, Baripada | N152 | 132/33 kV T/L S/S S/D Baripada | 1000000004 | 36KV VCB with Structure | BKR.36VCB.G.S.F005 | ZCAP_SH | ZCAP | NOS | 2 | 1445.78 | INR
3000 | Northern Zone, Balasore | 3100 | EHT (O&M) Circle, Balasore | 3105 | EHT (O&M) Division, Baripada | NL57 | 132/33 kV T/L S/S S/D Karanjia_Line | 1000000016 | ACSR PANTHER CONDUCTOR | COND.ACSR.A002 | ZCAP_ACT | ZCAP | KM | 0.75 | 63637.12 | INR
3000 | Northern Zone, Balasore | 3100 | EHT (O&M) Circle, Balasore | 3105 | EHT (O&M) Division, Baripada | N154 | 132/33 kV S/S S/D Udala | 1000000016 | ACSR PANTHER CONDUCTOR | COND.ACSR.A002 | ZCAP_ACT | ZCAP | KM | 3.963 | 336258.56 | INR
3000 | Northern Zone, Balasore | 3100 | EHT (O&M) Circle, Balasore | 3105 | EHT (O&M) Division, Baripada | N158 | 132/33 kV S/S S/D Bangiriposi | 1000000016 | ACSR PANTHER CONDUCTOR | COND.ACSR.A002 | ZCAP_ACT | ZCAP | KM | 0.83 | 70425.08 | INR
3000 | Northern Zone, Balasore | 3100 | EHT (O&M) Circle, Balasore | 3105 | EHT (O&M) Division, Baripada | NL56 | 132/33 kV T/L S/S S/D Rairangpur_Line | 1000000016 | ACSR PANTHER CONDUCTOR | COND.ACSR.A002 | ZCAP_ACT | ZCAP | KM | 2.149 | 182341.57 | INR
3000 | Northern Zone, Balasore | 3100 | EHT (O&M) Circle, Balasore | 3105 | EHT (O&M) Division, Baripada | NL52 | 132/33 kV T/L S/S S/D Baripada_Line | 1000000016 | ACSR PANTHER CONDUCTOR | COND.ACSR.A002 | ZCAP_US | ZCAP | KM | 2.24 | 56036.11 | INR
3000 | Northern Zone, Balasore | 3100 | EHT (O&M) Circle, Balasore | 3105 | EHT (O&M) Division, Baripada | NL52 | 132/33 kV T/L S/S S/D Baripada_Line | 1000000016 | ACSR PANTHER CONDUCTOR | COND.ACSR.A002 | ZCAP_ACT | ZCAP | KM | 3.29 | 279154.85 | INR
3000 | Northern Zone, Balasore | 3100 | EHT (O&M) Circle, Balasore | 3105 | EHT (O&M) Division, Baripada | N152 | 132/33 kV T/L S/S S/D Baripada | 1000000017 | ACSR ZEBRA CONDUCTOR | COND.ACSR.A003 | ZCAP_ACT | ZCAP | KM | 0.384 | 23717.79 | INR
3000 | Northern Zone, Balasore | 3100 | EHT (O&M) Circle, Balasore | 3105 | EHT (O&M) Division, Baripada | N156 | 132/33 kV T/L S/S S/D Rairangpur | 1000000017 | ACSR ZEBRA CONDUCTOR | COND.ACSR.A003 | ZCAP_ACT | ZCAP | KM | 2.26 | 139589.07 | INR
3000 | Northern Zone, Balasore | 3100 | EHT (O&M) Circle, Balasore | 3105 | EHT (O&M) Division, Baripada | N155 | 400 kV Line S/D Baripada | 1000000018 | ACSR MOOSE CONDUCTOR | COND.ACSR.A004 | ZCAP_ACT | ZCAP | KM | 1.555 | 685992.53 | INR
3000 | Northern Zone, Balasore | 3100 | EHT (O&M) Circle, Balasore | 3105 | EHT (O&M) Division, Baripada | N154 | 132/33 kV S/S S/D Udala | 1000000018 | ACSR MOOSE CONDUCTOR | COND.ACSR.A004 | ZCAP_ACT | ZCAP | KM | 0.3 | 132345.83 | INR
3000 | Northern Zone, Balasore | 3100 | EHT (O&M) Circle, Balasore | 3105 | EHT (O&M) Division, Baripada | N153 | 132/33 kV S/S S/D Betanati | 1000000018 | ACSR MOOSE CONDUCTOR | COND.ACSR.A004 | ZCAP_ACT | ZCAP | KM | 0.87 | 383802.89 | INR
3000 | Northern Zone, Balasore | 3100 | EHT (O&M) Circle, Balasore | 3105 | EHT (O&M) Division, Baripada | N156 | 132/33 kV T/L S/S S/D Rairangpur | 1000000030 | 36KV 1CORE NCTOF PRIMARY CURRENT 400A | CT.36NCT400.A001 | ZCAP_ACT | ZCAP | NOS | 1 | 12670.75 | INR
3000 | Northern Zone, Balasore | 3100 | EHT (O&M) Circle, Balasore | 3105 | EHT (O&M) Division, Baripada | N156 | 132/33 kV T/L S/S S/D Rairangpur | 1000000033 | 36KV 1CORE NCTOF PRIMARY CURRENT 800A | CT.36NCT800.A001 | ZCAP_ACT | ZCAP | NOS | 1 | 21632 | INR
3000 | Northern Zone, Balasore | 3100 | EHT (O&M) Circle, Balasore | 3105 | EHT (O&M) Division, Baripada | N157 | 132/33 kV T/L S/S S/D Karanjia | 1000000033 | 36KV 1CORE NCTOF PRIMARY CURRENT 800A | CT.36NCT800.A001 | ZCAP_ACT | ZCAP | NOS | 1 | 21632 | INR
3000 | Northern Zone, Balasore | 3100 | EHT (O&M) Circle, Balasore | 3105 | EHT (O&M) Division, Baripada | N154 | 132/33 kV S/S S/D Udala | 1000000034 | 36KV 2C NCTOF RATIO 800-400-200/1-1A | CT.36NCT800.A002 | ZCAP_ACT | ZCAP | NOS | 3 | 139026 | INR
3000 | Northern Zone, Balasore | 3100 | EHT (O&M) Circle, Balasore | 3105 | EHT (O&M) Division, Baripada | N153 | 132/33 kV S/S S/D Betanati | 1000000035 | 36KV NCT- 800-400-200 A | CT.36NCT800.B001 | ZCAP_ACT | ZCAP | NOS | 1 | 53382 | INR
3000 | Northern Zone, Balasore | 3100 | EHT (O&M) Circle, Balasore | 3105 | EHT (O&M) Division, Baripada | NL56 | 132/33 kV T/L S/S S/D Rairangpur_Line | 1000000045 | 132KV CT OF RATIO 400-200-100/1-1-1-1A | CT1.132OIL400.C004 | ZCAP_ACT | ZCAP | NOS | 1 | 112113.81 | INR
3000 | Northern Zone, Balasore | 3100 | EHT (O&M) Circle, Balasore | 3105 | EHT (O&M) Division, Baripada | N157 | 132/33 kV T/L S/S S/D Karanjia | 1000000045 | 132KV CT OF RATIO 400-200-100/1-1-1-1A | CT1.132OIL400.C004 | ZCAP_ACT | ZCAP | NOS | 2 | 224227.63 | INR
3000 | Northern Zone, Balasore | 3100 | EHT (O&M) Circle, Balasore | 3105 | EHT (O&M) Division, Baripada | N152 | 132/33 kV T/L S/S S/D Baripada | 1000000045 | 132KV CT OF RATIO 400-200-100/1-1-1-1A | CT1.132OIL400.C004 | ZCAP_SH | ZCAP | NOS | 2 | 2 | INR
3000 | Northern Zone, Balasore | 3100 | EHT (O&M) Circle, Balasore | 3105 | EHT (O&M) Division, Baripada | N152 | 132/33 kV T/L S/S S/D Baripada | 1000000048 | 132KV CT -600-300-150/1-1-1-1A | CT1.132OIL600.C004 | ZCAP_ACT | ZCAP | NOS | 3 | 345600 | INR
3000 | Northern Zone, Balasore | 3100 | EHT (O&M) Circle, Balasore | 3105 | EHT (O&M) Division, Baripada | N152 | 132/33 kV T/L S/S S/D Baripada | 1000000049 | 132KV CT OF RATIO 800-400-200/1-1-1A | CT1.132OIL800.C003 | ZCAP_ACT | ZCAP | NOS | 1 | 260858.29 | INR
3000 | Northern Zone, Balasore | 3100 | EHT (O&M) Circle, Balasore | 3105 | EHT (O&M) Division, Baripada | N154 | 132/33 kV S/S S/D Udala | 1000000050 | 132KV CT 800-400-200/1-1-1-1A 0-2s | CT1.132OIL800.C004 | ZCAP_ACT | ZCAP | NOS | 3 | 453247.26 | INR
3000 | Northern Zone, Balasore | 3100 | EHT (O&M) Circle, Balasore | 3105 | EHT (O&M) Division, Baripada | NL56 | 132/33 kV T/L S/S S/D Rairangpur_Line | 1000000051 | 132 KV CT(800-400-200/1-1-1-1A) | CT1.145OIL800.C004 | ZCAP_ACT | ZCAP | NOS | 1 | 274570.03 | INR
3000 | Northern Zone, Balasore | 3100 | EHT (O&M) Circle, Balasore | 3105 | EHT (O&M) Division, Baripada | N152 | 132/33 kV T/L S/S S/D Baripada | 1000000051 | 132 KV CT(800-400-200/1-1-1-1A) | CT1.145OIL800.C004 | ZCAP_SH | ZCAP | NOS | 2 | 320631.38 | INR
3000 | Northern Zone, Balasore | 3100 | EHT (O&M) Circle, Balasore | 3105 | EHT (O&M) Division, Baripada | N156 | 132/33 kV T/L S/S S/D Rairangpur | 1000000062 | 36KV CT OF RATIO 400-200-100/1-1-1A | CT1.36OIL400.C003 | ZCAP_ACT | ZCAP | NOS | 1 | 9884.5 | INR
3000 | Northern Zone, Balasore | 3100 | EHT (O&M) Circle, Balasore | 3105 | EHT (O&M) Division, Baripada | N153 | 132/33 kV S/S S/D Betanati | 1000000064 | 36KV CT 800-400-200/1-1-1A 0.2s | CT1.36OIL800.B003 | ZCAP_FREE | ZCAP | NOS | 1 | 0 | INR
3000 | Northern Zone, Balasore | 3100 | EHT (O&M) Circle, Balasore | 3105 | EHT (O&M) Division, Baripada | N153 | 132/33 kV S/S S/D Betanati | 1000000065 | 36KV CT 800-400-200/1-1-1-1A 0.2s | CT1.36OIL800.B004 | ZCAP_FREE | ZCAP | NOS | 1 | 0 | INR
3000 | Northern Zone, Balasore | 3100 | EHT (O&M) Circle, Balasore | 3105 | EHT (O&M) Division, Baripada | N156 | 132/33 kV T/L S/S S/D Rairangpur | 1000000066 | 33kV CT (800-400-200/1-1-1) | CT1.36OIL800.C003 | ZCAP_ACT | ZCAP | NOS | 3 | 135513.92 | INR
3000 | Northern Zone, Balasore | 3100 | EHT (O&M) Circle, Balasore | 3105 | EHT (O&M) Division, Baripada | N152 | 132/33 kV T/L S/S S/D Baripada | 1000000066 | 33kV CT (800-400-200/1-1-1) | CT1.36OIL800.C003 | ZCAP_ACT | ZCAP | NOS | 6 | 271027.82 | INR
3000 | Northern Zone, Balasore | 3100 | EHT (O&M) Circle, Balasore | 3105 | EHT (O&M) Division, Baripada | N157 | 132/33 kV T/L S/S S/D Karanjia | 1000000066 | 33kV CT (800-400-200/1-1-1) | CT1.36OIL800.C003 | ZCAP_ACT | ZCAP | NOS | 3 | 135513.92 | INR
3000 | Northern Zone, Balasore | 3100 | EHT (O&M) Circle, Balasore | 3105 | EHT (O&M) Division, Baripada | N152 | 132/33 kV T/L S/S S/D Baripada | 1000000066 | 33kV CT (800-400-200/1-1-1) | CT1.36OIL800.C003 | ZCAP_SH | ZCAP | NOS | 2 | 33992.5 | INR
3000 | Northern Zone, Balasore | 3100 | EHT (O&M) Circle, Balasore | 3105 | EHT (O&M) Division, Baripada | N157 | 132/33 kV T/L S/S S/D Karanjia | 1000000069 | 132KV CVT | CVT.132OIL.S.C003 | ZCAP_SH | ZCAP | NOS | 1 | 192264.58 | INR
3000 | Northern Zone, Balasore | 3100 | EHT (O&M) Circle, Balasore | 3105 | EHT (O&M) Division, Baripada | N153 | 132/33 kV S/S S/D Betanati | 1000000069 | 132KV CVT | CVT.132OIL.S.C003 | ZCAP_FREE | ZCAP | NOS | 1 | 0 | INR
3000 | Northern Zone, Balasore | 3100 | EHT (O&M) Circle, Balasore | 3105 | EHT (O&M) Division, Baripada | N154 | 132/33 kV S/S S/D Udala | 1000000069 | 132KV CVT | CVT.132OIL.S.C003 | ZCAP_ACT | ZCAP | NOS | 1 | 210000 | INR
3000 | Northern Zone, Balasore | 3100 | EHT (O&M) Circle, Balasore | 3105 | EHT (O&M) Division, Baripada | N158 | 132/33 kV S/S S/D Bangiriposi | 1000000118 | 132KV OIL SP 2C IVT/PT | IVT.132OIL.S.B004 | ZCAP_ACT | ZCAP | NOS | 1 | 166515.68 | INR
3000 | Northern Zone, Balasore | 3100 | EHT (O&M) Circle, Balasore | 3105 | EHT (O&M) Division, Baripada | N154 | 132/33 kV S/S S/D Udala | 1000000118 | 132KV OIL SP 2C IVT/PT | IVT.132OIL.S.B004 | ZCAP_ACT | ZCAP | NOS | 5 | 832578.41 | INR
3000 | Northern Zone, Balasore | 3100 | EHT (O&M) Circle, Balasore | 3105 | EHT (O&M) Division, Baripada | N152 | 132/33 kV T/L S/S S/D Baripada | 1000000118 | 132KV OIL SP 2C IVT/PT | IVT.132OIL.S.B004 | ZCAP_ACT | ZCAP | NOS | 2 | 333031.36 | INR
3000 | Northern Zone, Balasore | 3100 | EHT (O&M) Circle, Balasore | 3105 | EHT (O&M) Division, Baripada | N153 | 132/33 kV S/S S/D Betanati | 1000000119 | 132KV OIL SP 3C IVT/PT | IVT.132OIL.S.C003 | ZCAP_FREE | ZCAP | NOS | 1 | 0 | INR
3000 | Northern Zone, Balasore | 3100 | EHT (O&M) Circle, Balasore | 3105 | EHT (O&M) Division, Baripada | N158 | 132/33 kV S/S S/D Bangiriposi | 1000000119 | 132KV OIL SP 3C IVT/PT | IVT.132OIL.S.C003 | ZCAP_ACT | ZCAP | NOS | 0 | 0 | INR
3000 | Northern Zone, Balasore | 3100 | EHT (O&M) Circle, Balasore | 3105 | EHT (O&M) Division, Baripada | N154 | 132/33 kV S/S S/D Udala | 1000000122 | 36KV 2C SP IVT/PT | IVT.36OIL.S.B003 | ZCAP_ACT | ZCAP | NOS | 1 | 33284.54 | INR
3000 | Northern Zone, Balasore | 3100 | EHT (O&M) Circle, Balasore | 3105 | EHT (O&M) Division, Baripada | N152 | 132/33 kV T/L S/S S/D Baripada | 1000000122 | 36KV 2C SP IVT/PT | IVT.36OIL.S.B003 | ZCAP_ACT | ZCAP | NOS | 1 | 33284.53 | INR
3000 | Northern Zone, Balasore | 3100 | EHT (O&M) Circle, Balasore | 3105 | EHT (O&M) Division, Baripada | N153 | 132/33 kV S/S S/D Betanati | 1000000122 | 36KV 2C SP IVT/PT | IVT.36OIL.S.B003 | ZCAP_FREE | ZCAP | NOS | 1 | 0 | INR
3000 | Northern Zone, Balasore | 3100 | EHT (O&M) Circle, Balasore | 3105 | EHT (O&M) Division, Baripada | N156 | 132/33 kV T/L S/S S/D Rairangpur | 1000000123 | 36KV POLY DRY TYPE SP 1C IVT | IVT.36POL.S.A001 | ZCAP_ACT | ZCAP | NOS | 3 | 37201.29 | INR
3000 | Northern Zone, Balasore | 3100 | EHT (O&M) Circle, Balasore | 3105 | EHT (O&M) Division, Baripada | N157 | 132/33 kV T/L S/S S/D Karanjia | 1000000129 | 120KV SURGE ARRESTER & SAS integration | SA.120MO.A005 | ZCAP_ACT | ZCAP | NOS | 1 | 38360 | INR
3000 | Northern Zone, Balasore | 3100 | EHT (O&M) Circle, Balasore | 3105 | EHT (O&M) Division, Baripada | N154 | 132/33 kV S/S S/D Udala | 1000000129 | 120KV SURGE ARRESTER & SAS integration | SA.120MO.A005 | ZCAP_ACT | ZCAP | NOS | 1 | 38360 | INR
3000 | Northern Zone, Balasore | 3100 | EHT (O&M) Circle, Balasore | 3105 | EHT (O&M) Division, Baripada | N153 | 132/33 kV S/S S/D Betanati | 1000000130 | 132KV SURGE ARRESTER OF 120 KV | SA.145MO.GL.A001 | ZCAP_FREE | ZCAP | NOS | 2 | 0 | INR
3000 | Northern Zone, Balasore | 3100 | EHT (O&M) Circle, Balasore | 3105 | EHT (O&M) Division, Baripada | N156 | 132/33 kV T/L S/S S/D Rairangpur | 1000000134 | 36KV MO W/O SURGE ARRESTER | SA.36MO.WOR.A001 | ZCAP_ACT | ZCAP | NOS | 3 | 27219.96 | INR
3000 | Northern Zone, Balasore | 3100 | EHT (O&M) Circle, Balasore | 3105 | EHT (O&M) Division, Baripada | N152 | 132/33 kV T/L S/S S/D Baripada | 1000000147 | 250KVA 33/0.4KV STATION Tfr or 200KVA | TFR.200ST11H.D001 | ZCAP_ACT | ZCAP | NOS | 1 | 457242.16 | INR
3000 | Northern Zone, Balasore | 3100 | EHT (O&M) Circle, Balasore | 3105 | EHT (O&M) Division, Baripada | N158 | 132/33 kV S/S S/D Bangiriposi | 1000000147 | 250KVA 33/0.4KV STATION Tfr or 200KVA | TFR.200ST11H.D001 | ZCAP_ACT | ZCAP | NOS | 1 | 457242.17 | INR
3000 | Northern Zone, Balasore | 3100 | EHT (O&M) Circle, Balasore | 3105 | EHT (O&M) Division, Baripada | NL57 | 132/33 kV T/L S/S S/D Karanjia_Line | 1000000190 | 3mtr extension to 132 KV PA type Tower | TWR.132PA+3.L.A001 | ZCAP_ACT | ZCAP | MT | 1.196 | 86137.92 | INR
3000 | Northern Zone, Balasore | 3100 | EHT (O&M) Circle, Balasore | 3105 | EHT (O&M) Division, Baripada | N155 | 400 kV Line S/D Baripada | 1000000281 | 400KV A type Tower Member | TWR.400A.L.A001 | ZCAP_ACT | ZCAP | MT | 0.6 | 9810 | INR
3000 | Northern Zone, Balasore | 3100 | EHT (O&M) Circle, Balasore | 3105 | EHT (O&M) Division, Baripada | N155 | 400 kV Line S/D Baripada | 1000000282 | 400KV D type Tower Member | TWR.400D.L.A001 | ZCAP_ACT | ZCAP | MT | 0.474 | 7742.71 | INR
3000 | Northern Zone, Balasore | 3100 | EHT (O&M) Circle, Balasore | 3105 | EHT (O&M) Division, Baripada | N153 | 132/33 kV S/S S/D Betanati | 1000000295 | 48V,300Ah VRLA Battery | BAT.VRLA.A004 | ZCAP_FREE | ZCAP | SET | 1 | 0 | INR
3000 | Northern Zone, Balasore | 3100 | EHT (O&M) Circle, Balasore | 3105 | EHT (O&M) Division, Baripada | N154 | 132/33 kV S/S S/D Udala | 1000000295 | 48V,300Ah VRLA Battery | BAT.VRLA.A004 | ZCAP_US | ZCAP | SET | 1 | 250600 | INR
3000 | Northern Zone, Balasore | 3100 | EHT (O&M) Circle, Balasore | 3105 | EHT (O&M) Division, Baripada | N154 | 132/33 kV S/S S/D Udala | 1000000334 | 24F FIBRE OPTIC APPROACH CABLE | OFAC.DWSM.24F.A001 | ZCAP_ACT | ZCAP | KM | 0.844 | 63300 | INR
3000 | Northern Zone, Balasore | 3100 | EHT (O&M) Circle, Balasore | 3105 | EHT (O&M) Division, Baripada | N157 | 132/33 kV T/L S/S S/D Karanjia | 2000000022 | SILICAGEL | CNSM.SILICAGEL.A001 | ZCON_FREE | ZCON | KG | 60 | 0 | INR
3000 | Northern Zone, Balasore | 3100 | EHT (O&M) Circle, Balasore | 3105 | EHT (O&M) Division, Baripada | N156 | 132/33 kV T/L S/S S/D Rairangpur | 2000000022 | SILICAGEL | CNSM.SILICAGEL.A001 | ZCON_FREE | ZCON | KG | 22 | 0 | INR
3000 | Northern Zone, Balasore | 3100 | EHT (O&M) Circle, Balasore | 3105 | EHT (O&M) Division, Baripada | N157 | 132/33 kV T/L S/S S/D Karanjia | 2000000099 | HRC FUSE 10A | ILWR.FUSE.B004 | ZCON_ACT | ZCON | NOS | 1 | 23.93 | INR
3000 | Northern Zone, Balasore | 3100 | EHT (O&M) Circle, Balasore | 3105 | EHT (O&M) Division, Baripada | N153 | 132/33 kV S/S S/D Betanati | 2000000145 | LED TYPE INDICATION LAMP (RED) | ILWR.INDIC.LAMP.A001 | ZCON_FREE | ZCON | NOS | 13 | 0 | INR
3000 | Northern Zone, Balasore | 3100 | EHT (O&M) Circle, Balasore | 3105 | EHT (O&M) Division, Baripada | N153 | 132/33 kV S/S S/D Betanati | 2000000178 | SINGLE POLE 6 A MCB | ILWR.MCB.SPN.A002 | ZCON_FREE | ZCON | NOS | 1 | 0 | INR
3000 | Northern Zone, Balasore | 3100 | EHT (O&M) Circle, Balasore | 3105 | EHT (O&M) Division, Baripada | N153 | 132/33 kV S/S S/D Betanati | 3000000009 | 220V 350AH Battery set | BAT.PLANTE.A005 | ZSPR_FREE | ZSPR | SET | 1 | 0 | INR
3000 | Northern Zone, Balasore | 3100 | EHT (O&M) Circle, Balasore | 3105 | EHT (O&M) Division, Baripada | N152 | 132/33 kV T/L S/S S/D Baripada | 3000000020 | HV BUSHING W/o ROD FOR 40MVA AREVA Tfr | BUSH.132ARVA.AB06 | ZSPR_ACT | ZSPR | NOS | 1 | 48772 | INR
3000 | Northern Zone, Balasore | 3100 | EHT (O&M) Circle, Balasore | 3105 | EHT (O&M) Division, Baripada | N157 | 132/33 kV T/L S/S S/D Karanjia | 3000000040 | HV Bushing for 20MVA 132/33KV IMP Tfr | BUSH.20IMP.AB01 | ZSPR_ACT | ZSPR | NOS | 1 | 125000 | INR
3000 | Northern Zone, Balasore | 3100 | EHT (O&M) Circle, Balasore | 3105 | EHT (O&M) Division, Baripada | N156 | 132/33 kV T/L S/S S/D Rairangpur | 3000000040 | HV Bushing for 20MVA 132/33KV IMP Tfr | BUSH.20IMP.AB01 | ZSPR_ACT | ZSPR | NOS | 1 | 125000 | INR
3000 | Northern Zone, Balasore | 3100 | EHT (O&M) Circle, Balasore | 3105 | EHT (O&M) Division, Baripada | N156 | 132/33 kV T/L S/S S/D Rairangpur | 3000000041 | L.V Bushing for 20MVA 132/33KV IMP Tfr | BUSH.20IMP.AB02 | ZSPR_ACT | ZSPR | NOS | 1 | 15000 | INR
3000 | Northern Zone, Balasore | 3100 | EHT (O&M) Circle, Balasore | 3105 | EHT (O&M) Division, Baripada | N157 | 132/33 kV T/L S/S S/D Karanjia | 3000000041 | L.V Bushing for 20MVA 132/33KV IMP Tfr | BUSH.20IMP.AB02 | ZSPR_ACT | ZSPR | NOS | 1 | 15000 | INR
3000 | Northern Zone, Balasore | 3100 | EHT (O&M) Circle, Balasore | 3105 | EHT (O&M) Division, Baripada | N157 | 132/33 kV T/L S/S S/D Karanjia | 3000000042 | HV N Bushing for 20MVA 132/33KV IMP Tfr | BUSH.20IMP.AB03 | ZSPR_ACT | ZSPR | NOS | 1 | 15000 | INR
3000 | Northern Zone, Balasore | 3100 | EHT (O&M) Circle, Balasore | 3105 | EHT (O&M) Division, Baripada | N156 | 132/33 kV T/L S/S S/D Rairangpur | 3000000042 | HV N Bushing for 20MVA 132/33KV IMP Tfr | BUSH.20IMP.AB03 | ZSPR_ACT | ZSPR | NOS | 1 | 15000 | INR
3000 | Northern Zone, Balasore | 3100 | EHT (O&M) Circle, Balasore | 3105 | EHT (O&M) Division, Baripada | N156 | 132/33 kV T/L S/S S/D Rairangpur | 3000000043 | LV N Bushing for 20MVA 132/33KV IMP Tfr | BUSH.20IMP.AB04 | ZSPR_ACT | ZSPR | NOS | 1 | 15000 | INR
3000 | Northern Zone, Balasore | 3100 | EHT (O&M) Circle, Balasore | 3105 | EHT (O&M) Division, Baripada | N157 | 132/33 kV T/L S/S S/D Karanjia | 3000000043 | LV N Bushing for 20MVA 132/33KV IMP Tfr | BUSH.20IMP.AB04 | ZSPR_ACT | ZSPR | NOS | 1 | 15000 | INR
3000 | Northern Zone, Balasore | 3100 | EHT (O&M) Circle, Balasore | 3105 | EHT (O&M) Division, Baripada | N152 | 132/33 kV T/L S/S S/D Baripada | 3000000063 | N BUSHING W/O ROD FOR 40MVA AREVA Tfr | BUSH.33ARVA.BD06 | ZSPR_ACT | ZSPR | NOS | 1 | 51695.5 | INR
3000 | Northern Zone, Balasore | 3100 | EHT (O&M) Circle, Balasore | 3105 | EHT (O&M) Division, Baripada | N156 | 132/33 kV T/L S/S S/D Rairangpur | 3000000078 | 33 KV BUSHING OF 12.5 MVA GEC MAKE Tfr | BUSH.33GEC.BA01 | ZSPR_ACT | ZSPR | NOS | 3 | 3 | INR
3000 | Northern Zone, Balasore | 3100 | EHT (O&M) Circle, Balasore | 3105 | EHT (O&M) Division, Baripada | N153 | 132/33 kV S/S S/D Betanati | 3000000110 | 2.5SQMM 9C CONTROL CABLE | CBLE.CTRL.AR.C009 | ZSPR_ACT | ZSPR | KM | 0.45 | 113850 | INR
3000 | Northern Zone, Balasore | 3100 | EHT (O&M) Circle, Balasore | 3105 | EHT (O&M) Division, Baripada | N154 | 132/33 kV S/S S/D Udala | 3000000113 | 2.5SQMM 19C CONTROL CABLE | CBLE.CTRL.AR.C019 | ZSPR_ACT | ZSPR | KM | 0.4 | 111850 | INR
3000 | Northern Zone, Balasore | 3100 | EHT (O&M) Circle, Balasore | 3105 | EHT (O&M) Division, Baripada | N157 | 132/33 kV T/L S/S S/D Karanjia | 3000000125 | 2.5 SQMM 16C CONTROL CABLE CU | CBLE.CTRL.AR.D016 | ZSPR_ACT | ZSPR | KM | 1.647 | 561808.17 | INR
3000 | Northern Zone, Balasore | 3100 | EHT (O&M) Circle, Balasore | 3105 | EHT (O&M) Division, Baripada | N153 | 132/33 kV S/S S/D Betanati | 3000000139 | 2.5 SQMM 10C CONTROL CABLE | CBLE.CTRL.UAR.C010 | ZSPR_ACT | ZSPR | KM | 0.8 | 244800 | INR
3000 | Northern Zone, Balasore | 3100 | EHT (O&M) Circle, Balasore | 3105 | EHT (O&M) Division, Baripada | N156 | 132/33 kV T/L S/S S/D Rairangpur | 3000000142 | 2.5 SQMM 19C UR CONTROL CABLE | CBLE.CTRL.UAR.C019 | ZSPR_ACT | ZSPR | KM | 0.935 | 162577.8 | INR
3000 | Northern Zone, Balasore | 3100 | EHT (O&M) Circle, Balasore | 3105 | EHT (O&M) Division, Baripada | N153 | 132/33 kV S/S S/D Betanati | 3000000144 | 12C X 2.5SQMM CONTROL UNARMOURED CABLE | CBLE.CTRL.UAR.D0012 | ZSPR_ACT | ZSPR | KM | 0.475 | 138886.76 | INR
3000 | Northern Zone, Balasore | 3100 | EHT (O&M) Circle, Balasore | 3105 | EHT (O&M) Division, Baripada | N156 | 132/33 kV T/L S/S S/D Rairangpur | 3000000144 | 12C X 2.5SQMM CONTROL UNARMOURED CABLE | CBLE.CTRL.UAR.D0012 | ZSPR_ACT | ZSPR | KM | 0.311 | 90934.27 | INR
3000 | Northern Zone, Balasore | 3100 | EHT (O&M) Circle, Balasore | 3105 | EHT (O&M) Division, Baripada | N158 | 132/33 kV S/S S/D Bangiriposi | 3000000144 | 12C X 2.5SQMM CONTROL UNARMOURED CABLE | CBLE.CTRL.UAR.D0012 | ZSPR_ACT | ZSPR | KM | 0.365 | 106723.5 | INR
3000 | Northern Zone, Balasore | 3100 | EHT (O&M) Circle, Balasore | 3105 | EHT (O&M) Division, Baripada | N154 | 132/33 kV S/S S/D Udala | 3000000144 | 12C X 2.5SQMM CONTROL UNARMOURED CABLE | CBLE.CTRL.UAR.D0012 | ZSPR_US | ZSPR | KM | 0.2 | 58478.63 | INR
3000 | Northern Zone, Balasore | 3100 | EHT (O&M) Circle, Balasore | 3105 | EHT (O&M) Division, Baripada | N154 | 132/33 kV S/S S/D Udala | 3000000145 | 2C X 2.5SQMM CONTROL UNARMOURED CABLE | CBLE.CTRL.UAR.D002 | ZSPR_ACT | ZSPR | KM | 1.024 | 64481.28 | INR
3000 | Northern Zone, Balasore | 3100 | EHT (O&M) Circle, Balasore | 3105 | EHT (O&M) Division, Baripada | N156 | 132/33 kV T/L S/S S/D Rairangpur | 3000000145 | 2C X 2.5SQMM CONTROL UNARMOURED CABLE | CBLE.CTRL.UAR.D002 | ZSPR_FREE | ZSPR | KM | 0.328 | 0 | INR
3000 | Northern Zone, Balasore | 3100 | EHT (O&M) Circle, Balasore | 3105 | EHT (O&M) Division, Baripada | N157 | 132/33 kV T/L S/S S/D Karanjia | 3000000145 | 2C X 2.5SQMM CONTROL UNARMOURED CABLE | CBLE.CTRL.UAR.D002 | ZSPR_ACT | ZSPR | KM | 0.15 | 9445.5 | INR
3000 | Northern Zone, Balasore | 3100 | EHT (O&M) Circle, Balasore | 3105 | EHT (O&M) Division, Baripada | N152 | 132/33 kV T/L S/S S/D Baripada | 3000000145 | 2C X 2.5SQMM CONTROL UNARMOURED CABLE | CBLE.CTRL.UAR.D002 | ZSPR_ACT | ZSPR | KM | 1.004 | 63221.88 | INR
3000 | Northern Zone, Balasore | 3100 | EHT (O&M) Circle, Balasore | 3105 | EHT (O&M) Division, Baripada | N154 | 132/33 kV S/S S/D Udala | 3000000147 | 2.5sq.mm Control cable 4 Core | CBLE.CTRL.UAR.D004 | ZSPR_ACT | ZSPR | KM | 0.203 | 15225 | INR
3000 | Northern Zone, Balasore | 3100 | EHT (O&M) Circle, Balasore | 3105 | EHT (O&M) Division, Baripada | N156 | 132/33 kV T/L S/S S/D Rairangpur | 3000000150 | 9C X 2.5SQMM CONTROL UNARMOURED CABLE | CBLE.CTRL.UAR.D009 | ZSPR_ACT | ZSPR | KM | 0.799 | 1986993.15 | INR
3000 | Northern Zone, Balasore | 3100 | EHT (O&M) Circle, Balasore | 3105 | EHT (O&M) Division, Baripada | N153 | 132/33 kV S/S S/D Betanati | 3000000152 | 16CX2.5SQMM CONTROL UNARMOURED CABLE | CBLE.CTRL.UAR.D016 | ZSPR_ACT | ZSPR | KM | 2.1 | 976500 | INR
3000 | Northern Zone, Balasore | 3100 | EHT (O&M) Circle, Balasore | 3105 | EHT (O&M) Division, Baripada | N153 | 132/33 kV S/S S/D Betanati | 3000000153 | 19CX2.5SQMM CONTROL UR CABLE | CBLE.CTRL.UAR.D019 | ZSPR_ACT | ZSPR | KM | 0.227 | 125758 | INR
3000 | Northern Zone, Balasore | 3100 | EHT (O&M) Circle, Balasore | 3105 | EHT (O&M) Division, Baripada | N153 | 132/33 kV S/S S/D Betanati | 3000000186 | 1Cx120SQMM AL POWER CABLE | CBLE.PWR.AL.AR.A008 | ZSPR_ACT | ZSPR | KM | 0.398 | 564364 | INR
3000 | Northern Zone, Balasore | 3100 | EHT (O&M) Circle, Balasore | 3105 | EHT (O&M) Division, Baripada | N154 | 132/33 kV S/S S/D Udala | 3000000189 | 2Cx10SQMM AL POWER CABLE | CBLE.PWR.AL.AR.A013 | ZSPR_SCRAP | ZSPR | KM | 0.08 | 28000 | INR
3000 | Northern Zone, Balasore | 3100 | EHT (O&M) Circle, Balasore | 3105 | EHT (O&M) Division, Baripada | N153 | 132/33 kV S/S S/D Betanati | 3000000193 | 3.5Cx35 Sqmm AL PWR cable | CBLE.PWR.AL.AR.D004 | ZSPR_ACT | ZSPR | KM | 0.144 | 28224 | INR
3000 | Northern Zone, Balasore | 3100 | EHT (O&M) Circle, Balasore | 3105 | EHT (O&M) Division, Baripada | N153 | 132/33 kV S/S S/D Betanati | 3000000195 | 3.5Cx70 Sqmm AL PWR cable | CBLE.PWR.AL.AR.D006 | ZSPR_ACT | ZSPR | KM | 0.079 | 19578.09 | INR
3000 | Northern Zone, Balasore | 3100 | EHT (O&M) Circle, Balasore | 3105 | EHT (O&M) Division, Baripada | N154 | 132/33 kV S/S S/D Udala | 3000000195 | 3.5Cx70 Sqmm AL PWR cable | CBLE.PWR.AL.AR.D006 | ZSPR_ACT | ZSPR | KM | 0.574 | 142250.91 | INR
3000 | Northern Zone, Balasore | 3100 | EHT (O&M) Circle, Balasore | 3105 | EHT (O&M) Division, Baripada | N153 | 132/33 kV S/S S/D Betanati | 3000000197 | 3.5Cx120 Sqmm AL PWR cable | CBLE.PWR.AL.AR.D008 | ZSPR_ACT | ZSPR | KM | 0.019 | 6711.93 | INR
3000 | Northern Zone, Balasore | 3100 | EHT (O&M) Circle, Balasore | 3105 | EHT (O&M) Division, Baripada | N154 | 132/33 kV S/S S/D Udala | 3000000197 | 3.5Cx120 Sqmm AL PWR cable | CBLE.PWR.AL.AR.D008 | ZSPR_ACT | ZSPR | KM | 0.123 | 43450.92 | INR
3000 | Northern Zone, Balasore | 3100 | EHT (O&M) Circle, Balasore | 3105 | EHT (O&M) Division, Baripada | N158 | 132/33 kV S/S S/D Bangiriposi | 3000000197 | 3.5Cx120 Sqmm AL PWR cable | CBLE.PWR.AL.AR.D008 | ZSPR_ACT | ZSPR | KM | 0.12 | 42391.15 | INR
3000 | Northern Zone, Balasore | 3100 | EHT (O&M) Circle, Balasore | 3105 | EHT (O&M) Division, Baripada | N153 | 132/33 kV S/S S/D Betanati | 3000000198 | 3.5Cx185 Sqmm AL PWR cable | CBLE.PWR.AL.AR.D010 | ZSPR_ACT | ZSPR | KM | 0.277 | 191070.52 | INR
3000 | Northern Zone, Balasore | 3100 | EHT (O&M) Circle, Balasore | 3105 | EHT (O&M) Division, Baripada | N154 | 132/33 kV S/S S/D Udala | 3000000198 | 3.5Cx185 Sqmm AL PWR cable | CBLE.PWR.AL.AR.D010 | ZSPR_ACT | ZSPR | KM | 0.198 | 136577.48 | INR
3000 | Northern Zone, Balasore | 3100 | EHT (O&M) Circle, Balasore | 3105 | EHT (O&M) Division, Baripada | N154 | 132/33 kV S/S S/D Udala | 3000000199 | 3.5Cx300 Sqmm AL PWR cable | CBLE.PWR.AL.AR.D011 | ZSPR_ACT | ZSPR | KM | 0.199 | 210161.23 | INR
3000 | Northern Zone, Balasore | 3100 | EHT (O&M) Circle, Balasore | 3105 | EHT (O&M) Division, Baripada | N153 | 132/33 kV S/S S/D Betanati | 3000000199 | 3.5Cx300 Sqmm AL PWR cable | CBLE.PWR.AL.AR.D011 | ZSPR_ACT | ZSPR | KM | 0.229 | 241843.82 | INR
3000 | Northern Zone, Balasore | 3100 | EHT (O&M) Circle, Balasore | 3105 | EHT (O&M) Division, Baripada | N153 | 132/33 kV S/S S/D Betanati | 3000000210 | POWER CABLE AL PVC | CBLE.PWR.AL.UAR.A006 | ZSPR_ACT | ZSPR | KM | 2.497 | 222233 | INR
3000 | Northern Zone, Balasore | 3100 | EHT (O&M) Circle, Balasore | 3105 | EHT (O&M) Division, Baripada | N156 | 132/33 kV T/L S/S S/D Rairangpur | 3000000248 | 200/150/100X75X2500M CABLE TRAY | CBLE.TRAY.A001 | ZSPR_ACT | ZSPR | NOS | 61 | 46733.25 | INR
3000 | Northern Zone, Balasore | 3100 | EHT (O&M) Circle, Balasore | 3105 | EHT (O&M) Division, Baripada | N156 | 132/33 kV T/L S/S S/D Rairangpur | 3000000249 | 300X75X2500M CABLE TRAY | CBLE.TRAY.A002 | ZSPR_ACT | ZSPR | NOS | 192 | 192 | INR
3000 | Northern Zone, Balasore | 3100 | EHT (O&M) Circle, Balasore | 3105 | EHT (O&M) Division, Baripada | N154 | 132/33 kV S/S S/D Udala | 3000000254 | 300x75x2500 cable tray in mtr | CBLE.TRAY.A015 | ZSPR_ACT | ZSPR | M | 16 | 8320 | INR
3000 | Northern Zone, Balasore | 3100 | EHT (O&M) Circle, Balasore | 3105 | EHT (O&M) Division, Baripada | N153 | 132/33 kV S/S S/D Betanati | 3000000255 | 150x75x2500 cable tray in mtr | CBLE.TRAY.A016 | ZSPR_ACT | ZSPR | M | 445 | 376428.49 | INR
3000 | Northern Zone, Balasore | 3100 | EHT (O&M) Circle, Balasore | 3105 | EHT (O&M) Division, Baripada | N154 | 132/33 kV S/S S/D Udala | 3000000255 | 150x75x2500 cable tray in mtr | CBLE.TRAY.A016 | ZSPR_ACT | ZSPR | M | 3.5 | 2960.67 | INR
3000 | Northern Zone, Balasore | 3100 | EHT (O&M) Circle, Balasore | 3105 | EHT (O&M) Division, Baripada | N154 | 132/33 kV S/S S/D Udala | 3000000261 | DIFFERENT TYPES OF ASSORTED CLAMPS | CLMP.ASRT.A001 | ZSPR_US | ZSPR | NOS | 5 | 11625 | INR
3000 | Northern Zone, Balasore | 3100 | EHT (O&M) Circle, Balasore | 3105 | EHT (O&M) Division, Baripada | N153 | 132/33 kV S/S S/D Betanati | 3000000286 | 132kV CVT clamp | CLMP.CVT.A002 | ZSPR_ACT | ZSPR | NOS | 6 | 10449 | INR
3000 | Northern Zone, Balasore | 3100 | EHT (O&M) Circle, Balasore | 3105 | EHT (O&M) Division, Baripada | N154 | 132/33 kV S/S S/D Udala | 3000000286 | 132kV CVT clamp | CLMP.CVT.A002 | ZSPR_ACT | ZSPR | NOS | 5 | 8707.5 | INR
3000 | Northern Zone, Balasore | 3100 | EHT (O&M) Circle, Balasore | 3105 | EHT (O&M) Division, Baripada | N152 | 132/33 kV T/L S/S S/D Baripada | 3000000319 | 33kV CB PAD CLAMP AL FOR ZEBRA | CLMP.PAD.AL.A002 | ZSPR_ACT | ZSPR | NOS | 10 | 4240.1 | INR
3000 | Northern Zone, Balasore | 3100 | EHT (O&M) Circle, Balasore | 3105 | EHT (O&M) Division, Baripada | N157 | 132/33 kV T/L S/S S/D Karanjia | 3000000328 | 6 BOLTED PAD CLAMP ALLUMINIUM FOR ZEBRA | CLMP.PAD.AL.B004 | ZSPR_ACT | ZSPR | NOS | 10 | 5935.8 | INR
3000 | Northern Zone, Balasore | 3100 | EHT (O&M) Circle, Balasore | 3105 | EHT (O&M) Division, Baripada | N152 | 132/33 kV T/L S/S S/D Baripada | 3000000333 | BIMETALIC PAD CLAMP FOR TWIN ZEBRA | CLMP.PAD.BI.A004 | ZSPR_ACT | ZSPR | NOS | 10 | 5483 | INR
3000 | Northern Zone, Balasore | 3100 | EHT (O&M) Circle, Balasore | 3105 | EHT (O&M) Division, Baripada | N156 | 132/33 kV T/L S/S S/D Rairangpur | 3000000355 | 3 BOLTED PG CLAMP FOR PANTHER -PANTHER | CLMP.PG.C001 | ZSPR_ACT | ZSPR | NOS | 20 | 37122.6 | INR
3000 | Northern Zone, Balasore | 3100 | EHT (O&M) Circle, Balasore | 3105 | EHT (O&M) Division, Baripada | NL52 | 132/33 kV T/L S/S S/D Baripada_Line | 3000000355 | 3 BOLTED PG CLAMP FOR PANTHER -PANTHER | CLMP.PG.C001 | ZSPR_ACT | ZSPR | NOS | 83 | 154058.79 | INR
3000 | Northern Zone, Balasore | 3100 | EHT (O&M) Circle, Balasore | 3105 | EHT (O&M) Division, Baripada | NL57 | 132/33 kV T/L S/S S/D Karanjia_Line | 3000000355 | 3 BOLTED PG CLAMP FOR PANTHER -PANTHER | CLMP.PG.C001 | ZSPR_ACT | ZSPR | NOS | 14 | 25985.82 | INR
3000 | Northern Zone, Balasore | 3100 | EHT (O&M) Circle, Balasore | 3105 | EHT (O&M) Division, Baripada | NL56 | 132/33 kV T/L S/S S/D Rairangpur_Line | 3000000355 | 3 BOLTED PG CLAMP FOR PANTHER -PANTHER | CLMP.PG.C001 | ZSPR_ACT | ZSPR | NOS | 205 | 380506.65 | INR
3000 | Northern Zone, Balasore | 3100 | EHT (O&M) Circle, Balasore | 3105 | EHT (O&M) Division, Baripada | N156 | 132/33 kV T/L S/S S/D Rairangpur | 3000000356 | 3 BOLTED PG CLAMP FOR ZEBRA - ZEBRA | CLMP.PG.C002 | ZSPR_ACT | ZSPR | NOS | 20 | 8142.6 | INR
3000 | Northern Zone, Balasore | 3100 | EHT (O&M) Circle, Balasore | 3105 | EHT (O&M) Division, Baripada | N152 | 132/33 kV T/L S/S S/D Baripada | 3000000356 | 3 BOLTED PG CLAMP FOR ZEBRA - ZEBRA | CLMP.PG.C002 | ZSPR_ACT | ZSPR | NOS | 17 | 6921.21 | INR
3000 | Northern Zone, Balasore | 3100 | EHT (O&M) Circle, Balasore | 3105 | EHT (O&M) Division, Baripada | NL52 | 132/33 kV T/L S/S S/D Baripada_Line | 3000000363 | 4 BOLTED PG CLAMP FOR PANTHER -PANTHER | CLMP.PG.D001 | ZSPR_ACT | ZSPR | NOS | 38 | 91386.96 | INR
3000 | Northern Zone, Balasore | 3100 | EHT (O&M) Circle, Balasore | 3105 | EHT (O&M) Division, Baripada | N157 | 132/33 kV T/L S/S S/D Karanjia | 3000000364 | 4 BOLTED PG CLAMP FOR ZEBRA - ZEBRA | CLMP.PG.D002 | ZSPR_ACT | ZSPR | NOS | 10 | 6476.4 | INR
3000 | Northern Zone, Balasore | 3100 | EHT (O&M) Circle, Balasore | 3105 | EHT (O&M) Division, Baripada | N152 | 132/33 kV T/L S/S S/D Baripada | 3000000376 | 4BOLTED POST INSULATOR CLAMP ALFOR ZEBRA | CLMP.PI.AL.D001 | ZSPR_ACT | ZSPR | NOS | 5 | 632.5 | INR
3000 | Northern Zone, Balasore | 3100 | EHT (O&M) Circle, Balasore | 3105 | EHT (O&M) Division, Baripada | N156 | 132/33 kV T/L S/S S/D Rairangpur | 3000000376 | 4BOLTED POST INSULATOR CLAMP ALFOR ZEBRA | CLMP.PI.AL.D001 | ZSPR_ACT | ZSPR | NOS | 2 | 253 | INR
3000 | Northern Zone, Balasore | 3100 | EHT (O&M) Circle, Balasore | 3105 | EHT (O&M) Division, Baripada | NL56 | 132/33 kV T/L S/S S/D Rairangpur_Line | 3000000380 | 12bolted T Clamp for ACSR Zebra to Zebra | CLMP.SP.CT.AL.A001 | ZSPR_ACT | ZSPR | NOS | 10 | 5923.3 | INR
3000 | Northern Zone, Balasore | 3100 | EHT (O&M) Circle, Balasore | 3105 | EHT (O&M) Division, Baripada | NL52 | 132/33 kV T/L S/S S/D Baripada_Line | 3000000388 | T Clamp for Panther run-Panther Drop | CLMP.T.AL.A001 | ZSPR_ACT | ZSPR | NOS | 24 | 14215.92 | INR
3000 | Northern Zone, Balasore | 3100 | EHT (O&M) Circle, Balasore | 3105 | EHT (O&M) Division, Baripada | N157 | 132/33 kV T/L S/S S/D Karanjia | 3000000391 | T CLAMP ALFOR ZEBRA RUN - ZEBRA DROP | CLMP.T.AL.A004 | ZSPR_ACT | ZSPR | NOS | 6 | 1689.54 | INR
3000 | Northern Zone, Balasore | 3100 | EHT (O&M) Circle, Balasore | 3105 | EHT (O&M) Division, Baripada | NL52 | 132/33 kV T/L S/S S/D Baripada_Line | 3000000413 | JUMPER CONE FOR ACSR PANTHER CONDUCTOR | COND.ACCES.A002 | ZSPR_ACT | ZSPR | NOS | 6 | 600 | INR
3000 | Northern Zone, Balasore | 3100 | EHT (O&M) Circle, Balasore | 3105 | EHT (O&M) Division, Baripada | N157 | 132/33 kV T/L S/S S/D Karanjia | 3000000414 | JUMPER CONE FOR ACSR ZEBRA CONDUCTOR | COND.ACCES.A003 | ZSPR_ACT | ZSPR | NOS | 35 | 4039.35 | INR
3000 | Northern Zone, Balasore | 3100 | EHT (O&M) Circle, Balasore | 3105 | EHT (O&M) Division, Baripada | N155 | 400 kV Line S/D Baripada | 3000000417 | Rigid Spacer for ACSR MOOSE Conductor | COND.ACCES.A006 | ZSPR_ACT | ZSPR | NOS | 35 | 2469.6 | INR
3000 | Northern Zone, Balasore | 3100 | EHT (O&M) Circle, Balasore | 3105 | EHT (O&M) Division, Baripada | N153 | 132/33 kV S/S S/D Betanati | 3000000427 | PA ROD ACSR PANTHER IN SET | COND.ACCES.B002 | ZSPR_ACT | ZSPR | NOS | 12 | 7599.37 | INR
3000 | Northern Zone, Balasore | 3100 | EHT (O&M) Circle, Balasore | 3105 | EHT (O&M) Division, Baripada | NL52 | 132/33 kV T/L S/S S/D Baripada_Line | 3000000427 | PA ROD ACSR PANTHER IN SET | COND.ACCES.B002 | ZSPR_ACT | ZSPR | NOS | 4 | 2533.12 | INR
3000 | Northern Zone, Balasore | 3100 | EHT (O&M) Circle, Balasore | 3105 | EHT (O&M) Division, Baripada | NL57 | 132/33 kV T/L S/S S/D Karanjia_Line | 3000000427 | PA ROD ACSR PANTHER IN SET | COND.ACCES.B002 | ZSPR_ACT | ZSPR | NOS | 30 | 18998.41 | INR
3000 | Northern Zone, Balasore | 3100 | EHT (O&M) Circle, Balasore | 3105 | EHT (O&M) Division, Baripada | NL56 | 132/33 kV T/L S/S S/D Rairangpur_Line | 3000000437 | MS JOINT FOR ACSR PANTHER CONDUCTOR | COND.ACCES.C002 | ZSPR_ACT | ZSPR | NOS | 10 | 3932.71 | INR
3000 | Northern Zone, Balasore | 3100 | EHT (O&M) Circle, Balasore | 3105 | EHT (O&M) Division, Baripada | NL57 | 132/33 kV T/L S/S S/D Karanjia_Line | 3000000437 | MS JOINT FOR ACSR PANTHER CONDUCTOR | COND.ACCES.C002 | ZSPR_ACT | ZSPR | NOS | 41 | 16124.11 | INR
3000 | Northern Zone, Balasore | 3100 | EHT (O&M) Circle, Balasore | 3105 | EHT (O&M) Division, Baripada | NL52 | 132/33 kV T/L S/S S/D Baripada_Line | 3000000437 | MS JOINT FOR ACSR PANTHER CONDUCTOR | COND.ACCES.C002 | ZSPR_ACT | ZSPR | NOS | 22 | 8651.96 | INR
3000 | Northern Zone, Balasore | 3100 | EHT (O&M) Circle, Balasore | 3105 | EHT (O&M) Division, Baripada | N153 | 132/33 kV S/S S/D Betanati | 3000000437 | MS JOINT FOR ACSR PANTHER CONDUCTOR | COND.ACCES.C002 | ZSPR_ACT | ZSPR | NOS | 17 | 6685.61 | INR
3000 | Northern Zone, Balasore | 3100 | EHT (O&M) Circle, Balasore | 3105 | EHT (O&M) Division, Baripada | NL52 | 132/33 kV T/L S/S S/D Baripada_Line | 3000000438 | MS JOINT FOR ACSR ZEBRA CONDUCTOR | COND.ACCES.C003 | ZSPR_ACT | ZSPR | NOS | 10 | 8757.24 | INR
3000 | Northern Zone, Balasore | 3100 | EHT (O&M) Circle, Balasore | 3105 | EHT (O&M) Division, Baripada | N155 | 400 kV Line S/D Baripada | 3000000439 | MS JOINT FOR ACSR MOOSE CONDUCTOR | COND.ACCES.C004 | ZSPR_ACT | ZSPR | NOS | 6 | 5370.3 | INR
3000 | Northern Zone, Balasore | 3100 | EHT (O&M) Circle, Balasore | 3105 | EHT (O&M) Division, Baripada | N154 | 132/33 kV S/S S/D Udala | 3000000442 | MS JOINT AAAC PANTHER EQUIVALENT | COND.ACCES.C007 | ZSPR_ACT | ZSPR | NOS | 163 | 126325 | INR
3000 | Northern Zone, Balasore | 3100 | EHT (O&M) Circle, Balasore | 3105 | EHT (O&M) Division, Baripada | NL52 | 132/33 kV T/L S/S S/D Baripada_Line | 3000000443 | MS JOINT AAAC ZEBRA EQUIVALENT | COND.ACCES.C008 | ZSPR_ACT | ZSPR | NOS | 10 | 7189.2 | INR
3000 | Northern Zone, Balasore | 3100 | EHT (O&M) Circle, Balasore | 3105 | EHT (O&M) Division, Baripada | N154 | 132/33 kV S/S S/D Udala | 3000000451 | Spacer clamp ACSR Twin moose 250mm | COND.ACCES.D005 | ZSPR_ACT | ZSPR | NOS | 5 | 1521.8 | INR
3000 | Northern Zone, Balasore | 3100 | EHT (O&M) Circle, Balasore | 3105 | EHT (O&M) Division, Baripada | NL56 | 132/33 kV T/L S/S S/D Rairangpur_Line | 3000000455 | VD OFACSR PANTHER CONDUCTOR | COND.ACCES.E002 | ZSPR_ACT | ZSPR | NOS | 12 | 8198.31 | INR
3000 | Northern Zone, Balasore | 3100 | EHT (O&M) Circle, Balasore | 3105 | EHT (O&M) Division, Baripada | NL52 | 132/33 kV T/L S/S S/D Baripada_Line | 3000000455 | VD OFACSR PANTHER CONDUCTOR | COND.ACCES.E002 | ZSPR_ACT | ZSPR | NOS | 12 | 8198.31 | INR
3000 | Northern Zone, Balasore | 3100 | EHT (O&M) Circle, Balasore | 3105 | EHT (O&M) Division, Baripada | N153 | 132/33 kV S/S S/D Betanati | 3000000455 | VD OFACSR PANTHER CONDUCTOR | COND.ACCES.E002 | ZSPR_ACT | ZSPR | NOS | 215 | 146886.36 | INR
3000 | Northern Zone, Balasore | 3100 | EHT (O&M) Circle, Balasore | 3105 | EHT (O&M) Division, Baripada | NL57 | 132/33 kV T/L S/S S/D Karanjia_Line | 3000000455 | VD OFACSR PANTHER CONDUCTOR | COND.ACCES.E002 | ZSPR_ACT | ZSPR | NOS | 5 | 3415.96 | INR
3000 | Northern Zone, Balasore | 3100 | EHT (O&M) Circle, Balasore | 3105 | EHT (O&M) Division, Baripada | NL52 | 132/33 kV T/L S/S S/D Baripada_Line | 3000000461 | VD AAAC ZEBRA EQUIVALENT | COND.ACCES.E008 | ZSPR_ACT | ZSPR | NOS | 10 | 4428.7 | INR
3000 | Northern Zone, Balasore | 3100 | EHT (O&M) Circle, Balasore | 3105 | EHT (O&M) Division, Baripada | NL56 | 132/33 kV T/L S/S S/D Rairangpur_Line | 3000000465 | REPAIR SLEEVE FOR ACSR PANTHER CONDUCTOR | COND.ACCES.F002 | ZSPR_ACT | ZSPR | NOS | 12 | 2517.46 | INR
3000 | Northern Zone, Balasore | 3100 | EHT (O&M) Circle, Balasore | 3105 | EHT (O&M) Division, Baripada | NL57 | 132/33 kV T/L S/S S/D Karanjia_Line | 3000000465 | REPAIR SLEEVE FOR ACSR PANTHER CONDUCTOR | COND.ACCES.F002 | ZSPR_ACT | ZSPR | NOS | 114 | 23915.82 | INR
3000 | Northern Zone, Balasore | 3100 | EHT (O&M) Circle, Balasore | 3105 | EHT (O&M) Division, Baripada | N154 | 132/33 kV S/S S/D Udala | 3000000465 | REPAIR SLEEVE FOR ACSR PANTHER CONDUCTOR | COND.ACCES.F002 | ZSPR_ACT | ZSPR | NOS | 64 | 13426.43 | INR
3000 | Northern Zone, Balasore | 3100 | EHT (O&M) Circle, Balasore | 3105 | EHT (O&M) Division, Baripada | N153 | 132/33 kV S/S S/D Betanati | 3000000465 | REPAIR SLEEVE FOR ACSR PANTHER CONDUCTOR | COND.ACCES.F002 | ZSPR_ACT | ZSPR | NOS | 18 | 3776.18 | INR
3000 | Northern Zone, Balasore | 3100 | EHT (O&M) Circle, Balasore | 3105 | EHT (O&M) Division, Baripada | NL52 | 132/33 kV T/L S/S S/D Baripada_Line | 3000000465 | REPAIR SLEEVE FOR ACSR PANTHER CONDUCTOR | COND.ACCES.F002 | ZSPR_ACT | ZSPR | NOS | 36 | 7552.37 | INR
3000 | Northern Zone, Balasore | 3100 | EHT (O&M) Circle, Balasore | 3105 | EHT (O&M) Division, Baripada | NL52 | 132/33 kV T/L S/S S/D Baripada_Line | 3000000466 | REPAIR SLEEVE FOR ACSR ZEBRA CONDUCTOR | COND.ACCES.F003 | ZSPR_ACT | ZSPR | NOS | 10 | 2082.78 | INR
3000 | Northern Zone, Balasore | 3100 | EHT (O&M) Circle, Balasore | 3105 | EHT (O&M) Division, Baripada | N155 | 400 kV Line S/D Baripada | 3000000467 | REPAIR SLEEVE FOR ACSR MOOSE CONDUCTOR | COND.ACCES.F004 | ZSPR_ACT | ZSPR | NOS | 1 | 1 | INR
3000 | Northern Zone, Balasore | 3100 | EHT (O&M) Circle, Balasore | 3105 | EHT (O&M) Division, Baripada | NL52 | 132/33 kV T/L S/S S/D Baripada_Line | 3000000470 | REPAIR SLEEVE FOR AAAC ZEBRA | COND.ACCES.F008 | ZSPR_ACT | ZSPR | NOS | 10 | 3167 | INR
3000 | Northern Zone, Balasore | 3100 | EHT (O&M) Circle, Balasore | 3105 | EHT (O&M) Division, Baripada | N158 | 132/33 kV S/S S/D Bangiriposi | 3000000476 | ACSR HORSE CONDUCTOR | COND.ACSR.A001 | ZSPR_ACT | ZSPR | KM | 0.22 | 77000 | INR
3000 | Northern Zone, Balasore | 3100 | EHT (O&M) Circle, Balasore | 3105 | EHT (O&M) Division, Baripada | N155 | 400 kV Line S/D Baripada | 3000000482 | RETAINING ROD OF SPACER FOR CONDUCTOR | COND.R.ROD.A001 | ZSPR_ACT | ZSPR | NOS | 6 | 769.02 | INR
3000 | Northern Zone, Balasore | 3100 | EHT (O&M) Circle, Balasore | 3105 | EHT (O&M) Division, Baripada | N153 | 132/33 kV S/S S/D Betanati | 3000000574 | EARTHING DEVICE | ERTH.DEVICE.A001 | ZSPR_ACT | ZSPR | NOS | 10 | 29570 | INR
3000 | Northern Zone, Balasore | 3100 | EHT (O&M) Circle, Balasore | 3105 | EHT (O&M) Division, Baripada | N156 | 132/33 kV T/L S/S S/D Rairangpur | 3000000583 | 75 X 10 MM GI EARTH FLAT in KG | ERTH.FLAT.GI.A006 | ZSPR_FREE | ZSPR | KG | 472.25 | 0 | INR
3000 | Northern Zone, Balasore | 3100 | EHT (O&M) Circle, Balasore | 3105 | EHT (O&M) Division, Baripada | N154 | 132/33 kV S/S S/D Udala | 3000000586 | 75 X 10mm GI Earth Flat in Mt | ERTH.FLAT.GI.A012 | ZSPR_US | ZSPR | MT | 1.08 | 81747 | INR
3000 | Northern Zone, Balasore | 3100 | EHT (O&M) Circle, Balasore | 3105 | EHT (O&M) Division, Baripada | N154 | 132/33 kV S/S S/D Udala | 3000000586 | 75 X 10mm GI Earth Flat in Mt | ERTH.FLAT.GI.A012 | ZSPR_ACT | ZSPR | MT | 15.039 | 1138322.2 | INR
3000 | Northern Zone, Balasore | 3100 | EHT (O&M) Circle, Balasore | 3105 | EHT (O&M) Division, Baripada | N154 | 132/33 kV S/S S/D Udala | 3000000592 | 50 MM GI PERFORATED EARTHING PIPE | ERTH.PIPE.GI.A005 | ZSPR_ACT | ZSPR | NOS | 5 | 11750 | INR
3000 | Northern Zone, Balasore | 3100 | EHT (O&M) Circle, Balasore | 3105 | EHT (O&M) Division, Baripada | N154 | 132/33 kV S/S S/D Udala | 3000000594 | 40 MM GI PORFORATED EARTHING PIPE | ERTH.PIPE.GI.B004 | ZSPR_ACT | ZSPR | NOS | 90 | 211500 | INR
3000 | Northern Zone, Balasore | 3100 | EHT (O&M) Circle, Balasore | 3105 | EHT (O&M) Division, Baripada | N154 | 132/33 kV S/S S/D Udala | 3000000603 | 40x3000 MM MS ROD FOR EARTHING | ERTH.ROD.MS.A001 | ZSPR_ACT | ZSPR | NOS | 241 | 498388 | INR
3000 | Northern Zone, Balasore | 3100 | EHT (O&M) Circle, Balasore | 3105 | EHT (O&M) Division, Baripada | N152 | 132/33 kV T/L S/S S/D Baripada | 3000000609 | Earthing Conductor riser:50x6mm GI Flat | ERTH.SPIKE.GI.A005 | ZSPR_ACT | ZSPR | MT | 2.741 | 305810.44 | INR
3000 | Northern Zone, Balasore | 3100 | EHT (O&M) Circle, Balasore | 3105 | EHT (O&M) Division, Baripada | N156 | 132/33 kV T/L S/S S/D Rairangpur | 3000000609 | Earthing Conductor riser:50x6mm GI Flat | ERTH.SPIKE.GI.A005 | ZSPR_ACT | ZSPR | MT | 1.23 | 137229.78 | INR
3000 | Northern Zone, Balasore | 3100 | EHT (O&M) Circle, Balasore | 3105 | EHT (O&M) Division, Baripada | NL52 | 132/33 kV T/L S/S S/D Baripada_Line | 3000000613 | MID SPAN JOINT FOR 7/3.15MM EARTH WIRE | EW.ACCES.A002 | ZSPR_ACT | ZSPR | NOS | 1 | 155.1 | INR
3000 | Northern Zone, Balasore | 3100 | EHT (O&M) Circle, Balasore | 3105 | EHT (O&M) Division, Baripada | N153 | 132/33 kV S/S S/D Betanati | 3000000613 | MID SPAN JOINT FOR 7/3.15MM EARTH WIRE | EW.ACCES.A002 | ZSPR_ACT | ZSPR | NOS | 1 | 155.09 | INR
3000 | Northern Zone, Balasore | 3100 | EHT (O&M) Circle, Balasore | 3105 | EHT (O&M) Division, Baripada | N155 | 400 kV Line S/D Baripada | 3000000616 | VD FOR 7/3.15MM GI EARTHWIRE | EW.ACCES.B002 | ZSPR_ACT | ZSPR | NOS | 16 | 7227.04 | INR
3000 | Northern Zone, Balasore | 3100 | EHT (O&M) Circle, Balasore | 3105 | EHT (O&M) Division, Baripada | NL52 | 132/33 kV T/L S/S S/D Baripada_Line | 3000000616 | VD FOR 7/3.15MM GI EARTHWIRE | EW.ACCES.B002 | ZSPR_ACT | ZSPR | NOS | 6 | 2710.14 | INR
3000 | Northern Zone, Balasore | 3100 | EHT (O&M) Circle, Balasore | 3105 | EHT (O&M) Division, Baripada | NL57 | 132/33 kV T/L S/S S/D Karanjia_Line | 3000000616 | VD FOR 7/3.15MM GI EARTHWIRE | EW.ACCES.B002 | ZSPR_ACT | ZSPR | NOS | 4 | 1806.76 | INR
3000 | Northern Zone, Balasore | 3100 | EHT (O&M) Circle, Balasore | 3105 | EHT (O&M) Division, Baripada | NL56 | 132/33 kV T/L S/S S/D Rairangpur_Line | 3000000739 | DS HARDWARE FITTING ACSR PANTHER | HWF.DS.A002 | ZSPR_ACT | ZSPR | NOS | 6 | 10263 | INR
3000 | Northern Zone, Balasore | 3100 | EHT (O&M) Circle, Balasore | 3105 | EHT (O&M) Division, Baripada | N154 | 132/33 kV S/S S/D Udala | 3000000742 | DS HWF (AGS)FOR ACSR PANTHER | HWF.DS.A007 | ZSPR_ACT | ZSPR | NOS | 165 | 793650 | INR
3000 | Northern Zone, Balasore | 3100 | EHT (O&M) Circle, Balasore | 3105 | EHT (O&M) Division, Baripada | NL52 | 132/33 kV T/L S/S S/D Baripada_Line | 3000000744 | DS HARDWARE FITTING AAAC ZEBRA | HWF.DS.A010 | ZSPR_ACT | ZSPR | NOS | 5 | 23384.99 | INR
3000 | Northern Zone, Balasore | 3100 | EHT (O&M) Circle, Balasore | 3105 | EHT (O&M) Division, Baripada | NL52 | 132/33 kV T/L S/S S/D Baripada_Line | 3000000799 | DT Hard ware fittings -120 KN insulator | HWF.DT.A002 | ZSPR_ACT | ZSPR | NOS | 13 | 59421.62 | INR
3000 | Northern Zone, Balasore | 3100 | EHT (O&M) Circle, Balasore | 3105 | EHT (O&M) Division, Baripada | NL56 | 132/33 kV T/L S/S S/D Rairangpur_Line | 3000000799 | DT Hard ware fittings -120 KN insulator | HWF.DT.A002 | ZSPR_ACT | ZSPR | NOS | 14 | 63992.51 | INR
3000 | Northern Zone, Balasore | 3100 | EHT (O&M) Circle, Balasore | 3105 | EHT (O&M) Division, Baripada | N154 | 132/33 kV S/S S/D Udala | 3000000799 | DT Hard ware fittings -120 KN insulator | HWF.DT.A002 | ZSPR_ACT | ZSPR | NOS | 99 | 452518.46 | INR
3000 | Northern Zone, Balasore | 3100 | EHT (O&M) Circle, Balasore | 3105 | EHT (O&M) Division, Baripada | N154 | 132/33 kV S/S S/D Udala | 3000000801 | DT HARDWARE FITTING ACSR MOOSE | HWF.DT.A004 | ZSPR_ACT | ZSPR | NOS | 18 | 174168 | INR
3000 | Northern Zone, Balasore | 3100 | EHT (O&M) Circle, Balasore | 3105 | EHT (O&M) Division, Baripada | N153 | 132/33 kV S/S S/D Betanati | 3000000803 | DT HARDWARE FITTING FOR ACSR PANTHER | HWF.DT.A006 | ZSPR_ACT | ZSPR | NOS | 12 | 114422.4 | INR
3000 | Northern Zone, Balasore | 3100 | EHT (O&M) Circle, Balasore | 3105 | EHT (O&M) Division, Baripada | NL52 | 132/33 kV T/L S/S S/D Baripada_Line | 3000000805 | DT HARDWARE FITTING AAAC ZEBRA | HWF.DT.A010 | ZSPR_ACT | ZSPR | NOS | 10 | 35498.27 | INR
3000 | Northern Zone, Balasore | 3100 | EHT (O&M) Circle, Balasore | 3105 | EHT (O&M) Division, Baripada | N153 | 132/33 kV S/S S/D Betanati | 3000000822 | SUSPENSION HANGER OF HARDWARE FITTING | HWF.S.HANGER.A001 | ZSPR_ACT | ZSPR | NOS | 190 | 68400 | INR
3000 | Northern Zone, Balasore | 3100 | EHT (O&M) Circle, Balasore | 3105 | EHT (O&M) Division, Baripada | NL57 | 132/33 kV T/L S/S S/D Karanjia_Line | 3000000824 | SUSPENSION CLAMP FOR 7/3.15MM EARTHWIRE | HWF.SC.EW.A002 | ZSPR_ACT | ZSPR | NOS | 6 | 667.26 | INR
3000 | Northern Zone, Balasore | 3100 | EHT (O&M) Circle, Balasore | 3105 | EHT (O&M) Division, Baripada | NL52 | 132/33 kV T/L S/S S/D Baripada_Line | 3000000824 | SUSPENSION CLAMP FOR 7/3.15MM EARTHWIRE | HWF.SC.EW.A002 | ZSPR_ACT | ZSPR | NOS | 3 | 333.63 | INR
3000 | Northern Zone, Balasore | 3100 | EHT (O&M) Circle, Balasore | 3105 | EHT (O&M) Division, Baripada | NL52 | 132/33 kV T/L S/S S/D Baripada_Line | 3000000846 | SS HARDWARE FITTING ACSR PANTHER | HWF.SS.A002 | ZSPR_ACT | ZSPR | NOS | 10 | 12047.5 | INR
3000 | Northern Zone, Balasore | 3100 | EHT (O&M) Circle, Balasore | 3105 | EHT (O&M) Division, Baripada | NL56 | 132/33 kV T/L S/S S/D Rairangpur_Line | 3000000846 | SS HARDWARE FITTING ACSR PANTHER | HWF.SS.A002 | ZSPR_ACT | ZSPR | NOS | 24 | 28914 | INR
3000 | Northern Zone, Balasore | 3100 | EHT (O&M) Circle, Balasore | 3105 | EHT (O&M) Division, Baripada | N156 | 132/33 kV T/L S/S S/D Rairangpur | 3000000847 | SS HARDWARE FITTING ACSR ZEBRA | HWF.SS.A003 | ZSPR_ACT | ZSPR | NOS | 6 | 13198.86 | INR
3000 | Northern Zone, Balasore | 3100 | EHT (O&M) Circle, Balasore | 3105 | EHT (O&M) Division, Baripada | N155 | 400 kV Line S/D Baripada | 3000000850 | SS HARDWARE FITTING ACSR TWIN MOOSE | HWF.SS.A006 | ZSPR_ACT | ZSPR | NOS | 2 | 12331 | INR
3000 | Northern Zone, Balasore | 3100 | EHT (O&M) Circle, Balasore | 3105 | EHT (O&M) Division, Baripada | NL56 | 132/33 kV T/L S/S S/D Rairangpur_Line | 3000000876 | ST HARDWARE FITTING LYNX /ACSR HORSE CON | HWF.ST.A001 | ZSPR_ACT | ZSPR | NOS | 16 | 16 | INR
3000 | Northern Zone, Balasore | 3100 | EHT (O&M) Circle, Balasore | 3105 | EHT (O&M) Division, Baripada | N156 | 132/33 kV T/L S/S S/D Rairangpur | 3000000878 | ST HWF FOR ACSR ZEBRA | HWF.ST.A003 | ZSPR_ACT | ZSPR | NOS | 12 | 11891.64 | INR
3000 | Northern Zone, Balasore | 3100 | EHT (O&M) Circle, Balasore | 3105 | EHT (O&M) Division, Baripada | N157 | 132/33 kV T/L S/S S/D Karanjia | 3000000878 | ST HWF FOR ACSR ZEBRA | HWF.ST.A003 | ZSPR_ACT | ZSPR | NOS | 3 | 2972.91 | INR
3000 | Northern Zone, Balasore | 3100 | EHT (O&M) Circle, Balasore | 3105 | EHT (O&M) Division, Baripada | N157 | 132/33 kV T/L S/S S/D Karanjia | 3000000879 | Single Tension H/W Fitting ACSR Moose | HWF.ST.A004 | ZSPR_ACT | ZSPR | SET | 6 | 21666.67 | INR
3000 | Northern Zone, Balasore | 3100 | EHT (O&M) Circle, Balasore | 3105 | EHT (O&M) Division, Baripada | N154 | 132/33 kV S/S S/D Udala | 3000000879 | Single Tension H/W Fitting ACSR Moose | HWF.ST.A004 | ZSPR_ACT | ZSPR | SET | 21 | 75833.33 | INR
3000 | Northern Zone, Balasore | 3100 | EHT (O&M) Circle, Balasore | 3105 | EHT (O&M) Division, Baripada | N152 | 132/33 kV T/L S/S S/D Baripada | 3000000881 | ST HARDWARE FITTING ACSR TWIN MOOSE | HWF.ST.A006 | ZSPR_ACT | ZSPR | NOS | 10 | 50509.4 | INR
3000 | Northern Zone, Balasore | 3100 | EHT (O&M) Circle, Balasore | 3105 | EHT (O&M) Division, Baripada | N154 | 132/33 kV S/S S/D Udala | 3000000881 | ST HARDWARE FITTING ACSR TWIN MOOSE | HWF.ST.A006 | ZSPR_ACT | ZSPR | NOS | 10 | 50509.4 | INR
3000 | Northern Zone, Balasore | 3100 | EHT (O&M) Circle, Balasore | 3105 | EHT (O&M) Division, Baripada | N154 | 132/33 kV S/S S/D Udala | 3000000917 | Indoor Lighting DB | ILWR.SW.BOARD.B003 | ZSPR_ACT | ZSPR | SET | 1 | 38044 | INR
3000 | Northern Zone, Balasore | 3100 | EHT (O&M) Circle, Balasore | 3105 | EHT (O&M) Division, Baripada | N154 | 132/33 kV S/S S/D Udala | 3000000918 | Emergency Lighting DB | ILWR.SW.BOARD.C001 | ZSPR_ACT | ZSPR | SET | 1 | 31081 | INR
3000 | Northern Zone, Balasore | 3100 | EHT (O&M) Circle, Balasore | 3105 | EHT (O&M) Division, Baripada | N154 | 132/33 kV S/S S/D Udala | 3000000919 | Indoor Receptacle Board | ILWR.SW.BOARD.D001 | ZSPR_ACT | ZSPR | SET | 1 | 11698 | INR
3000 | Northern Zone, Balasore | 3100 | EHT (O&M) Circle, Balasore | 3105 | EHT (O&M) Division, Baripada | N153 | 132/33 kV S/S S/D Betanati | 3000000925 | ROTARY SWITCH | ILWR.SWITCH.G001 | ZSPR_FREE | ZSPR | NOS | 1 | 0 | INR
3000 | Northern Zone, Balasore | 3100 | EHT (O&M) Circle, Balasore | 3105 | EHT (O&M) Division, Baripada | N154 | 132/33 kV S/S S/D Udala | 3000000931 | 90KN ANTIFOG DISC INSULATOR | INS.AF.DISC.B002 | ZSPR_US | ZSPR | NOS | 164 | 156125.03 | INR
3000 | Northern Zone, Balasore | 3100 | EHT (O&M) Circle, Balasore | 3105 | EHT (O&M) Division, Baripada | NL56 | 132/33 kV T/L S/S S/D Rairangpur_Line | 3000000931 | 90KN ANTIFOG DISC INSULATOR | INS.AF.DISC.B002 | ZSPR_ACT | ZSPR | NOS | 485 | 461711.21 | INR
3000 | Northern Zone, Balasore | 3100 | EHT (O&M) Circle, Balasore | 3105 | EHT (O&M) Division, Baripada | N153 | 132/33 kV S/S S/D Betanati | 3000000931 | 90KN ANTIFOG DISC INSULATOR | INS.AF.DISC.B002 | ZSPR_ACT | ZSPR | NOS | 222 | 211339.98 | INR
3000 | Northern Zone, Balasore | 3100 | EHT (O&M) Circle, Balasore | 3105 | EHT (O&M) Division, Baripada | NL52 | 132/33 kV T/L S/S S/D Baripada_Line | 3000000931 | 90KN ANTIFOG DISC INSULATOR | INS.AF.DISC.B002 | ZSPR_ACT | ZSPR | NOS | 194 | 184684.49 | INR
3000 | Northern Zone, Balasore | 3100 | EHT (O&M) Circle, Balasore | 3105 | EHT (O&M) Division, Baripada | N154 | 132/33 kV S/S S/D Udala | 3000000931 | 90KN ANTIFOG DISC INSULATOR | INS.AF.DISC.B002 | ZSPR_ACT | ZSPR | NOS | 303 | 288450.51 | INR
3000 | Northern Zone, Balasore | 3100 | EHT (O&M) Circle, Balasore | 3105 | EHT (O&M) Division, Baripada | N154 | 132/33 kV S/S S/D Udala | 3000000932 | 120KN ANTIFOG DISC INSULATOR | INS.AF.DISC.B003 | ZSPR_US | ZSPR | NOS | 31 | 28866.92 | INR
3000 | Northern Zone, Balasore | 3100 | EHT (O&M) Circle, Balasore | 3105 | EHT (O&M) Division, Baripada | N152 | 132/33 kV T/L S/S S/D Baripada | 3000000932 | 120KN ANTIFOG DISC INSULATOR | INS.AF.DISC.B003 | ZSPR_ACT | ZSPR | NOS | 5 | 4655.95 | INR
3000 | Northern Zone, Balasore | 3100 | EHT (O&M) Circle, Balasore | 3105 | EHT (O&M) Division, Baripada | NL56 | 132/33 kV T/L S/S S/D Rairangpur_Line | 3000000932 | 120KN ANTIFOG DISC INSULATOR | INS.AF.DISC.B003 | ZSPR_ACT | ZSPR | NOS | 277 | 257939.89 | INR
3000 | Northern Zone, Balasore | 3100 | EHT (O&M) Circle, Balasore | 3105 | EHT (O&M) Division, Baripada | NL52 | 132/33 kV T/L S/S S/D Baripada_Line | 3000000932 | 120KN ANTIFOG DISC INSULATOR | INS.AF.DISC.B003 | ZSPR_ACT | ZSPR | NOS | 10 | 9311.91 | INR
3000 | Northern Zone, Balasore | 3100 | EHT (O&M) Circle, Balasore | 3105 | EHT (O&M) Division, Baripada | N157 | 132/33 kV T/L S/S S/D Karanjia | 3000000932 | 120KN ANTIFOG DISC INSULATOR | INS.AF.DISC.B003 | ZSPR_ACT | ZSPR | NOS | 34 | 31660.49 | INR
3000 | Northern Zone, Balasore | 3100 | EHT (O&M) Circle, Balasore | 3105 | EHT (O&M) Division, Baripada | N153 | 132/33 kV S/S S/D Betanati | 3000000932 | 120KN ANTIFOG DISC INSULATOR | INS.AF.DISC.B003 | ZSPR_ACT | ZSPR | NOS | 30 | 27935.73 | INR
3000 | Northern Zone, Balasore | 3100 | EHT (O&M) Circle, Balasore | 3105 | EHT (O&M) Division, Baripada | N154 | 132/33 kV S/S S/D Udala | 3000000932 | 120KN ANTIFOG DISC INSULATOR | INS.AF.DISC.B003 | ZSPR_ACT | ZSPR | NOS | 30 | 27935.73 | INR
3000 | Northern Zone, Balasore | 3100 | EHT (O&M) Circle, Balasore | 3105 | EHT (O&M) Division, Baripada | N152 | 132/33 kV T/L S/S S/D Baripada | 3000000933 | 160KN ANTIFOG DISC INSULATOR | INS.AF.DISC.B004 | ZSPR_ACT | ZSPR | NOS | 2 | 1473.16 | INR
3000 | Northern Zone, Balasore | 3100 | EHT (O&M) Circle, Balasore | 3105 | EHT (O&M) Division, Baripada | NL57 | 132/33 kV T/L S/S S/D Karanjia_Line | 3000000933 | 160KN ANTIFOG DISC INSULATOR | INS.AF.DISC.B004 | ZSPR_ACT | ZSPR | NOS | 100 | 73658 | INR
3000 | Northern Zone, Balasore | 3100 | EHT (O&M) Circle, Balasore | 3105 | EHT (O&M) Division, Baripada | N157 | 132/33 kV T/L S/S S/D Karanjia | 3000000943 | 33 KV Bus Post Insulator | INS.POR.BPI.C001 | ZSPR_ACT | ZSPR | NOS | 8 | 11642.16 | INR
3000 | Northern Zone, Balasore | 3100 | EHT (O&M) Circle, Balasore | 3105 | EHT (O&M) Division, Baripada | N152 | 132/33 kV T/L S/S S/D Baripada | 3000000943 | 33 KV Bus Post Insulator | INS.POR.BPI.C001 | ZSPR_ACT | ZSPR | NOS | 5 | 7276.35 | INR
3000 | Northern Zone, Balasore | 3100 | EHT (O&M) Circle, Balasore | 3105 | EHT (O&M) Division, Baripada | N153 | 132/33 kV S/S S/D Betanati | 3000000943 | 33 KV Bus Post Insulator | INS.POR.BPI.C001 | ZSPR_FREE | ZSPR | NOS | 2 | 0 | INR
3000 | Northern Zone, Balasore | 3100 | EHT (O&M) Circle, Balasore | 3105 | EHT (O&M) Division, Baripada | N153 | 132/33 kV S/S S/D Betanati | 3000000944 | 132 KV BUS POST INSULATORS | INS.POR.BPI.D001 | ZSPR_FREE | ZSPR | NOS | 2 | 0 | INR
3000 | Northern Zone, Balasore | 3100 | EHT (O&M) Circle, Balasore | 3105 | EHT (O&M) Division, Baripada | N154 | 132/33 kV S/S S/D Udala | 3000000944 | 132 KV BUS POST INSULATORS | INS.POR.BPI.D001 | ZSPR_ACT | ZSPR | NOS | 17 | 160064.65 | INR
3000 | Northern Zone, Balasore | 3100 | EHT (O&M) Circle, Balasore | 3105 | EHT (O&M) Division, Baripada | N153 | 132/33 kV S/S S/D Betanati | 3000000944 | 132 KV BUS POST INSULATORS | INS.POR.BPI.D001 | ZSPR_ACT | ZSPR | NOS | 3 | 28246.7 | INR
3000 | Northern Zone, Balasore | 3100 | EHT (O&M) Circle, Balasore | 3105 | EHT (O&M) Division, Baripada | N157 | 132/33 kV T/L S/S S/D Karanjia | 3000000944 | 132 KV BUS POST INSULATORS | INS.POR.BPI.D001 | ZSPR_ACT | ZSPR | NOS | 2 | 18831.14 | INR
3000 | Northern Zone, Balasore | 3100 | EHT (O&M) Circle, Balasore | 3105 | EHT (O&M) Division, Baripada | N156 | 132/33 kV T/L S/S S/D Rairangpur | 3000000944 | 132 KV BUS POST INSULATORS | INS.POR.BPI.D001 | ZSPR_ACT | ZSPR | NOS | 1 | 9415.57 | INR
3000 | Northern Zone, Balasore | 3100 | EHT (O&M) Circle, Balasore | 3105 | EHT (O&M) Division, Baripada | NL52 | 132/33 kV T/L S/S S/D Baripada_Line | 3000000946 | 70KN PORCELAIN DISC INSULATOR | INS.POR.DISC.B001 | ZSPR_US | ZSPR | NOS | 188 | 50699.84 | INR
3000 | Northern Zone, Balasore | 3100 | EHT (O&M) Circle, Balasore | 3105 | EHT (O&M) Division, Baripada | NL57 | 132/33 kV T/L S/S S/D Karanjia_Line | 3000000947 | 90KN PORCELAIN DISC INSULATOR | INS.POR.DISC.B002 | ZSPR_ACT | ZSPR | NOS | 20 | 5296.1 | INR
3000 | Northern Zone, Balasore | 3100 | EHT (O&M) Circle, Balasore | 3105 | EHT (O&M) Division, Baripada | NL56 | 132/33 kV T/L S/S S/D Rairangpur_Line | 3000000947 | 90KN PORCELAIN DISC INSULATOR | INS.POR.DISC.B002 | ZSPR_ACT | ZSPR | NOS | 13 | 3442.47 | INR
3000 | Northern Zone, Balasore | 3100 | EHT (O&M) Circle, Balasore | 3105 | EHT (O&M) Division, Baripada | N153 | 132/33 kV S/S S/D Betanati | 3000000947 | 90KN PORCELAIN DISC INSULATOR | INS.POR.DISC.B002 | ZSPR_ACT | ZSPR | NOS | 10 | 2648.05 | INR
3000 | Northern Zone, Balasore | 3100 | EHT (O&M) Circle, Balasore | 3105 | EHT (O&M) Division, Baripada | NL52 | 132/33 kV T/L S/S S/D Baripada_Line | 3000000948 | 120KN PORCELAIN DISC INSULATOR | INS.POR.DISC.B003 | ZSPR_US | ZSPR | NOS | 78 | 28292.16 | INR
3000 | Northern Zone, Balasore | 3100 | EHT (O&M) Circle, Balasore | 3105 | EHT (O&M) Division, Baripada | NL56 | 132/33 kV T/L S/S S/D Rairangpur_Line | 3000000948 | 120KN PORCELAIN DISC INSULATOR | INS.POR.DISC.B003 | ZSPR_ACT | ZSPR | NOS | 34 | 12332.48 | INR
3000 | Northern Zone, Balasore | 3100 | EHT (O&M) Circle, Balasore | 3105 | EHT (O&M) Division, Baripada | N152 | 132/33 kV T/L S/S S/D Baripada | 3000000948 | 120KN PORCELAIN DISC INSULATOR | INS.POR.DISC.B003 | ZSPR_ACT | ZSPR | NOS | 34 | 12332.48 | INR
3000 | Northern Zone, Balasore | 3100 | EHT (O&M) Circle, Balasore | 3105 | EHT (O&M) Division, Baripada | NL52 | 132/33 kV T/L S/S S/D Baripada_Line | 3000000948 | 120KN PORCELAIN DISC INSULATOR | INS.POR.DISC.B003 | ZSPR_ACT | ZSPR | NOS | 371 | 134569.12 | INR
3000 | Northern Zone, Balasore | 3100 | EHT (O&M) Circle, Balasore | 3105 | EHT (O&M) Division, Baripada | N155 | 400 kV Line S/D Baripada | 3000000949 | 160KN PORCELAIN DISC INSULATOR | INS.POR.DISC.B004 | ZSPR_ACT | ZSPR | NOS | 81 | 331380.35 | INR
3000 | Northern Zone, Balasore | 3100 | EHT (O&M) Circle, Balasore | 3105 | EHT (O&M) Division, Baripada | NL52 | 132/33 kV T/L S/S S/D Baripada_Line | 3000000950 | 160KN 220 KV PORCELAIN LONG ROD INSULATO | INS.POR.LR.B004 | ZSPR_ACT | ZSPR | NOS | 20 | 342867.56 | INR
3000 | Northern Zone, Balasore | 3100 | EHT (O&M) Circle, Balasore | 3105 | EHT (O&M) Division, Baripada | N152 | 132/33 kV T/L S/S S/D Baripada | 3000000954 | 132KV LR 90KN PORCELAIN INSULATOR | INS.POR.LR.D002 | ZSPR_ACT | ZSPR | NOS | 20 | 180378.65 | INR
3000 | Northern Zone, Balasore | 3100 | EHT (O&M) Circle, Balasore | 3105 | EHT (O&M) Division, Baripada | NL52 | 132/33 kV T/L S/S S/D Baripada_Line | 3000000962 | 220KV 90KN Silicon Rubber LR Insulator. | INS.S.RUBBERLR.E001 | ZSPR_ACT | ZSPR | NOS | 10 | 47745.75 | INR
3000 | Northern Zone, Balasore | 3100 | EHT (O&M) Circle, Balasore | 3105 | EHT (O&M) Division, Baripada | N153 | 132/33 kV S/S S/D Betanati | 3000000992 | PT/IVT/CVT CONSOLE BOX | MISC.CONSOLE.A001 | ZSPR_ACT | ZSPR | NOS | 2 | 25420 | INR
3000 | Northern Zone, Balasore | 3100 | EHT (O&M) Circle, Balasore | 3105 | EHT (O&M) Division, Baripada | N153 | 132/33 kV S/S S/D Betanati | 3000001002 | EMPTY Tfr OIL BARREL | MISC.EMPTYBRL.A001 | ZSPR_FREE | ZSPR | NOS | 6 | 0 | INR
3000 | Northern Zone, Balasore | 3100 | EHT (O&M) Circle, Balasore | 3105 | EHT (O&M) Division, Baripada | N154 | 132/33 kV S/S S/D Udala | 3000001002 | EMPTY Tfr OIL BARREL | MISC.EMPTYBRL.A001 | ZSPR_SCRAP | ZSPR | NOS | 14 | 2294.53 | INR
3000 | Northern Zone, Balasore | 3100 | EHT (O&M) Circle, Balasore | 3105 | EHT (O&M) Division, Baripada | N157 | 132/33 kV T/L S/S S/D Karanjia | 3000001002 | EMPTY Tfr OIL BARREL | MISC.EMPTYBRL.A001 | ZSPR_ACT | ZSPR | NOS | 14 | 2294.53 | INR
3000 | Northern Zone, Balasore | 3100 | EHT (O&M) Circle, Balasore | 3105 | EHT (O&M) Division, Baripada | NL52 | 132/33 kV T/L S/S S/D Baripada_Line | 3000001007 | FLEXIBLE COPPER EARTH BOND | MISC.FL.CU.BOND.A001 | ZSPR_ACT | ZSPR | NOS | 1 | 350 | INR
3000 | Northern Zone, Balasore | 3100 | EHT (O&M) Circle, Balasore | 3105 | EHT (O&M) Division, Baripada | N156 | 132/33 kV T/L S/S S/D Rairangpur | 3000001007 | FLEXIBLE COPPER EARTH BOND | MISC.FL.CU.BOND.A001 | ZSPR_ACT | ZSPR | NOS | 6 | 2100 | INR
3000 | Northern Zone, Balasore | 3100 | EHT (O&M) Circle, Balasore | 3105 | EHT (O&M) Division, Baripada | N152 | 132/33 kV T/L S/S S/D Baripada | 3000001007 | FLEXIBLE COPPER EARTH BOND | MISC.FL.CU.BOND.A001 | ZSPR_ACT | ZSPR | NOS | 14 | 4900 | INR
3000 | Northern Zone, Balasore | 3100 | EHT (O&M) Circle, Balasore | 3105 | EHT (O&M) Division, Baripada | N153 | 132/33 kV S/S S/D Betanati | 3000001008 | FLEXIBLE EARTH BOND | MISC.FL.E.BOND.A001 | ZSPR_ACT | ZSPR | NOS | 11 | 11341 | INR
3000 | Northern Zone, Balasore | 3100 | EHT (O&M) Circle, Balasore | 3105 | EHT (O&M) Division, Baripada | N156 | 132/33 kV T/L S/S S/D Rairangpur | 3000001017 | 125X70 MM R S JOIST | MISC.JOIST.A005 | ZSPR_ACT | ZSPR | MT | 0.07 | 3.22 | INR
3000 | Northern Zone, Balasore | 3100 | EHT (O&M) Circle, Balasore | 3105 | EHT (O&M) Division, Baripada | N152 | 132/33 kV T/L S/S S/D Baripada | 3000001038 | 90 LB RAIL POLE | MISC.RAILPOLE.A002 | ZSPR_ACT | ZSPR | MT | 0.336 | 10025.63 | INR
3000 | Northern Zone, Balasore | 3100 | EHT (O&M) Circle, Balasore | 3105 | EHT (O&M) Division, Baripada | NL52 | 132/33 kV T/L S/S S/D Baripada_Line | 3000001051 | 12 MM POLYPROPELENE ROPE | MISC.ROPE.B001 | ZSPR_ACT | ZSPR | KG | 17.5 | 1858.33 | INR
3000 | Northern Zone, Balasore | 3100 | EHT (O&M) Circle, Balasore | 3105 | EHT (O&M) Division, Baripada | N158 | 132/33 kV S/S S/D Bangiriposi | 3000001053 | 18 MM POLYPROPELENE ROPE | MISC.ROPE.B003 | ZSPR_ACT | ZSPR | KG | 50 | 9268 | INR
3000 | Northern Zone, Balasore | 3100 | EHT (O&M) Circle, Balasore | 3105 | EHT (O&M) Division, Baripada | N157 | 132/33 kV T/L S/S S/D Karanjia | 3000001054 | 20 /22 MM POLYPROPELENE ROPE | MISC.ROPE.B004 | ZSPR_ACT | ZSPR | KG | 50 | 5552.5 | INR
3000 | Northern Zone, Balasore | 3100 | EHT (O&M) Circle, Balasore | 3105 | EHT (O&M) Division, Baripada | NL52 | 132/33 kV T/L S/S S/D Baripada_Line | 3000001054 | 20 /22 MM POLYPROPELENE ROPE | MISC.ROPE.B004 | ZSPR_ACT | ZSPR | KG | 27 | 2998.35 | INR
3000 | Northern Zone, Balasore | 3100 | EHT (O&M) Circle, Balasore | 3105 | EHT (O&M) Division, Baripada | N157 | 132/33 kV T/L S/S S/D Karanjia | 3000001058 | 10 MM POLYPROPELENE ROPE | MISC.ROPE.B010 | ZSPR_ACT | ZSPR | KG | 50 | 5750 | INR
3000 | Northern Zone, Balasore | 3100 | EHT (O&M) Circle, Balasore | 3105 | EHT (O&M) Division, Baripada | NL52 | 132/33 kV T/L S/S S/D Baripada_Line | 3000001060 | STEEL ROPE 12 MM | MISC.ROPE.C002 | ZSPR_ACT | ZSPR | KM | 0.102 | 3060 | INR
3000 | Northern Zone, Balasore | 3100 | EHT (O&M) Circle, Balasore | 3105 | EHT (O&M) Division, Baripada | NL52 | 132/33 kV T/L S/S S/D Baripada_Line | 3000001062 | STEEL ROPE 20 MM | MISC.ROPE.C004 | ZSPR_ACT | ZSPR | KM | 0.03 | 900 | INR
3000 | Northern Zone, Balasore | 3100 | EHT (O&M) Circle, Balasore | 3105 | EHT (O&M) Division, Baripada | N152 | 132/33 kV T/L S/S S/D Baripada | 3000001067 | 50 Kg SF6 gas Cylinder | MISC.SF6CYLNDR.A002 | ZSPR_ACT | ZSPR | NOS | 1 | 30622.58 | INR
3000 | Northern Zone, Balasore | 3100 | EHT (O&M) Circle, Balasore | 3105 | EHT (O&M) Division, Baripada | N152 | 132/33 kV T/L S/S S/D Baripada | 3000001094 | NEW EHV GRADE Napthelin based Tfr OIL | MISC.TFROIL.A001 | ZSPR_ACT | ZSPR | L | 1159 | 70246.99 | INR
3000 | Northern Zone, Balasore | 3100 | EHT (O&M) Circle, Balasore | 3105 | EHT (O&M) Division, Baripada | N152 | 132/33 kV T/L S/S S/D Baripada | 3000001095 | USED/ OLD Tfr OIL | MISC.TFROIL.A002 | ZSPR_ACT | ZSPR | L | 5699 | 37100.49 | INR
3000 | Northern Zone, Balasore | 3100 | EHT (O&M) Circle, Balasore | 3105 | EHT (O&M) Division, Baripada | N156 | 132/33 kV T/L S/S S/D Rairangpur | 3000001097 | FILTERED Tfr OIL | MISC.TFROIL.A004 | ZSPR_FREE | ZSPR | L | 209 | 0 | INR
3000 | Northern Zone, Balasore | 3100 | EHT (O&M) Circle, Balasore | 3105 | EHT (O&M) Division, Baripada | N157 | 132/33 kV T/L S/S S/D Karanjia | 3000001105 | 0.2s ACCURACY CLASS AEM WITH ACCESSORIES | MTR.0.2S.AEM.A001 | ZSPR_ACT | ZSPR | NOS | 6 | 607110 | INR
3000 | Northern Zone, Balasore | 3100 | EHT (O&M) Circle, Balasore | 3105 | EHT (O&M) Division, Baripada | N158 | 132/33 kV S/S S/D Bangiriposi | 3000001105 | 0.2s ACCURACY CLASS AEM WITH ACCESSORIES | MTR.0.2S.AEM.A001 | ZSPR_ACT | ZSPR | NOS | 1 | 101185 | INR
3000 | Northern Zone, Balasore | 3100 | EHT (O&M) Circle, Balasore | 3105 | EHT (O&M) Division, Baripada | NL56 | 132/33 kV T/L S/S S/D Rairangpur_Line | 3000001105 | 0.2s ACCURACY CLASS AEM WITH ACCESSORIES | MTR.0.2S.AEM.A001 | ZSPR_ACT | ZSPR | NOS | 1 | 101185 | INR
3000 | Northern Zone, Balasore | 3100 | EHT (O&M) Circle, Balasore | 3105 | EHT (O&M) Division, Baripada | N152 | 132/33 kV T/L S/S S/D Baripada | 3000001106 | ANALOG AMPER-HOUR METER | MTR.AHMETER.A.A001 | ZSPR_ACT | ZSPR | NOS | 2 | 800 | INR
3000 | Northern Zone, Balasore | 3100 | EHT (O&M) Circle, Balasore | 3105 | EHT (O&M) Division, Baripada | N157 | 132/33 kV T/L S/S S/D Karanjia | 3000001120 | APEX METERING PANEL | MTR.APEXPNL.A001 | ZSPR_ACT | ZSPR | NOS | 1 | 95392.38 | INR
3000 | Northern Zone, Balasore | 3100 | EHT (O&M) Circle, Balasore | 3105 | EHT (O&M) Division, Baripada | N154 | 132/33 kV S/S S/D Udala | 3000001131 | MVAR Meter along with Transducer | MTR.MVAR.TDCR.A001 | ZSPR_ACT | ZSPR | NOS | 1 | 12000 | INR
3000 | Northern Zone, Balasore | 3100 | EHT (O&M) Circle, Balasore | 3105 | EHT (O&M) Division, Baripada | N158 | 132/33 kV S/S S/D Bangiriposi | 3000001131 | MVAR Meter along with Transducer | MTR.MVAR.TDCR.A001 | ZSPR_ACT | ZSPR | NOS | 1 | 12000 | INR
3000 | Northern Zone, Balasore | 3100 | EHT (O&M) Circle, Balasore | 3105 | EHT (O&M) Division, Baripada | N153 | 132/33 kV S/S S/D Betanati | 3000001131 | MVAR Meter along with Transducer | MTR.MVAR.TDCR.A001 | ZSPR_FREE | ZSPR | NOS | 1 | 0 | INR
3000 | Northern Zone, Balasore | 3100 | EHT (O&M) Circle, Balasore | 3105 | EHT (O&M) Division, Baripada | N158 | 132/33 kV S/S S/D Bangiriposi | 3000001134 | Digital MW Meter with externalTransducer | MTR.MW.TDCR.A001 | ZSPR_ACT | ZSPR | NOS | 1 | 12000 | INR
3000 | Northern Zone, Balasore | 3100 | EHT (O&M) Circle, Balasore | 3105 | EHT (O&M) Division, Baripada | N153 | 132/33 kV S/S S/D Betanati | 3000001134 | Digital MW Meter with externalTransducer | MTR.MW.TDCR.A001 | ZSPR_FREE | ZSPR | NOS | 1 | 0 | INR
3000 | Northern Zone, Balasore | 3100 | EHT (O&M) Circle, Balasore | 3105 | EHT (O&M) Division, Baripada | N154 | 132/33 kV S/S S/D Udala | 3000001153 | ASSORTED SIZE FOUNDATION NUT & BOLT | NBW.ASRT.FDNB.A001 | ZSPR_ACT | ZSPR | NOS | 275 | 60229 | INR
3000 | Northern Zone, Balasore | 3100 | EHT (O&M) Circle, Balasore | 3105 | EHT (O&M) Division, Baripada | N154 | 132/33 kV S/S S/D Udala | 3000001154 | NUTS AND BOLTS | NBW.ASRT.GINB.A001 | ZSPR_ACT | ZSPR | KG | 9654 | 950659.98 | INR
3000 | Northern Zone, Balasore | 3100 | EHT (O&M) Circle, Balasore | 3105 | EHT (O&M) Division, Baripada | N155 | 400 kV Line S/D Baripada | 3000001154 | NUTS AND BOLTS | NBW.ASRT.GINB.A001 | ZSPR_ACT | ZSPR | KG | 97 | 9551.9 | INR
3000 | Northern Zone, Balasore | 3100 | EHT (O&M) Circle, Balasore | 3105 | EHT (O&M) Division, Baripada | NL52 | 132/33 kV T/L S/S S/D Baripada_Line | 3000001154 | NUTS AND BOLTS | NBW.ASRT.GINB.A001 | ZSPR_US | ZSPR | KG | 90 | 90 | INR
3000 | Northern Zone, Balasore | 3100 | EHT (O&M) Circle, Balasore | 3105 | EHT (O&M) Division, Baripada | NL52 | 132/33 kV T/L S/S S/D Baripada_Line | 3000001154 | NUTS AND BOLTS | NBW.ASRT.GINB.A001 | ZSPR_ACT | ZSPR | KG | 90 | 8862.59 | INR
3000 | Northern Zone, Balasore | 3100 | EHT (O&M) Circle, Balasore | 3105 | EHT (O&M) Division, Baripada | NL56 | 132/33 kV T/L S/S S/D Rairangpur_Line | 3000001154 | NUTS AND BOLTS | NBW.ASRT.GINB.A001 | ZSPR_ACT | ZSPR | KG | 36 | 3545.03 | INR
3000 | Northern Zone, Balasore | 3100 | EHT (O&M) Circle, Balasore | 3105 | EHT (O&M) Division, Baripada | N153 | 132/33 kV S/S S/D Betanati | 3000001154 | NUTS AND BOLTS | NBW.ASRT.GINB.A001 | ZSPR_FREE | ZSPR | KG | 11 | 0 | INR
3000 | Northern Zone, Balasore | 3100 | EHT (O&M) Circle, Balasore | 3105 | EHT (O&M) Division, Baripada | N157 | 132/33 kV T/L S/S S/D Karanjia | 3000001172 | 25 X 750 ONE END THREAD FNB | NBW.FDN.NB.C002 | ZSPR_ACT | ZSPR | NOS | 16 | 960 | INR
3000 | Northern Zone, Balasore | 3100 | EHT (O&M) Circle, Balasore | 3105 | EHT (O&M) Division, Baripada | N157 | 132/33 kV T/L S/S S/D Karanjia | 3000001173 | 25 X 1040 ONE END THREAD FNB | NBW.FDN.NB.C003 | ZSPR_ACT | ZSPR | NOS | 12 | 825.36 | INR
3000 | Northern Zone, Balasore | 3100 | EHT (O&M) Circle, Balasore | 3105 | EHT (O&M) Division, Baripada | N157 | 132/33 kV T/L S/S S/D Karanjia | 3000001174 | 20 X 650 ONE END THREAD FNB | NBW.FDN.NB.C004 | ZSPR_ACT | ZSPR | NOS | 12 | 600 | INR
3000 | Northern Zone, Balasore | 3100 | EHT (O&M) Circle, Balasore | 3105 | EHT (O&M) Division, Baripada | N157 | 132/33 kV T/L S/S S/D Karanjia | 3000001182 | 16 X 35 MM GI HALF THREAD NUT & BOLT | NBW.GINB.A006 | ZSPR_ACT | ZSPR | KG | 120.758 | 12085.46 | INR
3000 | Northern Zone, Balasore | 3100 | EHT (O&M) Circle, Balasore | 3105 | EHT (O&M) Division, Baripada | NL56 | 132/33 kV T/L S/S S/D Rairangpur_Line | 3000001183 | 16 X 40 MM GI HALF THREAD NUT & BOLT | NBW.GINB.A007 | ZSPR_ACT | ZSPR | KG | 50 | 3144 | INR
3000 | Northern Zone, Balasore | 3100 | EHT (O&M) Circle, Balasore | 3105 | EHT (O&M) Division, Baripada | N157 | 132/33 kV T/L S/S S/D Karanjia | 3000001184 | 16 X 45 MM GI HALF THREAD NUT & BOLT | NBW.GINB.A008 | ZSPR_ACT | ZSPR | KG | 28 | 1502.2 | INR
3000 | Northern Zone, Balasore | 3100 | EHT (O&M) Circle, Balasore | 3105 | EHT (O&M) Division, Baripada | NL56 | 132/33 kV T/L S/S S/D Rairangpur_Line | 3000001184 | 16 X 45 MM GI HALF THREAD NUT & BOLT | NBW.GINB.A008 | ZSPR_ACT | ZSPR | KG | 50 | 2682.5 | INR
3000 | Northern Zone, Balasore | 3100 | EHT (O&M) Circle, Balasore | 3105 | EHT (O&M) Division, Baripada | N157 | 132/33 kV T/L S/S S/D Karanjia | 3000001185 | 16X50MM GI HALF THREAD NUT & BOLT | NBW.GINB.A009 | ZSPR_ACT | ZSPR | KG | 59.34 | 38850.49 | INR
3000 | Northern Zone, Balasore | 3100 | EHT (O&M) Circle, Balasore | 3105 | EHT (O&M) Division, Baripada | N157 | 132/33 kV T/L S/S S/D Karanjia | 3000001206 | 16x175mm GI HALF THREAD NUT & BOLT SIZE | NBW.GINB.A036 | ZSPR_ACT | ZSPR | KG | 28.63 | 2261.77 | INR
3000 | Northern Zone, Balasore | 3100 | EHT (O&M) Circle, Balasore | 3105 | EHT (O&M) Division, Baripada | N157 | 132/33 kV T/L S/S S/D Karanjia | 3000001213 | 16 X 40 MM GI FULL THREAD NUT & BOLT | NBW.GINB.B007 | ZSPR_ACT | ZSPR | KG | 231.28 | 17699.86 | INR
3000 | Northern Zone, Balasore | 3100 | EHT (O&M) Circle, Balasore | 3105 | EHT (O&M) Division, Baripada | N157 | 132/33 kV T/L S/S S/D Karanjia | 3000001240 | 35 X 10MM THICK PACK / FLAT GI WASHER | NBW.GIWSR.A009 | ZSPR_ACT | ZSPR | KG | 21.96 | 1734.84 | INR
3000 | Northern Zone, Balasore | 3100 | EHT (O&M) Circle, Balasore | 3105 | EHT (O&M) Division, Baripada | N157 | 132/33 kV T/L S/S S/D Karanjia | 3000001246 | 16 X 6MM THICK PACK / FLAT GI WASHER | NBW.GIWSR.A016 | ZSPR_ACT | ZSPR | KG | 7.425 | 408.82 | INR
3000 | Northern Zone, Balasore | 3100 | EHT (O&M) Circle, Balasore | 3105 | EHT (O&M) Division, Baripada | NL56 | 132/33 kV T/L S/S S/D Rairangpur_Line | 3000001246 | 16 X 6MM THICK PACK / FLAT GI WASHER | NBW.GIWSR.A016 | ZSPR_ACT | ZSPR | KG | 11.3 | 622.18 | INR
3000 | Northern Zone, Balasore | 3100 | EHT (O&M) Circle, Balasore | 3105 | EHT (O&M) Division, Baripada | NL56 | 132/33 kV T/L S/S S/D Rairangpur_Line | 3000001247 | 16 X 8MM THICK PACK / FLAT GI WASHER | NBW.GIWSR.A017 | ZSPR_ACT | ZSPR | KG | 11.3 | 665.23 | INR
3000 | Northern Zone, Balasore | 3100 | EHT (O&M) Circle, Balasore | 3105 | EHT (O&M) Division, Baripada | N157 | 132/33 kV T/L S/S S/D Karanjia | 3000001248 | 16 X 10MM THICK PACK / FLAT GI WASHER | NBW.GIWSR.A018 | ZSPR_ACT | ZSPR | KG | 21.96 | 1209.12 | INR
3000 | Northern Zone, Balasore | 3100 | EHT (O&M) Circle, Balasore | 3105 | EHT (O&M) Division, Baripada | N157 | 132/33 kV T/L S/S S/D Karanjia | 3000001257 | GI Spring washer M-16( 3.5MM Thickness) | NBW.GIWSR.B002 | ZSPR_ACT | ZSPR | KG | 1.982 | 122.75 | INR
3000 | Northern Zone, Balasore | 3100 | EHT (O&M) Circle, Balasore | 3105 | EHT (O&M) Division, Baripada | N157 | 132/33 kV T/L S/S S/D Karanjia | 3000001286 | SYNCRONISATION TRANSFORMER | PNL.132.S.D002 | ZSPR_ACT | ZSPR | NOS | 2 | 5530 | INR
3000 | Northern Zone, Balasore | 3100 | EHT (O&M) Circle, Balasore | 3105 | EHT (O&M) Division, Baripada | N153 | 132/33 kV S/S S/D Betanati | 3000001305 | Outdoor kiosk for Station Transformer | PNL.KIOSK.A001 | ZSPR_ACT | ZSPR | NOS | 2 | 203360 | INR
3000 | Northern Zone, Balasore | 3100 | EHT (O&M) Circle, Balasore | 3105 | EHT (O&M) Division, Baripada | N153 | 132/33 kV S/S S/D Betanati | 3000001324 | Air Break Power contactor Relay | RLAY.AIR.PCR.A001 | ZSPR_FREE | ZSPR | NOS | 1 | 0 | INR
3000 | Northern Zone, Balasore | 3100 | EHT (O&M) Circle, Balasore | 3105 | EHT (O&M) Division, Baripada | N153 | 132/33 kV S/S S/D Betanati | 3000001325 | 8 WINDOW FACIA ANNUNCIATOR RELAY | RLAY.ANCITOR.A001 | ZSPR_FREE | ZSPR | NOS | 1 | 0 | INR
3000 | Northern Zone, Balasore | 3100 | EHT (O&M) Circle, Balasore | 3105 | EHT (O&M) Division, Baripada | N153 | 132/33 kV S/S S/D Betanati | 3000001326 | 24 WINDOW FACIA ANNUNCIATOR RELAY | RLAY.ANCITOR.A002 | ZSPR_FREE | ZSPR | NOS | 1 | 0 | INR
3000 | Northern Zone, Balasore | 3100 | EHT (O&M) Circle, Balasore | 3105 | EHT (O&M) Division, Baripada | N158 | 132/33 kV S/S S/D Bangiriposi | 3000001333 | Auxiliary relay | RLAY.AUX.A023 | ZSPR_ACT | ZSPR | NOS | 1 | 30666.67 | INR
3000 | Northern Zone, Balasore | 3100 | EHT (O&M) Circle, Balasore | 3105 | EHT (O&M) Division, Baripada | N154 | 132/33 kV S/S S/D Udala | 3000001333 | Auxiliary relay | RLAY.AUX.A023 | ZSPR_ACT | ZSPR | NOS | 2 | 61333.33 | INR
3000 | Northern Zone, Balasore | 3100 | EHT (O&M) Circle, Balasore | 3105 | EHT (O&M) Division, Baripada | N153 | 132/33 kV S/S S/D Betanati | 3000001333 | Auxiliary relay | RLAY.AUX.A023 | ZSPR_FREE | ZSPR | NOS | 2 | 0 | INR
3000 | Northern Zone, Balasore | 3100 | EHT (O&M) Circle, Balasore | 3105 | EHT (O&M) Division, Baripada | N153 | 132/33 kV S/S S/D Betanati | 3000001347 | NUMERIC DIFFERENTIAL RELAY | RLAY.DIFFTIAL.C001 | ZSPR_FREE | ZSPR | NOS | 1 | 0 | INR
3000 | Northern Zone, Balasore | 3100 | EHT (O&M) Circle, Balasore | 3105 | EHT (O&M) Division, Baripada | N153 | 132/33 kV S/S S/D Betanati | 3000001351 | Numerical Feeder Management Relay | RLAY.DP.C001 | ZSPR_FREE | ZSPR | NOS | 1 | 0 | INR
3000 | Northern Zone, Balasore | 3100 | EHT (O&M) Circle, Balasore | 3105 | EHT (O&M) Division, Baripada | N154 | 132/33 kV S/S S/D Udala | 3000001385 | ELECTROMAGNETIC MASTER TRIP RELAY | RLAY.MTRIP.A001 | ZSPR_ACT | ZSPR | NOS | 2 | 30000 | INR
3000 | Northern Zone, Balasore | 3100 | EHT (O&M) Circle, Balasore | 3105 | EHT (O&M) Division, Baripada | N153 | 132/33 kV S/S S/D Betanati | 3000001385 | ELECTROMAGNETIC MASTER TRIP RELAY | RLAY.MTRIP.A001 | ZSPR_FREE | ZSPR | NOS | 4 | 0 | INR
3000 | Northern Zone, Balasore | 3100 | EHT (O&M) Circle, Balasore | 3105 | EHT (O&M) Division, Baripada | N152 | 132/33 kV T/L S/S S/D Baripada | 3000001392 | ELECTROMAGNETIC MASTER TRIP RELAY | RLAY.MTRIP.A011 | ZSPR_ACT | ZSPR | NOS | 3 | 7239 | INR
3000 | Northern Zone, Balasore | 3100 | EHT (O&M) Circle, Balasore | 3105 | EHT (O&M) Division, Baripada | N158 | 132/33 kV S/S S/D Bangiriposi | 3000001395 | NUMERIC MASTER TRIP RELAY | RLAY.NU.MTRIP.A001 | ZSPR_ACT | ZSPR | NOS | 3 | 45000 | INR
3000 | Northern Zone, Balasore | 3100 | EHT (O&M) Circle, Balasore | 3105 | EHT (O&M) Division, Baripada | N154 | 132/33 kV S/S S/D Udala | 3000001403 | OC E/F DIR NUMERIC BACKUP RELAY | RLAY.NUMBACKUP.B001 | ZSPR_ACT | ZSPR | NOS | 1 | 35000 | INR
3000 | Northern Zone, Balasore | 3100 | EHT (O&M) Circle, Balasore | 3105 | EHT (O&M) Division, Baripada | N152 | 132/33 kV T/L S/S S/D Baripada | 3000001404 | Numerical Back up Relay | RLAY.NUMBACKUP.B002 | ZSPR_SH | ZSPR | NOS | 1 | 30000 | INR
3000 | Northern Zone, Balasore | 3100 | EHT (O&M) Circle, Balasore | 3105 | EHT (O&M) Division, Baripada | N158 | 132/33 kV S/S S/D Bangiriposi | 3000001404 | Numerical Back up Relay | RLAY.NUMBACKUP.B002 | ZSPR_ACT | ZSPR | NOS | 1 | 30000 | INR
3000 | Northern Zone, Balasore | 3100 | EHT (O&M) Circle, Balasore | 3105 | EHT (O&M) Division, Baripada | N152 | 132/33 kV T/L S/S S/D Baripada | 3000001404 | Numerical Back up Relay | RLAY.NUMBACKUP.B002 | ZSPR_ACT | ZSPR | NOS | 3 | 90000 | INR
3000 | Northern Zone, Balasore | 3100 | EHT (O&M) Circle, Balasore | 3105 | EHT (O&M) Division, Baripada | N153 | 132/33 kV S/S S/D Betanati | 3000001408 | OC E/F DIR NUMERIC BACK UP RELAY | RLAY.NUMBACKUP.B012 | ZSPR_FREE | ZSPR | NOS | 1 | 0 | INR
3000 | Northern Zone, Balasore | 3100 | EHT (O&M) Circle, Balasore | 3105 | EHT (O&M) Division, Baripada | N153 | 132/33 kV S/S S/D Betanati | 3000001409 | E/F DIR & NON-DIR NUM BACK UP RELAY | RLAY.NUMBACKUP.B016 | ZSPR_FREE | ZSPR | NOS | 1 | 0 | INR
3000 | Northern Zone, Balasore | 3100 | EHT (O&M) Circle, Balasore | 3105 | EHT (O&M) Division, Baripada | N152 | 132/33 kV T/L S/S S/D Baripada | 3000001411 | Instantaneous Over Voltage Relay | RLAY.OVERVOLT.A001 | ZSPR_ACT | ZSPR | NOS | 1 | 5500 | INR
3000 | Northern Zone, Balasore | 3100 | EHT (O&M) Circle, Balasore | 3105 | EHT (O&M) Division, Baripada | N158 | 132/33 kV S/S S/D Bangiriposi | 3000001421 | TC Supervision Relay | RLAY.SUPERVISION.A002 | ZSPR_ACT | ZSPR | NOS | 3 | 45000 | INR
3000 | Northern Zone, Balasore | 3100 | EHT (O&M) Circle, Balasore | 3105 | EHT (O&M) Division, Baripada | N153 | 132/33 kV S/S S/D Betanati | 3000001422 | THERMAL OVERLOAD RELAY | RLAY.THOVERLOAD.A001 | ZSPR_FREE | ZSPR | NOS | 1 | 0 | INR
3000 | Northern Zone, Balasore | 3100 | EHT (O&M) Circle, Balasore | 3105 | EHT (O&M) Division, Baripada | N154 | 132/33 kV S/S S/D Udala | 3000001477 | E.cards for 300AH, 48V VRLA Bat charger | SPR.BAT.CHRG.A004 | ZSPR_US | ZSPR | NOS | 1 | 265500 | INR
3000 | Northern Zone, Balasore | 3100 | EHT (O&M) Circle, Balasore | 3105 | EHT (O&M) Division, Baripada | N154 | 132/33 kV S/S S/D Udala | 3000001478 | E.cards-350AH,220V Plante Bat charger | SPR.BAT.CHRG.A005 | ZSPR_US | ZSPR | SET | 1 | 472500 | INR
3000 | Northern Zone, Balasore | 3100 | EHT (O&M) Circle, Balasore | 3105 | EHT (O&M) Division, Baripada | N154 | 132/33 kV S/S S/D Udala | 3000001502 | Discrepancy Control switch Circuit (CB) | SPR.BKR.MISC.A001 | ZSPR_ACT | ZSPR | NOS | 4 | 6400 | INR
3000 | Northern Zone, Balasore | 3100 | EHT (O&M) Circle, Balasore | 3105 | EHT (O&M) Division, Baripada | N154 | 132/33 kV S/S S/D Udala | 3000001504 | Tripping coil of 145kV SF6 CB | SPR.BKR132.C002 | ZSPR_ACT | ZSPR | NOS | 2 | 4000 | INR
3000 | Northern Zone, Balasore | 3100 | EHT (O&M) Circle, Balasore | 3105 | EHT (O&M) Division, Baripada | N153 | 132/33 kV S/S S/D Betanati | 3000001509 | O/H KIT DENSITY MONITOR 132KV ABB SF6CB | SPR.BKR132ABB.D003 | ZSPR_FREE | ZSPR | NOS | 1 | 0 | INR
3000 | Northern Zone, Balasore | 3100 | EHT (O&M) Circle, Balasore | 3105 | EHT (O&M) Division, Baripada | N153 | 132/33 kV S/S S/D Betanati | 3000001510 | TRIPPING COIL FOR 132KV ABB MAKE SF6 CB | SPR.BKR132ABB.D004 | ZSPR_FREE | ZSPR | NOS | 2 | 0 | INR
3000 | Northern Zone, Balasore | 3100 | EHT (O&M) Circle, Balasore | 3105 | EHT (O&M) Division, Baripada | N153 | 132/33 kV S/S S/D Betanati | 3000001511 | CLOSING COIL FOR 132KV ABB MAKE SF6 CB | SPR.BKR132ABB.D005 | ZSPR_FREE | ZSPR | NOS | 4 | 0 | INR
3000 | Northern Zone, Balasore | 3100 | EHT (O&M) Circle, Balasore | 3105 | EHT (O&M) Division, Baripada | N153 | 132/33 kV S/S S/D Betanati | 3000001522 | SPRING CHARGING MOTOR 132KV ABB SF6 CB | SPR.BKR132ABB.D019 | ZSPR_FREE | ZSPR | NOS | 1 | 0 | INR
3000 | Northern Zone, Balasore | 3100 | EHT (O&M) Circle, Balasore | 3105 | EHT (O&M) Division, Baripada | N154 | 132/33 kV S/S S/D Udala | 3000001523 | One Pole assembly of 132KV SF6 CB | SPR.BKR132ABB.D021 | ZSPR_ACT | ZSPR | NOS | 1 | 25000 | INR
3000 | Northern Zone, Balasore | 3100 | EHT (O&M) Circle, Balasore | 3105 | EHT (O&M) Division, Baripada | N153 | 132/33 kV S/S S/D Betanati | 3000001523 | One Pole assembly of 132KV SF6 CB | SPR.BKR132ABB.D021 | ZSPR_FREE | ZSPR | NOS | 2 | 0 | INR
3000 | Northern Zone, Balasore | 3100 | EHT (O&M) Circle, Balasore | 3105 | EHT (O&M) Division, Baripada | N154 | 132/33 kV S/S S/D Udala | 3000001525 | POWER CONTACTOR FOR 132KV ABB SF6 CB | SPR.BKR132ABB.D024 | ZSPR_ACT | ZSPR | NOS | 1 | 35000 | INR
3000 | Northern Zone, Balasore | 3100 | EHT (O&M) Circle, Balasore | 3105 | EHT (O&M) Division, Baripada | N153 | 132/33 kV S/S S/D Betanati | 3000001526 | AUXILIARY CONTACTS of 132KV SF6 ABB CB | SPR.BKR132ABB.D025 | ZSPR_FREE | ZSPR | NOS | 2 | 0 | INR
3000 | Northern Zone, Balasore | 3100 | EHT (O&M) Circle, Balasore | 3105 | EHT (O&M) Division, Baripada | N153 | 132/33 kV S/S S/D Betanati | 3000001591 | CONTROL RELAY FOR 132KV CGL MAKE SF6 CB | SPR.BKR132CGL.D031 | ZSPR_FREE | ZSPR | NOS | 1 | 0 | INR
3000 | Northern Zone, Balasore | 3100 | EHT (O&M) Circle, Balasore | 3105 | EHT (O&M) Division, Baripada | N154 | 132/33 kV S/S S/D Udala | 3000001650 | AUXILIARY CONTACT132KV SIEMENS SF6 CB | SPR.BKR132SMNS.B001 | ZSPR_ACT | ZSPR | NOS | 1 | 7500 | INR
3000 | Northern Zone, Balasore | 3100 | EHT (O&M) Circle, Balasore | 3105 | EHT (O&M) Division, Baripada | N158 | 132/33 kV S/S S/D Bangiriposi | 3000001651 | Trip/Close coil 132KV SF6 Seimens Brker | SPR.BKR132SMNS.B008 | ZSPR_ACT | ZSPR | NOS | 3 | 4500 | INR
3000 | Northern Zone, Balasore | 3100 | EHT (O&M) Circle, Balasore | 3105 | EHT (O&M) Division, Baripada | N158 | 132/33 kV S/S S/D Bangiriposi | 3000001653 | POWER CONTACT132KV SIEMENS SF6 CB | SPR.BKR132SMNS.D002 | ZSPR_ACT | ZSPR | NOS | 1 | 13000 | INR
3000 | Northern Zone, Balasore | 3100 | EHT (O&M) Circle, Balasore | 3105 | EHT (O&M) Division, Baripada | N154 | 132/33 kV S/S S/D Udala | 3000001658 | DENSITY MONITOR 132KV SIEMENS SF6 CB | SPR.BKR132SMNS.D007 | ZSPR_ACT | ZSPR | NOS | 1 | 30000 | INR
3000 | Northern Zone, Balasore | 3100 | EHT (O&M) Circle, Balasore | 3105 | EHT (O&M) Division, Baripada | N154 | 132/33 kV S/S S/D Udala | 3000001665 | SC MOTOR FOR 132KV SMENS SF6 CB | SPR.BKR132SMNS.D015 | ZSPR_ACT | ZSPR | NOS | 1 | 9000 | INR
3000 | Northern Zone, Balasore | 3100 | EHT (O&M) Circle, Balasore | 3105 | EHT (O&M) Division, Baripada | N158 | 132/33 kV S/S S/D Bangiriposi | 3000001665 | SC MOTOR FOR 132KV SMENS SF6 CB | SPR.BKR132SMNS.D015 | ZSPR_ACT | ZSPR | NOS | 1 | 9000 | INR
3000 | Northern Zone, Balasore | 3100 | EHT (O&M) Circle, Balasore | 3105 | EHT (O&M) Division, Baripada | N158 | 132/33 kV S/S S/D Bangiriposi | 3000001667 | GAS FILLING DEVICE 132KV SIEMENS SF6 CB | SPR.BKR132SMNS.D017 | ZSPR_ACT | ZSPR | NOS | 1 | 30000 | INR
3000 | Northern Zone, Balasore | 3100 | EHT (O&M) Circle, Balasore | 3105 | EHT (O&M) Division, Baripada | N154 | 132/33 kV S/S S/D Udala | 3000001667 | GAS FILLING DEVICE 132KV SIEMENS SF6 CB | SPR.BKR132SMNS.D017 | ZSPR_ACT | ZSPR | NOS | 1 | 30000 | INR
3000 | Northern Zone, Balasore | 3100 | EHT (O&M) Circle, Balasore | 3105 | EHT (O&M) Division, Baripada | N158 | 132/33 kV S/S S/D Bangiriposi | 3000001671 | GASKETS,O-RINGS,SEALS 132KV SMNS SF6 CB | SPR.BKR132SMNS.D021 | ZSPR_ACT | ZSPR | NOS | 1 | 17500 | INR
3000 | Northern Zone, Balasore | 3100 | EHT (O&M) Circle, Balasore | 3105 | EHT (O&M) Division, Baripada | N154 | 132/33 kV S/S S/D Udala | 3000001671 | GASKETS,O-RINGS,SEALS 132KV SMNS SF6 CB | SPR.BKR132SMNS.D021 | ZSPR_US | ZSPR | NOS | 1 | 17500 | INR
3000 | Northern Zone, Balasore | 3100 | EHT (O&M) Circle, Balasore | 3105 | EHT (O&M) Division, Baripada | N153 | 132/33 kV S/S S/D Betanati | 3000001789 | O RING 220KV SF6 CB ABB | SPR.BKR220ABB.D136 | ZSPR_FREE | ZSPR | NOS | 1 | 0 | INR
3000 | Northern Zone, Balasore | 3100 | EHT (O&M) Circle, Balasore | 3105 | EHT (O&M) Division, Baripada | N153 | 132/33 kV S/S S/D Betanati | 3000001797 | SF6 GAS FILLING DEVICE 220KV SF6 CB ABB | SPR.BKR220ABB.D162 | ZSPR_FREE | ZSPR | NOS | 1 | 0 | INR
3000 | Northern Zone, Balasore | 3100 | EHT (O&M) Circle, Balasore | 3105 | EHT (O&M) Division, Baripada | N154 | 132/33 kV S/S S/D Udala | 3000001869 | Tripping / Closing Coil of 36KV, 1250A,2 | SPR.BKR36.E001 | ZSPR_ACT | ZSPR | NOS | 4 | 8000 | INR
3000 | Northern Zone, Balasore | 3100 | EHT (O&M) Circle, Balasore | 3105 | EHT (O&M) Division, Baripada | N154 | 132/33 kV S/S S/D Udala | 3000001870 | POLE FOR 36KV VCB | SPR.BKR36.E002 | ZSPR_ACT | ZSPR | NOS | 1 | 20000 | INR
3000 | Northern Zone, Balasore | 3100 | EHT (O&M) Circle, Balasore | 3105 | EHT (O&M) Division, Baripada | N154 | 132/33 kV S/S S/D Udala | 3000001871 | CLOSING COIL FOR 36KV VCB | SPR.BKR36.E003 | ZSPR_ACT | ZSPR | NOS | 4 | 8000 | INR
3000 | Northern Zone, Balasore | 3100 | EHT (O&M) Circle, Balasore | 3105 | EHT (O&M) Division, Baripada | N152 | 132/33 kV T/L S/S S/D Baripada | 3000001956 | Tripping coil for 36KV VCB SEIL | SPR.BKR36SEIL.E002 | ZSPR_ACT | ZSPR | NOS | 5 | 2446.6 | INR
3000 | Northern Zone, Balasore | 3100 | EHT (O&M) Circle, Balasore | 3105 | EHT (O&M) Division, Baripada | N154 | 132/33 kV S/S S/D Udala | 3000001961 | Aux Switch C. Assembly for 36KV VCB SEIL | SPR.BKR36SEIL.E007 | ZSPR_ACT | ZSPR | NOS | 1 | 9000 | INR
3000 | Northern Zone, Balasore | 3100 | EHT (O&M) Circle, Balasore | 3105 | EHT (O&M) Division, Baripada | N158 | 132/33 kV S/S S/D Bangiriposi | 3000001972 | CLOSING COIL OF 36KV SIEMENS VCB | SPR.BKR36SMNS.E002 | ZSPR_ACT | ZSPR | NOS | 1 | 1500 | INR
3000 | Northern Zone, Balasore | 3100 | EHT (O&M) Circle, Balasore | 3105 | EHT (O&M) Division, Baripada | N154 | 132/33 kV S/S S/D Udala | 3000001975 | SC MOTOR FOR 36KV,1250A,25KA, SIEMENS | SPR.BKR36SMNS.E005 | ZSPR_ACT | ZSPR | NOS | 1 | 8666.67 | INR
3000 | Northern Zone, Balasore | 3100 | EHT (O&M) Circle, Balasore | 3105 | EHT (O&M) Division, Baripada | N158 | 132/33 kV S/S S/D Bangiriposi | 3000001975 | SC MOTOR FOR 36KV,1250A,25KA, SIEMENS | SPR.BKR36SMNS.E005 | ZSPR_ACT | ZSPR | NOS | 2 | 17333.33 | INR
3000 | Northern Zone, Balasore | 3100 | EHT (O&M) Circle, Balasore | 3105 | EHT (O&M) Division, Baripada | N153 | 132/33 kV S/S S/D Betanati | 3000001976 | Aux Switch C. Assembly for 36KV VCB SMNS | SPR.BKR36SMNS.E006 | ZSPR_FREE | ZSPR | NOS | 1 | 0 | INR
3000 | Northern Zone, Balasore | 3100 | EHT (O&M) Circle, Balasore | 3105 | EHT (O&M) Division, Baripada | N158 | 132/33 kV S/S S/D Bangiriposi | 3000001977 | GASKET,O-RING for 36KV VCB SMNS | SPR.BKR36SMNS.E007 | ZSPR_ACT | ZSPR | NOS | 1 | 13500 | INR
3000 | Northern Zone, Balasore | 3100 | EHT (O&M) Circle, Balasore | 3105 | EHT (O&M) Division, Baripada | N154 | 132/33 kV S/S S/D Udala | 3000001977 | GASKET,O-RING for 36KV VCB SMNS | SPR.BKR36SMNS.E007 | ZSPR_US | ZSPR | NOS | 1 | 13500 | INR
3000 | Northern Zone, Balasore | 3100 | EHT (O&M) Circle, Balasore | 3105 | EHT (O&M) Division, Baripada | N154 | 132/33 kV S/S S/D Udala | 3000001978 | PC RELAY MCB OF 36KV, 1250A,25KA, SMNS | SPR.BKR36SMNS.E008 | ZSPR_ACT | ZSPR | SET | 2 | 43333.33 | INR
3000 | Northern Zone, Balasore | 3100 | EHT (O&M) Circle, Balasore | 3105 | EHT (O&M) Division, Baripada | N158 | 132/33 kV S/S S/D Bangiriposi | 3000001978 | PC RELAY MCB OF 36KV, 1250A,25KA, SMNS | SPR.BKR36SMNS.E008 | ZSPR_ACT | ZSPR | SET | 1 | 21666.67 | INR
3000 | Northern Zone, Balasore | 3100 | EHT (O&M) Circle, Balasore | 3105 | EHT (O&M) Division, Baripada | N156 | 132/33 kV T/L S/S S/D Rairangpur | 3000001984 | 36KV VCB LIMB S&S MAKE | SPR.BKR36SS.E007 | ZSPR_ACT | ZSPR | NOS | 1 | 1 | INR
3000 | Northern Zone, Balasore | 3100 | EHT (O&M) Circle, Balasore | 3105 | EHT (O&M) Division, Baripada | N152 | 132/33 kV T/L S/S S/D Baripada | 3000002113 | PROTECTION CARD BAT CHARGER | SPR.CHRG.CLDN.A002 | ZSPR_ACT | ZSPR | NOS | 1 | 25.5 | INR
3000 | Northern Zone, Balasore | 3100 | EHT (O&M) Circle, Balasore | 3105 | EHT (O&M) Division, Baripada | N152 | 132/33 kV T/L S/S S/D Baripada | 3000002118 | AUTO MANUAL SELECTORSWITCH-CHARGER | SPR.CHRG.CLDN.A007 | ZSPR_ACT | ZSPR | NOS | 2 | 2 | INR
3000 | Northern Zone, Balasore | 3100 | EHT (O&M) Circle, Balasore | 3105 | EHT (O&M) Division, Baripada | N152 | 132/33 kV T/L S/S S/D Baripada | 3000002122 | RECTIFIER FUSE | SPR.CHRG.CLDN.A011 | ZSPR_ACT | ZSPR | NOS | 8 | 10688 | INR
3000 | Northern Zone, Balasore | 3100 | EHT (O&M) Circle, Balasore | 3105 | EHT (O&M) Division, Baripada | N157 | 132/33 kV T/L S/S S/D Karanjia | 3000002122 | RECTIFIER FUSE | SPR.CHRG.CLDN.A011 | ZSPR_ACT | ZSPR | NOS | 12 | 16032 | INR
3000 | Northern Zone, Balasore | 3100 | EHT (O&M) Circle, Balasore | 3105 | EHT (O&M) Division, Baripada | N152 | 132/33 kV T/L S/S S/D Baripada | 3000002136 | THYRISTER(SCR) FLOAT BAT CHARGER CLDN | SPR.CHRG.CLDN.A028 | ZSPR_ACT | ZSPR | NOS | 2 | 6967.81 | INR
3000 | Northern Zone, Balasore | 3100 | EHT (O&M) Circle, Balasore | 3105 | EHT (O&M) Division, Baripada | N152 | 132/33 kV T/L S/S S/D Baripada | 3000002137 | THYRISTER(SCR) BOOST BAT CHARGER CLDN | SPR.CHRG.CLDN.A029 | ZSPR_ACT | ZSPR | NOS | 2 | 501 | INR
3000 | Northern Zone, Balasore | 3100 | EHT (O&M) Circle, Balasore | 3105 | EHT (O&M) Division, Baripada | N152 | 132/33 kV T/L S/S S/D Baripada | 3000002138 | BLOCKING DIODE F.C BAT CHARGER CLDN | SPR.CHRG.CLDN.A030 | ZSPR_ACT | ZSPR | NOS | 2 | 50 | INR
3000 | Northern Zone, Balasore | 3100 | EHT (O&M) Circle, Balasore | 3105 | EHT (O&M) Division, Baripada | N152 | 132/33 kV T/L S/S S/D Baripada | 3000002139 | BLOCKING DIODE B.C. BAT CHARGER CALDYNE | SPR.CHRG.CLDN.A031 | ZSPR_ACT | ZSPR | NOS | 1 | 25 | INR
3000 | Northern Zone, Balasore | 3100 | EHT (O&M) Circle, Balasore | 3105 | EHT (O&M) Division, Baripada | N157 | 132/33 kV T/L S/S S/D Karanjia | 3000002148 | GFLC CARD | SPR.CHRG.CLDN.A040 | ZSPR_ACT | ZSPR | NOS | 1 | 12455 | INR
3000 | Northern Zone, Balasore | 3100 | EHT (O&M) Circle, Balasore | 3105 | EHT (O&M) Division, Baripada | N157 | 132/33 kV T/L S/S S/D Karanjia | 3000002156 | AVR/ACR Card-220V,350AH CLRD Bat charger | SPR.CHRG.CLRD.A005 | ZSPR_ACT | ZSPR | NOS | 1 | 39425 | INR
3000 | Northern Zone, Balasore | 3100 | EHT (O&M) Circle, Balasore | 3105 | EHT (O&M) Division, Baripada | N157 | 132/33 kV T/L S/S S/D Karanjia | 3000002158 | OCR Card 220 V,350 AH BAT charger CLRD | SPR.CHRG.CLRD.A007 | ZSPR_ACT | ZSPR | NOS | 1 | 13765 | INR
3000 | Northern Zone, Balasore | 3100 | EHT (O&M) Circle, Balasore | 3105 | EHT (O&M) Division, Baripada | N153 | 132/33 kV S/S S/D Betanati | 3000002193 | AMMETER WITH TRANSDUCER 132KV CR PANEL | SPR.CRPNL132AE.A001 | ZSPR_FREE | ZSPR | NOS | 1 | 0 | INR
3000 | Northern Zone, Balasore | 3100 | EHT (O&M) Circle, Balasore | 3105 | EHT (O&M) Division, Baripada | N154 | 132/33 kV S/S S/D Udala | 3000002193 | AMMETER WITH TRANSDUCER 132KV CR PANEL | SPR.CRPNL132AE.A001 | ZSPR_ACT | ZSPR | NOS | 1 | 1500 | INR
3000 | Northern Zone, Balasore | 3100 | EHT (O&M) Circle, Balasore | 3105 | EHT (O&M) Division, Baripada | N158 | 132/33 kV S/S S/D Bangiriposi | 3000002193 | AMMETER WITH TRANSDUCER 132KV CR PANEL | SPR.CRPNL132AE.A001 | ZSPR_ACT | ZSPR | NOS | 1 | 1500 | INR
3000 | Northern Zone, Balasore | 3100 | EHT (O&M) Circle, Balasore | 3105 | EHT (O&M) Division, Baripada | N158 | 132/33 kV S/S S/D Bangiriposi | 3000002194 | VOLTMETER WITH TRANSDUCER-132KV CRP AE | SPR.CRPNL132AE.A002 | ZSPR_ACT | ZSPR | NOS | 1 | 6000 | INR
3000 | Northern Zone, Balasore | 3100 | EHT (O&M) Circle, Balasore | 3105 | EHT (O&M) Division, Baripada | N153 | 132/33 kV S/S S/D Betanati | 3000002194 | VOLTMETER WITH TRANSDUCER-132KV CRP AE | SPR.CRPNL132AE.A002 | ZSPR_FREE | ZSPR | NOS | 1 | 0 | INR
3000 | Northern Zone, Balasore | 3100 | EHT (O&M) Circle, Balasore | 3105 | EHT (O&M) Division, Baripada | N154 | 132/33 kV S/S S/D Udala | 3000002195 | WATTMETER WITH TRANSDUCER-132KV CRP AE | SPR.CRPNL132AE.A003 | ZSPR_ACT | ZSPR | NOS | 1 | 13000 | INR
3000 | Northern Zone, Balasore | 3100 | EHT (O&M) Circle, Balasore | 3105 | EHT (O&M) Division, Baripada | N154 | 132/33 kV S/S S/D Udala | 3000002200 | Voltmeter selector switch-132KV CRP AE | SPR.CRPNL132AE.A008 | ZSPR_ACT | ZSPR | NOS | 1 | 1500 | INR
3000 | Northern Zone, Balasore | 3100 | EHT (O&M) Circle, Balasore | 3105 | EHT (O&M) Division, Baripada | N154 | 132/33 kV S/S S/D Udala | 3000002204 | 132KV AMMETER SELECTOR SWITCH | SPR.CRPNL132AE.A012 | ZSPR_ACT | ZSPR | NOS | 1 | 1500 | INR
3000 | Northern Zone, Balasore | 3100 | EHT (O&M) Circle, Balasore | 3105 | EHT (O&M) Division, Baripada | N154 | 132/33 kV S/S S/D Udala | 3000002221 | AMMETER SELECTOR SWITCH 33KV CR PANEL | SPR.CRPNL33BHEL.A006 | ZSPR_ACT | ZSPR | NOS | 1 | 1500 | INR
3000 | Northern Zone, Balasore | 3100 | EHT (O&M) Circle, Balasore | 3105 | EHT (O&M) Division, Baripada | N154 | 132/33 kV S/S S/D Udala | 3000002282 | Earthing Rod & Blade Contactor | SPR.ISO.33SS.A007 | ZSPR_ACT | ZSPR | NOS | 1 | 14000 | INR
3000 | Northern Zone, Balasore | 3100 | EHT (O&M) Circle, Balasore | 3105 | EHT (O&M) Division, Baripada | N154 | 132/33 kV S/S S/D Udala | 3000002286 | Discrepancy Control switch for Isolator | SPR.ISO.MISC.A001 | ZSPR_ACT | ZSPR | NOS | 4 | 13732.28 | INR
3000 | Northern Zone, Balasore | 3100 | EHT (O&M) Circle, Balasore | 3105 | EHT (O&M) Division, Baripada | N153 | 132/33 kV S/S S/D Betanati | 3000002287 | RPC,switch fuse for 132KV Isolator | SPR.ISO.MISC.A002 | ZSPR_FREE | ZSPR | NOS | 1 | 0 | INR
3000 | Northern Zone, Balasore | 3100 | EHT (O&M) Circle, Balasore | 3105 | EHT (O&M) Division, Baripada | N158 | 132/33 kV S/S S/D Bangiriposi | 3000002290 | L.switch&Aux switch for 132 KV Isolator | SPR.ISO.MISC.A005 | ZSPR_ACT | ZSPR | NOS | 2 | 10000 | INR
3000 | Northern Zone, Balasore | 3100 | EHT (O&M) Circle, Balasore | 3105 | EHT (O&M) Division, Baripada | N153 | 132/33 kV S/S S/D Betanati | 3000002294 | RPC,switch fuse for 36KV Isolator | SPR.ISO.MISC.A009 | ZSPR_FREE | ZSPR | SET | 1 | 0 | INR
3000 | Northern Zone, Balasore | 3100 | EHT (O&M) Circle, Balasore | 3105 | EHT (O&M) Division, Baripada | N154 | 132/33 kV S/S S/D Udala | 3000002314 | AUX S. CONTACTASSEMBLY ISOLATOR ELKT | SPR.ISO132ELKT.A005 | ZSPR_ACT | ZSPR | SET | 1 | 21750 | INR
3000 | Northern Zone, Balasore | 3100 | EHT (O&M) Circle, Balasore | 3105 | EHT (O&M) Division, Baripada | N153 | 132/33 kV S/S S/D Betanati | 3000002347 | LIMIT SWITCH FOR 132 KV ISOLATOR | SPR.ISO132SMNS.A001 | ZSPR_FREE | ZSPR | NOS | 2 | 0 | INR
3000 | Northern Zone, Balasore | 3100 | EHT (O&M) Circle, Balasore | 3105 | EHT (O&M) Division, Baripada | N158 | 132/33 kV S/S S/D Bangiriposi | 3000002349 | E Rod&Blade contact-132KV SMNS ISOLATOR | SPR.ISO132SMNS.A004 | ZSPR_ACT | ZSPR | NOS | 1 | 20000 | INR
3000 | Northern Zone, Balasore | 3100 | EHT (O&M) Circle, Balasore | 3105 | EHT (O&M) Division, Baripada | N153 | 132/33 kV S/S S/D Betanati | 3000002351 | power CONTACT switch 132KV SMNS ISOLATOR | SPR.ISO132SMNS.A007 | ZSPR_FREE | ZSPR | NOS | 1 | 0 | INR
3000 | Northern Zone, Balasore | 3100 | EHT (O&M) Circle, Balasore | 3105 | EHT (O&M) Division, Baripada | N158 | 132/33 kV S/S S/D Bangiriposi | 3000002351 | power CONTACT switch 132KV SMNS ISOLATOR | SPR.ISO132SMNS.A007 | ZSPR_ACT | ZSPR | NOS | 2 | 26666.66 | INR
3000 | Northern Zone, Balasore | 3100 | EHT (O&M) Circle, Balasore | 3105 | EHT (O&M) Division, Baripada | N158 | 132/33 kV S/S S/D Bangiriposi | 3000002353 | PI SUPPORT 132 KV SIEMENS MAKE ISOLATOR | SPR.ISO132SMNS.A009 | ZSPR_ACT | ZSPR | NOS | 1 | 500 | INR
3000 | Northern Zone, Balasore | 3100 | EHT (O&M) Circle, Balasore | 3105 | EHT (O&M) Division, Baripada | N153 | 132/33 kV S/S S/D Betanati | 3000002359 | MALE & FEMALE CONTACT 132 KV ISOLATOR | SPR.ISO132SS.A007 | ZSPR_FREE | ZSPR | NOS | 2 | 0 | INR
3000 | Northern Zone, Balasore | 3100 | EHT (O&M) Circle, Balasore | 3105 | EHT (O&M) Division, Baripada | N154 | 132/33 kV S/S S/D Udala | 3000002359 | MALE & FEMALE CONTACT 132 KV ISOLATOR | SPR.ISO132SS.A007 | ZSPR_ACT | ZSPR | NOS | 1 | 29000 | INR
3000 | Northern Zone, Balasore | 3100 | EHT (O&M) Circle, Balasore | 3105 | EHT (O&M) Division, Baripada | N154 | 132/33 kV S/S S/D Udala | 3000002373 | PC,RELAY,MCB,SWITCH,FUSE FOR 132KVSS ISO | SPR.ISO132SS.A021 | ZSPR_ACT | ZSPR | NOS | 1 | 26100 | INR
3000 | Northern Zone, Balasore | 3100 | EHT (O&M) Circle, Balasore | 3105 | EHT (O&M) Division, Baripada | N154 | 132/33 kV S/S S/D Udala | 3000002377 | EARTHING ROD & BLADE 132KV ISOLATOR | SPR.ISO132SS.A027 | ZSPR_ACT | ZSPR | NOS | 1 | 29000 | INR
3000 | Northern Zone, Balasore | 3100 | EHT (O&M) Circle, Balasore | 3105 | EHT (O&M) Division, Baripada | N153 | 132/33 kV S/S S/D Betanati | 3000002378 | MOTOR WITH GEAR ASSEMBLY 132KV ISOLATOR | SPR.ISO132SS.A029 | ZSPR_FREE | ZSPR | NOS | 1 | 0 | INR
3000 | Northern Zone, Balasore | 3100 | EHT (O&M) Circle, Balasore | 3105 | EHT (O&M) Division, Baripada | N158 | 132/33 kV S/S S/D Bangiriposi | 3000002378 | MOTOR WITH GEAR ASSEMBLY 132KV ISOLATOR | SPR.ISO132SS.A029 | ZSPR_ACT | ZSPR | NOS | 1 | 17150 | INR
3000 | Northern Zone, Balasore | 3100 | EHT (O&M) Circle, Balasore | 3105 | EHT (O&M) Division, Baripada | N154 | 132/33 kV S/S S/D Udala | 3000002378 | MOTOR WITH GEAR ASSEMBLY 132KV ISOLATOR | SPR.ISO132SS.A029 | ZSPR_ACT | ZSPR | NOS | 1 | 17150 | INR
3000 | Northern Zone, Balasore | 3100 | EHT (O&M) Circle, Balasore | 3105 | EHT (O&M) Division, Baripada | N156 | 132/33 kV T/L S/S S/D Rairangpur | 3000002465 | FEMALE CONTACT33KV HIVELUM ISOLATOR | SPR.ISO33HVLM.A006 | ZSPR_ACT | ZSPR | NOS | 4 | 38695.32 | INR
3000 | Northern Zone, Balasore | 3100 | EHT (O&M) Circle, Balasore | 3105 | EHT (O&M) Division, Baripada | N158 | 132/33 kV S/S S/D Bangiriposi | 3000002474 | Motor,GA&BGA FOR 33KV SIEMENS ISOLATOR | SPR.ISO33SMNS.A003 | ZSPR_ACT | ZSPR | SET | 1 | 14000 | INR
3000 | Northern Zone, Balasore | 3100 | EHT (O&M) Circle, Balasore | 3105 | EHT (O&M) Division, Baripada | N158 | 132/33 kV S/S S/D Bangiriposi | 3000002475 | ER & Blade contaCT33KV SMNS ISOLATOR | SPR.ISO33SMNS.A004 | ZSPR_ACT | ZSPR | SET | 1 | 10000 | INR
3000 | Northern Zone, Balasore | 3100 | EHT (O&M) Circle, Balasore | 3105 | EHT (O&M) Division, Baripada | N158 | 132/33 kV S/S S/D Bangiriposi | 3000002476 | LIMIT SWITCH | SPR.ISO33SMNS.A007 | ZSPR_ACT | ZSPR | NOS | 1 | 6333.33 | INR
3000 | Northern Zone, Balasore | 3100 | EHT (O&M) Circle, Balasore | 3105 | EHT (O&M) Division, Baripada | N158 | 132/33 kV S/S S/D Bangiriposi | 3000002477 | AUX SW CONTACTASSEMBLY 36KV ISOLATOR | SPR.ISO33SMNS.A008 | ZSPR_ACT | ZSPR | NOS | 1 | 8400 | INR
3000 | Northern Zone, Balasore | 3100 | EHT (O&M) Circle, Balasore | 3105 | EHT (O&M) Division, Baripada | N154 | 132/33 kV S/S S/D Udala | 3000002477 | AUX SW CONTACTASSEMBLY 36KV ISOLATOR | SPR.ISO33SMNS.A008 | ZSPR_ACT | ZSPR | NOS | 1 | 8400 | INR
3000 | Northern Zone, Balasore | 3100 | EHT (O&M) Circle, Balasore | 3105 | EHT (O&M) Division, Baripada | N158 | 132/33 kV S/S S/D Bangiriposi | 3000002478 | HINGE PINS,TC,TPAD OF 33KV SMNS ISOLATOR | SPR.ISO33SMNS.A009 | ZSPR_ACT | ZSPR | NOS | 1 | 500 | INR
3000 | Northern Zone, Balasore | 3100 | EHT (O&M) Circle, Balasore | 3105 | EHT (O&M) Division, Baripada | N156 | 132/33 kV T/L S/S S/D Rairangpur | 3000002482 | MECHANISM BOX FOR 33KV ISOLATOR | SPR.ISO33SS.A004 | ZSPR_ACT | ZSPR | NOS | 1 | 1 | INR
3000 | Northern Zone, Balasore | 3100 | EHT (O&M) Circle, Balasore | 3105 | EHT (O&M) Division, Baripada | N154 | 132/33 kV S/S S/D Udala | 3000002497 | MOTOR WITH GEAR ASSEMBLY 36KV ISOLATOR | SPR.ISO33SS.A024 | ZSPR_US | ZSPR | NOS | 1 | 19600 | INR
3000 | Northern Zone, Balasore | 3100 | EHT (O&M) Circle, Balasore | 3105 | EHT (O&M) Division, Baripada | N156 | 132/33 kV T/L S/S S/D Rairangpur | 3000002501 | ISOLATOR PIPE FOR 33KV SS MAKE ISOLATOR | SPR.ISO33SS.A030 | ZSPR_ACT | ZSPR | NOS | 1 | 1 | INR
3000 | Northern Zone, Balasore | 3100 | EHT (O&M) Circle, Balasore | 3105 | EHT (O&M) Division, Baripada | N154 | 132/33 kV S/S S/D Udala | 3000002502 | U CONTACTFINGURE M&F 33KV SS ISOLATOR | SPR.ISO33SS.A031 | ZSPR_ACT | ZSPR | NOS | 1 | 21000 | INR
3000 | Northern Zone, Balasore | 3100 | EHT (O&M) Circle, Balasore | 3105 | EHT (O&M) Division, Baripada | N156 | 132/33 kV T/L S/S S/D Rairangpur | 3000002508 | 33KV BOX OPERATING HANDLE SS ISOLATOR | SPR.ISO33SS.A038 | ZSPR_ACT | ZSPR | NOS | 1 | 1 | INR
3000 | Northern Zone, Balasore | 3100 | EHT (O&M) Circle, Balasore | 3105 | EHT (O&M) Division, Baripada | N156 | 132/33 kV T/L S/S S/D Rairangpur | 3000002509 | 33KV TANDOM PIPE SS ISOLATOR | SPR.ISO33SS.A040 | ZSPR_ACT | ZSPR | NOS | 1 | 1 | INR
3000 | Northern Zone, Balasore | 3100 | EHT (O&M) Circle, Balasore | 3105 | EHT (O&M) Division, Baripada | N156 | 132/33 kV T/L S/S S/D Rairangpur | 3000002510 | 33KV MALE CONTACT SS MAKE ISOLATOR | SPR.ISO33SS.A042 | ZSPR_ACT | ZSPR | NOS | 2 | 17400 | INR
3000 | Northern Zone, Balasore | 3100 | EHT (O&M) Circle, Balasore | 3105 | EHT (O&M) Division, Baripada | N156 | 132/33 kV T/L S/S S/D Rairangpur | 3000002512 | 33KV INSULATOR SS MAKE ISOLATOR | SPR.ISO33SS.A044 | ZSPR_ACT | ZSPR | NOS | 3 | 3 | INR
3000 | Northern Zone, Balasore | 3100 | EHT (O&M) Circle, Balasore | 3105 | EHT (O&M) Division, Baripada | N158 | 132/33 kV S/S S/D Bangiriposi | 3000002534 | RPC, switch & Fuses FOR 400KV ISOLATOR | SPR.ISO400.A024 | ZSPR_ACT | ZSPR | NOS | 1 | 2500 | INR
3000 | Northern Zone, Balasore | 3100 | EHT (O&M) Circle, Balasore | 3105 | EHT (O&M) Division, Baripada | N153 | 132/33 kV S/S S/D Betanati | 3000002554 | MISCELLANEOUS SPARE ITEMS | SPR.MISC.A001 | ZSPR_FREE | ZSPR | NOS | 6 | 0 | INR
3000 | Northern Zone, Balasore | 3100 | EHT (O&M) Circle, Balasore | 3105 | EHT (O&M) Division, Baripada | N153 | 132/33 kV S/S S/D Betanati | 3000002567 | LIMIT SWITCH-36KV ISOLATOR JDE/ELKT | SPR.MISC.A023 | ZSPR_FREE | ZSPR | NOS | 2 | 0 | INR
3000 | Northern Zone, Balasore | 3100 | EHT (O&M) Circle, Balasore | 3105 | EHT (O&M) Division, Baripada | N153 | 132/33 kV S/S S/D Betanati | 3000002576 | ISOLATOR CONTROL SWITCH | SPR.MISC.A050 | ZSPR_FREE | ZSPR | NOS | 4 | 0 | INR
3000 | Northern Zone, Balasore | 3100 | EHT (O&M) Circle, Balasore | 3105 | EHT (O&M) Division, Baripada | N158 | 132/33 kV S/S S/D Bangiriposi | 3000002576 | ISOLATOR CONTROL SWITCH | SPR.MISC.A050 | ZSPR_ACT | ZSPR | NOS | 3 | 2700 | INR
3000 | Northern Zone, Balasore | 3100 | EHT (O&M) Circle, Balasore | 3105 | EHT (O&M) Division, Baripada | N153 | 132/33 kV S/S S/D Betanati | 3000002578 | TRIP CKT SUPERVISION RELAY FOR CR PNL | SPR.MISC.A056 | ZSPR_FREE | ZSPR | NOS | 3 | 0 | INR
3000 | Northern Zone, Balasore | 3100 | EHT (O&M) Circle, Balasore | 3105 | EHT (O&M) Division, Baripada | N154 | 132/33 kV S/S S/D Udala | 3000002578 | TRIP CKT SUPERVISION RELAY FOR CR PNL | SPR.MISC.A056 | ZSPR_ACT | ZSPR | NOS | 3 | 45000 | INR
3000 | Northern Zone, Balasore | 3100 | EHT (O&M) Circle, Balasore | 3105 | EHT (O&M) Division, Baripada | N153 | 132/33 kV S/S S/D Betanati | 3000002645 | MOG make Sukrut (model SK 737) | SPR.MISC.A225 | ZSPR_FREE | ZSPR | NOS | 1 | 0 | INR
3000 | Northern Zone, Balasore | 3100 | EHT (O&M) Circle, Balasore | 3105 | EHT (O&M) Division, Baripada | N153 | 132/33 kV S/S S/D Betanati | 3000002652 | Motor,GA & BGA for 36KV Isolator | SPR.MISC.A232 | ZSPR_FREE | ZSPR | NOS | 1 | 0 | INR
3000 | Northern Zone, Balasore | 3100 | EHT (O&M) Circle, Balasore | 3105 | EHT (O&M) Division, Baripada | N158 | 132/33 kV S/S S/D Bangiriposi | 3000002664 | Annunciator | SPR.MISC.A252 | ZSPR_ACT | ZSPR | NOS | 1 | 15000 | INR
3000 | Northern Zone, Balasore | 3100 | EHT (O&M) Circle, Balasore | 3105 | EHT (O&M) Division, Baripada | N157 | 132/33 kV T/L S/S S/D Karanjia | 3000002672 | THYRISTER | SPR.MISC.A262 | ZSPR_ACT | ZSPR | NOS | 4 | 23140 | INR
3000 | Northern Zone, Balasore | 3100 | EHT (O&M) Circle, Balasore | 3105 | EHT (O&M) Division, Baripada | N154 | 132/33 kV S/S S/D Udala | 3000002728 | Closing coil | SPR.MISC.A365 | ZSPR_ACT | ZSPR | NOS | 3 | 6000 | INR
3000 | Northern Zone, Balasore | 3100 | EHT (O&M) Circle, Balasore | 3105 | EHT (O&M) Division, Baripada | N154 | 132/33 kV S/S S/D Udala | 3000002747 | Flexible CU bond | SPR.MISC.A443 | ZSPR_ACT | ZSPR | NOS | 37 | 21275 | INR
3000 | Northern Zone, Balasore | 3100 | EHT (O&M) Circle, Balasore | 3105 | EHT (O&M) Division, Baripada | N158 | 132/33 kV S/S S/D Bangiriposi | 3000002813 | Protection Transfer Switch(NIT) | SPR.PNL33.A001 | ZSPR_ACT | ZSPR | NOS | 1 | 15000 | INR
3000 | Northern Zone, Balasore | 3100 | EHT (O&M) Circle, Balasore | 3105 | EHT (O&M) Division, Baripada | N153 | 132/33 kV S/S S/D Betanati | 3000002813 | Protection Transfer Switch(NIT) | SPR.PNL33.A001 | ZSPR_FREE | ZSPR | NOS | 1 | 0 | INR
3000 | Northern Zone, Balasore | 3100 | EHT (O&M) Circle, Balasore | 3105 | EHT (O&M) Division, Baripada | N154 | 132/33 kV S/S S/D Udala | 3000002813 | Protection Transfer Switch(NIT) | SPR.PNL33.A001 | ZSPR_ACT | ZSPR | NOS | 1 | 15000 | INR
3000 | Northern Zone, Balasore | 3100 | EHT (O&M) Circle, Balasore | 3105 | EHT (O&M) Division, Baripada | N153 | 132/33 kV S/S S/D Betanati | 3000002814 | Ammeter selector switch | SPR.PNL33.A002 | ZSPR_FREE | ZSPR | NOS | 1 | 0 | INR
3000 | Northern Zone, Balasore | 3100 | EHT (O&M) Circle, Balasore | 3105 | EHT (O&M) Division, Baripada | N158 | 132/33 kV S/S S/D Bangiriposi | 3000002814 | Ammeter selector switch | SPR.PNL33.A002 | ZSPR_ACT | ZSPR | NOS | 1 | 1500 | INR
3000 | Northern Zone, Balasore | 3100 | EHT (O&M) Circle, Balasore | 3105 | EHT (O&M) Division, Baripada | N153 | 132/33 kV S/S S/D Betanati | 3000002815 | Voltmeter Selector Switch | SPR.PNL33.A003 | ZSPR_FREE | ZSPR | NOS | 2 | 0 | INR
3000 | Northern Zone, Balasore | 3100 | EHT (O&M) Circle, Balasore | 3105 | EHT (O&M) Division, Baripada | N154 | 132/33 kV S/S S/D Udala | 3000002815 | Voltmeter Selector Switch | SPR.PNL33.A003 | ZSPR_ACT | ZSPR | NOS | 1 | 1500 | INR
3000 | Northern Zone, Balasore | 3100 | EHT (O&M) Circle, Balasore | 3105 | EHT (O&M) Division, Baripada | N158 | 132/33 kV S/S S/D Bangiriposi | 3000002815 | Voltmeter Selector Switch | SPR.PNL33.A003 | ZSPR_ACT | ZSPR | NOS | 2 | 3000 | INR
3000 | Northern Zone, Balasore | 3100 | EHT (O&M) Circle, Balasore | 3105 | EHT (O&M) Division, Baripada | N153 | 132/33 kV S/S S/D Betanati | 3000002817 | Ammeter with Transducer of 33KV Panel | SPR.PNL33.A005 | ZSPR_FREE | ZSPR | NOS | 1 | 0 | INR
3000 | Northern Zone, Balasore | 3100 | EHT (O&M) Circle, Balasore | 3105 | EHT (O&M) Division, Baripada | N158 | 132/33 kV S/S S/D Bangiriposi | 3000002817 | Ammeter with Transducer of 33KV Panel | SPR.PNL33.A005 | ZSPR_ACT | ZSPR | NOS | 1 | 4000 | INR
3000 | Northern Zone, Balasore | 3100 | EHT (O&M) Circle, Balasore | 3105 | EHT (O&M) Division, Baripada | N154 | 132/33 kV S/S S/D Udala | 3000002817 | Ammeter with Transducer of 33KV Panel | SPR.PNL33.A005 | ZSPR_ACT | ZSPR | NOS | 1 | 4000 | INR
3000 | Northern Zone, Balasore | 3100 | EHT (O&M) Circle, Balasore | 3105 | EHT (O&M) Division, Baripada | N154 | 132/33 kV S/S S/D Udala | 3000002818 | 33KV MW METER ALONG WITH TRANSDUCER | SPR.PNL33.A006 | ZSPR_ACT | ZSPR | SET | 1 | 15000 | INR
3000 | Northern Zone, Balasore | 3100 | EHT (O&M) Circle, Balasore | 3105 | EHT (O&M) Division, Baripada | N154 | 132/33 kV S/S S/D Udala | 3000002819 | 33KV DIGITAL MVAR METER WITH TRANSDUCER | SPR.PNL33.A007 | ZSPR_ACT | ZSPR | SET | 1 | 12000 | INR
3000 | Northern Zone, Balasore | 3100 | EHT (O&M) Circle, Balasore | 3105 | EHT (O&M) Division, Baripada | N158 | 132/33 kV S/S S/D Bangiriposi | 3000002819 | 33KV DIGITAL MVAR METER WITH TRANSDUCER | SPR.PNL33.A007 | ZSPR_ACT | ZSPR | SET | 1 | 12000 | INR
3000 | Northern Zone, Balasore | 3100 | EHT (O&M) Circle, Balasore | 3105 | EHT (O&M) Division, Baripada | N153 | 132/33 kV S/S S/D Betanati | 3000002819 | 33KV DIGITAL MVAR METER WITH TRANSDUCER | SPR.PNL33.A007 | ZSPR_FREE | ZSPR | SET | 1 | 0 | INR
3000 | Northern Zone, Balasore | 3100 | EHT (O&M) Circle, Balasore | 3105 | EHT (O&M) Division, Baripada | N154 | 132/33 kV S/S S/D Udala | 3000002820 | Protection T. Switch 33KV SMNS panel | SPR.PNL33SMNS.A001 | ZSPR_ACT | ZSPR | NOS | 1 | 12500 | INR
3000 | Northern Zone, Balasore | 3100 | EHT (O&M) Circle, Balasore | 3105 | EHT (O&M) Division, Baripada | N153 | 132/33 kV S/S S/D Betanati | 3000002820 | Protection T. Switch 33KV SMNS panel | SPR.PNL33SMNS.A001 | ZSPR_FREE | ZSPR | NOS | 1 | 0 | INR
3000 | Northern Zone, Balasore | 3100 | EHT (O&M) Circle, Balasore | 3105 | EHT (O&M) Division, Baripada | N158 | 132/33 kV S/S S/D Bangiriposi | 3000002820 | Protection T. Switch 33KV SMNS panel | SPR.PNL33SMNS.A001 | ZSPR_ACT | ZSPR | NOS | 1 | 12500 | INR
3000 | Northern Zone, Balasore | 3100 | EHT (O&M) Circle, Balasore | 3105 | EHT (O&M) Division, Baripada | N158 | 132/33 kV S/S S/D Bangiriposi | 3000002821 | Ammeter Selector Switch-33KV SMNS panel | SPR.PNL33SMNS.A002 | ZSPR_ACT | ZSPR | NOS | 1 | 1500 | INR
3000 | Northern Zone, Balasore | 3100 | EHT (O&M) Circle, Balasore | 3105 | EHT (O&M) Division, Baripada | N153 | 132/33 kV S/S S/D Betanati | 3000002821 | Ammeter Selector Switch-33KV SMNS panel | SPR.PNL33SMNS.A002 | ZSPR_FREE | ZSPR | NOS | 1 | 0 | INR
3000 | Northern Zone, Balasore | 3100 | EHT (O&M) Circle, Balasore | 3105 | EHT (O&M) Division, Baripada | N158 | 132/33 kV S/S S/D Bangiriposi | 3000002823 | Ammeter Selector Switch&T.-33KV SMNS PNL | SPR.PNL33SMNS.A004 | ZSPR_ACT | ZSPR | NOS | 1 | 1500 | INR
3000 | Northern Zone, Balasore | 3100 | EHT (O&M) Circle, Balasore | 3105 | EHT (O&M) Division, Baripada | N153 | 132/33 kV S/S S/D Betanati | 3000002823 | Ammeter Selector Switch&T.-33KV SMNS PNL | SPR.PNL33SMNS.A004 | ZSPR_FREE | ZSPR | NOS | 1 | 0 | INR
3000 | Northern Zone, Balasore | 3100 | EHT (O&M) Circle, Balasore | 3105 | EHT (O&M) Division, Baripada | N158 | 132/33 kV S/S S/D Bangiriposi | 3000002836 | CB CONTROL SWITCH&SPRING FOR ACDC | SPR.PNL400MKTL.A013 | ZSPR_ACT | ZSPR | NOS | 1 | 900 | INR
3000 | Northern Zone, Balasore | 3100 | EHT (O&M) Circle, Balasore | 3105 | EHT (O&M) Division, Baripada | N153 | 132/33 kV S/S S/D Betanati | 3000002836 | CB CONTROL SWITCH&SPRING FOR ACDC | SPR.PNL400MKTL.A013 | ZSPR_FREE | ZSPR | NOS | 4 | 0 | INR
3000 | Northern Zone, Balasore | 3100 | EHT (O&M) Circle, Balasore | 3105 | EHT (O&M) Division, Baripada | N157 | 132/33 kV T/L S/S S/D Karanjia | 3000002859 | 36KV SURGE MONITOR OF OBLM | SPR.SA36OBLM.A001 | ZSPR_ACT | ZSPR | NOS | 18 | 21600 | INR
3000 | Northern Zone, Balasore | 3100 | EHT (O&M) Circle, Balasore | 3105 | EHT (O&M) Division, Baripada | N152 | 132/33 kV T/L S/S S/D Baripada | 3000002893 | OLTC BR 12.5MVA 132/33KV ASTM | SPR.TFR12.5ASTM.EB03 | ZSPR_ACT | ZSPR | NOS | 1 | 3000 | INR
3000 | Northern Zone, Balasore | 3100 | EHT (O&M) Circle, Balasore | 3105 | EHT (O&M) Division, Baripada | N156 | 132/33 kV T/L S/S S/D Rairangpur | 3000003062 | PRD of 20MVA 132/33KV IMP Tfr | SPR.TFR20IMP.BC03 | ZSPR_ACT | ZSPR | NOS | 1 | 10000 | INR
3000 | Northern Zone, Balasore | 3100 | EHT (O&M) Circle, Balasore | 3105 | EHT (O&M) Division, Baripada | N156 | 132/33 kV T/L S/S S/D Rairangpur | 3000003063 | MOLG for 20MVA 132/33KV IMP Tfr | SPR.TFR20IMP.BC04 | ZSPR_ACT | ZSPR | NOS | 1 | 8000 | INR
3000 | Northern Zone, Balasore | 3100 | EHT (O&M) Circle, Balasore | 3105 | EHT (O&M) Division, Baripada | N157 | 132/33 kV T/L S/S S/D Karanjia | 3000003063 | MOLG for 20MVA 132/33KV IMP Tfr | SPR.TFR20IMP.BC04 | ZSPR_ACT | ZSPR | NOS | 1 | 8000 | INR
3000 | Northern Zone, Balasore | 3100 | EHT (O&M) Circle, Balasore | 3105 | EHT (O&M) Division, Baripada | N153 | 132/33 kV S/S S/D Betanati | 3000003092 | WTI of 20MVA 220/33kV T&R Tfr | SPR.TFR20T&R.EB05 | ZSPR_FREE | ZSPR | SET | 1 | 0 | INR
3000 | Northern Zone, Balasore | 3100 | EHT (O&M) Circle, Balasore | 3105 | EHT (O&M) Division, Baripada | N153 | 132/33 kV S/S S/D Betanati | 3000003097 | HV Bushing of 20MVA 132/33kV Tfr | SPR.TFR20TAL.EA01 | ZSPR_FREE | ZSPR | NOS | 1 | 0 | INR
3000 | Northern Zone, Balasore | 3100 | EHT (O&M) Circle, Balasore | 3105 | EHT (O&M) Division, Baripada | N153 | 132/33 kV S/S S/D Betanati | 3000003098 | LV Bushing of 20MVA 132/33kV Tfr | SPR.TFR20TAL.EA02 | ZSPR_FREE | ZSPR | NOS | 1 | 0 | INR
3000 | Northern Zone, Balasore | 3100 | EHT (O&M) Circle, Balasore | 3105 | EHT (O&M) Division, Baripada | N153 | 132/33 kV S/S S/D Betanati | 3000003101 | PRD of 20MVA 132/33kV Tfr | SPR.TFR20TAL.EC01 | ZSPR_FREE | ZSPR | NOS | 1 | 0 | INR
3000 | Northern Zone, Balasore | 3100 | EHT (O&M) Circle, Balasore | 3105 | EHT (O&M) Division, Baripada | N153 | 132/33 kV S/S S/D Betanati | 3000003102 | OTI of 20MVA 132/33kV Tfr | SPR.TFR20TAL.EC02 | ZSPR_FREE | ZSPR | SET | 1 | 0 | INR
3000 | Northern Zone, Balasore | 3100 | EHT (O&M) Circle, Balasore | 3105 | EHT (O&M) Division, Baripada | N153 | 132/33 kV S/S S/D Betanati | 3000003103 | MOLG of 20MVA 132/33kV TAL Tfr | SPR.TFR20TAL.EC04 | ZSPR_FREE | ZSPR | NOS | 1 | 0 | INR
3000 | Northern Zone, Balasore | 3100 | EHT (O&M) Circle, Balasore | 3105 | EHT (O&M) Division, Baripada | N157 | 132/33 kV T/L S/S S/D Karanjia | 3000003151 | Power supply unit | SPR.TFR315BHEL.BK02 | ZSPR_ACT | ZSPR | NOS | 2 | 5334 | INR
3000 | Northern Zone, Balasore | 3100 | EHT (O&M) Circle, Balasore | 3105 | EHT (O&M) Division, Baripada | N152 | 132/33 kV T/L S/S S/D Baripada | 3000003157 | MOLG of 40MVA 132/33KV AREVA Tfr | SPR.TFR40ARVA.EC04 | ZSPR_ACT | ZSPR | NOS | 1 | 11488 | INR
3000 | Northern Zone, Balasore | 3100 | EHT (O&M) Circle, Balasore | 3105 | EHT (O&M) Division, Baripada | N152 | 132/33 kV T/L S/S S/D Baripada | 3000003159 | PRD 40MVA 132/33KV AREVA Tfr | SPR.TFR40ARVA.EC06 | ZSPR_ACT | ZSPR | NOS | 1 | 11488 | INR
3000 | Northern Zone, Balasore | 3100 | EHT (O&M) Circle, Balasore | 3105 | EHT (O&M) Division, Baripada | N152 | 132/33 kV T/L S/S S/D Baripada | 3000003161 | WTI with Contact-40MVA Tfr | SPR.TFR40ARVA.EC08 | ZSPR_ACT | ZSPR | NOS | 1 | 28690 | INR
3000 | Northern Zone, Balasore | 3100 | EHT (O&M) Circle, Balasore | 3105 | EHT (O&M) Division, Baripada | N152 | 132/33 kV T/L S/S S/D Baripada | 3000003163 | BUCHHOLZ RELAY 40MVA 132/33KV AREVA Tfr | SPR.TFR40ARVA.EC10 | ZSPR_ACT | ZSPR | NOS | 1 | 11476 | INR
3000 | Northern Zone, Balasore | 3100 | EHT (O&M) Circle, Balasore | 3105 | EHT (O&M) Division, Baripada | N154 | 132/33 kV S/S S/D Udala | 3000003244 | BUCHHOLZRELAY FOR 40MVA 132/33KV BHELTfr | SPR.TFR40BHEL.EC07 | ZSPR_ACT | ZSPR | NOS | 1 | 9463.76 | INR
3000 | Northern Zone, Balasore | 3100 | EHT (O&M) Circle, Balasore | 3105 | EHT (O&M) Division, Baripada | N156 | 132/33 kV T/L S/S S/D Rairangpur | 3000003249 | HV N bushing for 40MVA 132/33kV BHEL Tfr | SPR.TFR40BHEL.EF03 | ZSPR_ACT | ZSPR | NOS | 1 | 1 | INR
3000 | Northern Zone, Balasore | 3100 | EHT (O&M) Circle, Balasore | 3105 | EHT (O&M) Division, Baripada | N154 | 132/33 kV S/S S/D Udala | 3000003279 | Buchholz relay for 40MVA 132/33kV TA Tfr | SPR.TFR40TA.DB10 | ZSPR_ACT | ZSPR | NOS | 1 | 7815.61 | INR
3000 | Northern Zone, Balasore | 3100 | EHT (O&M) Circle, Balasore | 3105 | EHT (O&M) Division, Baripada | N153 | 132/33 kV S/S S/D Betanati | 3000003280 | TPI for 40MVA 132/33kV TA Tfr | SPR.TFR40TA.DB11 | ZSPR_FREE | ZSPR | NOS | 1 | 0 | INR
3000 | Northern Zone, Balasore | 3100 | EHT (O&M) Circle, Balasore | 3105 | EHT (O&M) Division, Baripada | N154 | 132/33 kV S/S S/D Udala | 3000003373 | 132KV-IVT Clamp of Single Moose | SS.CLAMP.A026 | ZSPR_ACT | ZSPR | NOS | 3 | 5224.5 | INR
3000 | Northern Zone, Balasore | 3100 | EHT (O&M) Circle, Balasore | 3105 | EHT (O&M) Division, Baripada | N153 | 132/33 kV S/S S/D Betanati | 3000003373 | 132KV-IVT Clamp of Single Moose | SS.CLAMP.A026 | ZSPR_ACT | ZSPR | NOS | 3 | 5224.5 | INR
3000 | Northern Zone, Balasore | 3100 | EHT (O&M) Circle, Balasore | 3105 | EHT (O&M) Division, Baripada | N153 | 132/33 kV S/S S/D Betanati | 3000003376 | 132KV-T Clamp for Moose-Moose | SS.CLAMP.A029 | ZSPR_ACT | ZSPR | NOS | 13 | 12555.06 | INR
3000 | Northern Zone, Balasore | 3100 | EHT (O&M) Circle, Balasore | 3105 | EHT (O&M) Division, Baripada | N154 | 132/33 kV S/S S/D Udala | 3000003376 | 132KV-T Clamp for Moose-Moose | SS.CLAMP.A029 | ZSPR_ACT | ZSPR | NOS | 18 | 17383.94 | INR
3000 | Northern Zone, Balasore | 3100 | EHT (O&M) Circle, Balasore | 3105 | EHT (O&M) Division, Baripada | N154 | 132/33 kV S/S S/D Udala | 3000003378 | 33 KV 'T' Clamp for Twin Moose run with | SS.CLAMP.A032 | ZSPR_ACT | ZSPR | NOS | 3 | 4940.57 | INR
3000 | Northern Zone, Balasore | 3100 | EHT (O&M) Circle, Balasore | 3105 | EHT (O&M) Division, Baripada | N153 | 132/33 kV S/S S/D Betanati | 3000003378 | 33 KV 'T' Clamp for Twin Moose run with | SS.CLAMP.A032 | ZSPR_ACT | ZSPR | NOS | 18 | 29643.43 | INR
3000 | Northern Zone, Balasore | 3100 | EHT (O&M) Circle, Balasore | 3105 | EHT (O&M) Division, Baripada | N153 | 132/33 kV S/S S/D Betanati | 3000003379 | 33 KV 'T' Clamp for Single Moose run wit | SS.CLAMP.A033 | ZSPR_ACT | ZSPR | NOS | 26 | 19630 | INR
3000 | Northern Zone, Balasore | 3100 | EHT (O&M) Circle, Balasore | 3105 | EHT (O&M) Division, Baripada | N153 | 132/33 kV S/S S/D Betanati | 3000003380 | 33 KV IVT Clamp (Single Moose) | SS.CLAMP.A034 | ZSPR_ACT | ZSPR | NOS | 3 | 5079 | INR
3000 | Northern Zone, Balasore | 3100 | EHT (O&M) Circle, Balasore | 3105 | EHT (O&M) Division, Baripada | N153 | 132/33 kV S/S S/D Betanati | 3000003381 | 33 KV CT Clamp(Bimetallic, Single Moose) | SS.CLAMP.A035 | ZSPR_ACT | ZSPR | NOS | 13 | 25363 | INR
3000 | Northern Zone, Balasore | 3100 | EHT (O&M) Circle, Balasore | 3105 | EHT (O&M) Division, Baripada | N153 | 132/33 kV S/S S/D Betanati | 3000003388 | Spacer for Twin 33 KV Bus (Moose) | SS.CLAMP.A042 | ZSPR_ACT | ZSPR | NOS | 1 | 679 | INR
3000 | Northern Zone, Balasore | 3100 | EHT (O&M) Circle, Balasore | 3105 | EHT (O&M) Division, Baripada | N157 | 132/33 kV T/L S/S S/D Karanjia | 3000003402 | Equipment structure of CVT for 132KV | STRS.132EQPT.A019 | ZSPR_ACT | ZSPR | MT | 6 | 390612 | INR
3000 | Northern Zone, Balasore | 3100 | EHT (O&M) Circle, Balasore | 3105 | EHT (O&M) Division, Baripada | N157 | 132/33 kV T/L S/S S/D Karanjia | 3000003403 | Equipment structure of PI for 132KV | STRS.132EQPT.A020 | ZSPR_ACT | ZSPR | MT | 10 | 479688.5 | INR
3000 | Northern Zone, Balasore | 3100 | EHT (O&M) Circle, Balasore | 3105 | EHT (O&M) Division, Baripada | N157 | 132/33 kV T/L S/S S/D Karanjia | 3000003440 | Equipment structure of PI for 33KV | STRS.33EQPT.A017 | ZSPR_ACT | ZSPR | MT | 4 | 26869.24 | INR
3000 | Northern Zone, Balasore | 3100 | EHT (O&M) Circle, Balasore | 3105 | EHT (O&M) Division, Baripada | N154 | 132/33 kV S/S S/D Udala | 3000003443 | Substation Assorted Structure as per BoQ | STRS.ASSORTED.A001 | ZSPR_ACT | ZSPR | MT | 1.756 | 136968 | INR
3000 | Northern Zone, Balasore | 3100 | EHT (O&M) Circle, Balasore | 3105 | EHT (O&M) Division, Baripada | N153 | 132/33 kV S/S S/D Betanati | 3000003451 | MW meter along with Transducer | TEL.MISC.A577 | ZSPR_FREE | ZSPR | NOS | 1 | 0 | INR
3000 | Northern Zone, Balasore | 3100 | EHT (O&M) Circle, Balasore | 3105 | EHT (O&M) Division, Baripada | N158 | 132/33 kV S/S S/D Bangiriposi | 3000003451 | MW meter along with Transducer | TEL.MISC.A577 | ZSPR_ACT | ZSPR | NOS | 1 | 12000 | INR
3000 | Northern Zone, Balasore | 3100 | EHT (O&M) Circle, Balasore | 3105 | EHT (O&M) Division, Baripada | NL57 | 132/33 kV T/L S/S S/D Karanjia_Line | 3000003482 | 132 KV PA TYPE TOWER COMPLETE SET | TWR.132PA.L.A001 | ZSPR_ACT | ZSPR | MT | 8.928 | 315938.47 | INR
3000 | Northern Zone, Balasore | 3100 | EHT (O&M) Circle, Balasore | 3105 | EHT (O&M) Division, Baripada | N154 | 132/33 kV S/S S/D Udala | 3000003484 | 132 KV PA TYPE STUB | TWR.132PA.STUB.A001 | ZSPR_ACT | ZSPR | MT | 2.259 | 117528.31 | INR
3000 | Northern Zone, Balasore | 3100 | EHT (O&M) Circle, Balasore | 3105 | EHT (O&M) Division, Baripada | NL57 | 132/33 kV T/L S/S S/D Karanjia_Line | 3000003484 | 132 KV PA TYPE STUB | TWR.132PA.STUB.A001 | ZSPR_ACT | ZSPR | MT | 1.462 | 76063.03 | INR
3000 | Northern Zone, Balasore | 3100 | EHT (O&M) Circle, Balasore | 3105 | EHT (O&M) Division, Baripada | NL52 | 132/33 kV T/L S/S S/D Baripada_Line | 3000003485 | 132 KV PA TYPE TEMPLATE | TWR.132PA.TMPL.A001 | ZSPR_ACT | ZSPR | MT | 0.492 | 39478.08 | INR
3000 | Northern Zone, Balasore | 3100 | EHT (O&M) Circle, Balasore | 3105 | EHT (O&M) Division, Baripada | N154 | 132/33 kV S/S S/D Udala | 3000003489 | 132 KV PB TYPE STUB | TWR.132PB.STUB.A001 | ZSPR_ACT | ZSPR | MT | 3.456 | 251016.23 | INR
3000 | Northern Zone, Balasore | 3100 | EHT (O&M) Circle, Balasore | 3105 | EHT (O&M) Division, Baripada | N154 | 132/33 kV S/S S/D Udala | 3000003492 | 132 KV PC TYPE STUB | TWR.132PC.STUB.A001 | ZSPR_ACT | ZSPR | MT | 1.216 | 88533.31 | INR
3000 | Northern Zone, Balasore | 3100 | EHT (O&M) Circle, Balasore | 3105 | EHT (O&M) Division, Baripada | NL52 | 132/33 kV T/L S/S S/D Baripada_Line | 3000003493 | 132 KV PC TYPE TEMPLATE | TWR.132PC.TMPL.A001 | ZSPR_ACT | ZSPR | MT | 1.753 | 140660.72 | INR
3000 | Northern Zone, Balasore | 3100 | EHT (O&M) Circle, Balasore | 3105 | EHT (O&M) Division, Baripada | NL52 | 132/33 kV T/L S/S S/D Baripada_Line | 3000003526 | 220 KV OC TYPE TEMPLATE | TWR.220OC.TMPL.A001 | ZSPR_ACT | ZSPR | MT | 0.962 | 77190.88 | INR
3000 | Northern Zone, Balasore | 3100 | EHT (O&M) Circle, Balasore | 3105 | EHT (O&M) Division, Baripada | N154 | 132/33 kV S/S S/D Udala | 3000003557 | BIRD GUARD | TWR.BD.GRD.A001 | ZSPR_US | ZSPR | NOS | 648 | 215196.99 | INR
3000 | Northern Zone, Balasore | 3100 | EHT (O&M) Circle, Balasore | 3105 | EHT (O&M) Division, Baripada | N153 | 132/33 kV S/S S/D Betanati | 3000003557 | BIRD GUARD | TWR.BD.GRD.A001 | ZSPR_ACT | ZSPR | NOS | 32 | 10627.01 | INR
3000 | Northern Zone, Balasore | 3100 | EHT (O&M) Circle, Balasore | 3105 | EHT (O&M) Division, Baripada | N153 | 132/33 kV S/S S/D Betanati | 3000003558 | TOWER CIRCUIT PLATE | TWR.CKT.PLT.A001 | ZSPR_ACT | ZSPR | NOS | 4 | 1222.67 | INR
3000 | Northern Zone, Balasore | 3100 | EHT (O&M) Circle, Balasore | 3105 | EHT (O&M) Division, Baripada | NL57 | 132/33 kV T/L S/S S/D Karanjia_Line | 3000003558 | TOWER CIRCUIT PLATE | TWR.CKT.PLT.A001 | ZSPR_ACT | ZSPR | NOS | 8 | 2445.33 | INR
3000 | Northern Zone, Balasore | 3100 | EHT (O&M) Circle, Balasore | 3105 | EHT (O&M) Division, Baripada | NL57 | 132/33 kV T/L S/S S/D Karanjia_Line | 3000003559 | CLEAT FOR 132KV TOWER STUB | TWR.CLEAT.A001 | ZSPR_ACT | ZSPR | KG | 48.96 | 1566.72 | INR
3000 | Northern Zone, Balasore | 3100 | EHT (O&M) Circle, Balasore | 3105 | EHT (O&M) Division, Baripada | NL52 | 132/33 kV T/L S/S S/D Baripada_Line | 3000003560 | DISMANTLED TOWER MEMBERS | TWR.DISMENTAL.A001 | ZSPR_US | ZSPR | MT | 10.774 | 10.78 | INR
3000 | Northern Zone, Balasore | 3100 | EHT (O&M) Circle, Balasore | 3105 | EHT (O&M) Division, Baripada | NL57 | 132/33 kV T/L S/S S/D Karanjia_Line | 3000003561 | DANGER BOARD | TWR.DNGRBRD.A001 | ZSPR_ACT | ZSPR | NOS | 2 | 172.12 | INR
3000 | Northern Zone, Balasore | 3100 | EHT (O&M) Circle, Balasore | 3105 | EHT (O&M) Division, Baripada | N156 | 132/33 kV T/L S/S S/D Rairangpur | 3000003563 | 45X45X5MM SIZE GI TOWER ANGLE | TWR.GI.ANGLE.A002 | ZSPR_ACT | ZSPR | MT | 0.763 | 21507.52 | INR
3000 | Northern Zone, Balasore | 3100 | EHT (O&M) Circle, Balasore | 3105 | EHT (O&M) Division, Baripada | NL56 | 132/33 kV T/L S/S S/D Rairangpur_Line | 3000003563 | 45X45X5MM SIZE GI TOWER ANGLE | TWR.GI.ANGLE.A002 | ZSPR_ACT | ZSPR | MT | 0.027 | 761.08 | INR
3000 | Northern Zone, Balasore | 3100 | EHT (O&M) Circle, Balasore | 3105 | EHT (O&M) Division, Baripada | NL56 | 132/33 kV T/L S/S S/D Rairangpur_Line | 3000003564 | 50X50X5MM SIZE GI TOWER ANGLE | TWR.GI.ANGLE.A003 | ZSPR_ACT | ZSPR | MT | 0.726 | 16565.98 | INR
3000 | Northern Zone, Balasore | 3100 | EHT (O&M) Circle, Balasore | 3105 | EHT (O&M) Division, Baripada | NL57 | 132/33 kV T/L S/S S/D Karanjia_Line | 3000003578 | TOWER NUMBER PLATE | TWR.NO.PLT.A001 | ZSPR_ACT | ZSPR | NOS | 5 | 810 | INR
3000 | Northern Zone, Balasore | 3100 | EHT (O&M) Circle, Balasore | 3105 | EHT (O&M) Division, Baripada | N153 | 132/33 kV S/S S/D Betanati | 3000003579 | TOWER PHASE PLATE | TWR.PH.PLT.A001 | ZSPR_ACT | ZSPR | NOS | 12 | 1688.25 | INR
3000 | Northern Zone, Balasore | 3100 | EHT (O&M) Circle, Balasore | 3105 | EHT (O&M) Division, Baripada | NL57 | 132/33 kV T/L S/S S/D Karanjia_Line | 3000003579 | TOWER PHASE PLATE | TWR.PH.PLT.A001 | ZSPR_ACT | ZSPR | NOS | 23 | 3235.8 | INR
3000 | Northern Zone, Balasore | 3100 | EHT (O&M) Circle, Balasore | 3105 | EHT (O&M) Division, Baripada | N153 | 132/33 kV S/S S/D Betanati | 3000003584 | U' BOLT | TWR.UBOLT.A001 | ZSPR_ACT | ZSPR | KG | 7.5 | 3580 | INR
3000 | Northern Zone, Balasore | 3100 | EHT (O&M) Circle, Balasore | 3105 | EHT (O&M) Division, Baripada | N157 | 132/33 kV T/L S/S S/D Karanjia | 3000003618 | ST clamp 33Kv CT stud-twin ACSR zebra | CLMP.ST.THRU.B009 | ZSPR_ACT | ZSPR | NOS | 6 | 2210.82 | INR
3000 | Northern Zone, Balasore | 3100 | EHT (O&M) Circle, Balasore | 3105 | EHT (O&M) Division, Baripada | N153 | 132/33 kV S/S S/D Betanati | 3000003803 | Connecting clamps for wave trap 800 A | CLMP.WT.A001 | ZSPR_ACT | ZSPR | NOS | 8 | 13544 | INR
3000 | Northern Zone, Balasore | 3100 | EHT (O&M) Circle, Balasore | 3105 | EHT (O&M) Division, Baripada | NL52 | 132/33 kV T/L S/S S/D Baripada_Line | 4000000021 | COM-ALONG CLAMP FOR PANTHER | TNP.CA.CLAMP.A001 | ZTNP_ACT | ZTNP | NOS | 4 | 1040 | INR
3000 | Northern Zone, Balasore | 3100 | EHT (O&M) Circle, Balasore | 3105 | EHT (O&M) Division, Baripada | NL52 | 132/33 kV T/L S/S S/D Baripada_Line | 4000000022 | COM-ALONG CLAMP FOR HORSE | TNP.CA.CLAMP.A002 | ZTNP_ACT | ZTNP | NOS | 3 | 225.75 | INR
3000 | Northern Zone, Balasore | 3100 | EHT (O&M) Circle, Balasore | 3105 | EHT (O&M) Division, Baripada | N154 | 132/33 kV S/S S/D Udala | 4000000051 | D' SHACKLE OF DIFFERENT SIZES | TNP.DSHAKLE.A006 | ZTNP_ACT | ZTNP | NOS | 43 | 19780 | INR
3000 | Northern Zone, Balasore | 3100 | EHT (O&M) Circle, Balasore | 3105 | EHT (O&M) Division, Baripada | N156 | 132/33 kV T/L S/S S/D Rairangpur | 4000000108 | HIGH VOLTAGE DETECTOR-33 to 220 | TNP.HVDICTATOR.A001 | ZTNP_ACT | ZTNP | SET | 2 | 1334.66 | INR
3000 | Northern Zone, Balasore | 3100 | EHT (O&M) Circle, Balasore | 3106 | EHT (O&M) Division, Joda | N168 | 132/11 kV SW/S Bolani | 1000000000 | 132KV SF6 CB with Strcture | BKR.145SF6.G.P.AI08 | ZCAP_US | ZCAP | NOS | 1 | 1 | INR
3000 | Northern Zone, Balasore | 3100 | EHT (O&M) Circle, Balasore | 3106 | EHT (O&M) Division, Joda | N162 | 220/132/33 kV T/L S/S S/D Joda | 1000000000 | 132KV SF6 CB with Strcture | BKR.145SF6.G.P.AI08 | ZCAP_ACT | ZCAP | NOS | 2 | 1161373.43 | INR
3000 | Northern Zone, Balasore | 3100 | EHT (O&M) Circle, Balasore | 3106 | EHT (O&M) Division, Joda | N162 | 220/132/33 kV T/L S/S S/D Joda | 1000000002 | 220KV SF6 CB with Structure | BKR.245SF6.S.S.K001 | ZCAP_ACT | ZCAP | NOS | 1 | 1130000 | INR
3000 | Northern Zone, Balasore | 3100 | EHT (O&M) Circle, Balasore | 3106 | EHT (O&M) Division, Joda | N165 | 132/33 kV S/S S/D Barbil | 1000000004 | 36KV VCB with Structure | BKR.36VCB.G.S.F005 | ZCAP_ACT | ZCAP | NOS | 1 | 186378.15 | INR
3000 | Northern Zone, Balasore | 3100 | EHT (O&M) Circle, Balasore | 3106 | EHT (O&M) Division, Joda | N162 | 220/132/33 kV T/L S/S S/D Joda | 1000000004 | 36KV VCB with Structure | BKR.36VCB.G.S.F005 | ZCAP_ACT | ZCAP | NOS | 2 | 372756.31 | INR
3000 | Northern Zone, Balasore | 3100 | EHT (O&M) Circle, Balasore | 3106 | EHT (O&M) Division, Joda | N16B | 220/33 kV GIS S/S Keonjhar | 1000000012 | 1CX1000Sqmm 220kV XLPE UG Cable | CBLE.XLPE.AL.AR.A005 | ZCAP_ACT | ZCAP | KM | 0.065 | 873898.35 | INR
3000 | Northern Zone, Balasore | 3100 | EHT (O&M) Circle, Balasore | 3106 | EHT (O&M) Division, Joda | N163 | 220 kV Line S/D Joda | 1000000016 | ACSR PANTHER CONDUCTOR | COND.ACSR.A002 | ZCAP_ACT | ZCAP | KM | 0.125 | 27509.06 | INR
3000 | Northern Zone, Balasore | 3100 | EHT (O&M) Circle, Balasore | 3106 | EHT (O&M) Division, Joda | N163 | 220 kV Line S/D Joda | 1000000016 | ACSR PANTHER CONDUCTOR | COND.ACSR.A002 | ZCAP_ACT | ZCAP | KM | 12.362 | 2720535.94 | INR
3000 | Northern Zone, Balasore | 3100 | EHT (O&M) Circle, Balasore | 3106 | EHT (O&M) Division, Joda | N164 | 132/33 kV T/L S/S S/D Palaspanga | 1000000016 | ACSR PANTHER CONDUCTOR | COND.ACSR.A002 | ZCAP_ACT | ZCAP | KM | 1.684 | 370602.05 | INR
3000 | Northern Zone, Balasore | 3100 | EHT (O&M) Circle, Balasore | 3106 | EHT (O&M) Division, Joda | N16B | 220/33 kV GIS S/S Keonjhar | 1000000017 | ACSR ZEBRA CONDUCTOR | COND.ACSR.A003 | ZCAP_ACT | ZCAP | KM | 1.141 | 358196.68 | INR
3000 | Northern Zone, Balasore | 3100 | EHT (O&M) Circle, Balasore | 3106 | EHT (O&M) Division, Joda | N163 | 220 kV Line S/D Joda | 1000000017 | ACSR ZEBRA CONDUCTOR | COND.ACSR.A003 | ZCAP_ACT | ZCAP | KM | 0.398 | 124945.03 | INR
3000 | Northern Zone, Balasore | 3100 | EHT (O&M) Circle, Balasore | 3106 | EHT (O&M) Division, Joda | N164 | 132/33 kV T/L S/S S/D Palaspanga | 1000000017 | ACSR ZEBRA CONDUCTOR | COND.ACSR.A003 | ZCAP_ACT | ZCAP | KM | 37.79 | 11863499.23 | INR
3000 | Northern Zone, Balasore | 3100 | EHT (O&M) Circle, Balasore | 3106 | EHT (O&M) Division, Joda | N162 | 220/132/33 kV T/L S/S S/D Joda | 1000000017 | ACSR ZEBRA CONDUCTOR | COND.ACSR.A003 | ZCAP_ACT | ZCAP | KM | 0.2 | 62786.45 | INR
3000 | Northern Zone, Balasore | 3100 | EHT (O&M) Circle, Balasore | 3106 | EHT (O&M) Division, Joda | N165 | 132/33 kV S/S S/D Barbil | 1000000017 | ACSR ZEBRA CONDUCTOR | COND.ACSR.A003 | ZCAP_ACT | ZCAP | KM | 0.272 | 85389.57 | INR
3000 | Northern Zone, Balasore | 3100 | EHT (O&M) Circle, Balasore | 3106 | EHT (O&M) Division, Joda | N16A | 220/33 kV T/L S/S S/D Telkoi | 1000000017 | ACSR ZEBRA CONDUCTOR | COND.ACSR.A003 | ZCAP_ACT | ZCAP | KM | 4.494 | 1410811.47 | INR
3000 | Northern Zone, Balasore | 3100 | EHT (O&M) Circle, Balasore | 3106 | EHT (O&M) Division, Joda | N16A | 220/33 kV T/L S/S S/D Telkoi | 1000000017 | ACSR ZEBRA CONDUCTOR | COND.ACSR.A003 | ZCAP_US | ZCAP | KM | 7.006 | 1935429.74 | INR
3000 | Northern Zone, Balasore | 3100 | EHT (O&M) Circle, Balasore | 3106 | EHT (O&M) Division, Joda | N162 | 220/132/33 kV T/L S/S S/D Joda | 1000000018 | ACSR MOOSE CONDUCTOR | COND.ACSR.A004 | ZCAP_ACT | ZCAP | KM | 3.089 | 185619.86 | INR
3000 | Northern Zone, Balasore | 3100 | EHT (O&M) Circle, Balasore | 3106 | EHT (O&M) Division, Joda | N16D | 132/33 kV S/S S/D Dhenkikote | 1000000018 | ACSR MOOSE CONDUCTOR | COND.ACSR.A004 | ZCAP_ACT | ZCAP | KM | 0.05 | 3004.53 | INR
3000 | Northern Zone, Balasore | 3100 | EHT (O&M) Circle, Balasore | 3106 | EHT (O&M) Division, Joda | N163 | 220 kV Line S/D Joda | 1000000020 | ACCC-Casablanca HTLS Conductor | COND.HTLS.A001 | ZCAP_ACT | ZCAP | KM | 2.271 | 3838374.91 | INR
3000 | Northern Zone, Balasore | 3100 | EHT (O&M) Circle, Balasore | 3106 | EHT (O&M) Division, Joda | N16A | 220/33 kV T/L S/S S/D Telkoi | 1000000035 | 36KV NCT- 800-400-200 A | CT.36NCT800.B001 | ZCAP_ACT | ZCAP | NOS | 2 | 128562.56 | INR
3000 | Northern Zone, Balasore | 3100 | EHT (O&M) Circle, Balasore | 3106 | EHT (O&M) Division, Joda | N16D | 132/33 kV S/S S/D Dhenkikote | 1000000035 | 36KV NCT- 800-400-200 A | CT.36NCT800.B001 | ZCAP_ACT | ZCAP | NOS | 4 | 257125.11 | INR
3000 | Northern Zone, Balasore | 3100 | EHT (O&M) Circle, Balasore | 3106 | EHT (O&M) Division, Joda | N164 | 132/33 kV T/L S/S S/D Palaspanga | 1000000045 | 132KV CT OF RATIO 400-200-100/1-1-1-1A | CT1.132OIL400.C004 | ZCAP_ACT | ZCAP | NOS | 1 | 120000 | INR
3000 | Northern Zone, Balasore | 3100 | EHT (O&M) Circle, Balasore | 3106 | EHT (O&M) Division, Joda | N162 | 220/132/33 kV T/L S/S S/D Joda | 1000000047 | 132KV CT OF RATIO 600-300-150/1-1-1A | CT1.132OIL600.C003 | ZCAP_ACT | ZCAP | NOS | 1 | 56021.84 | INR
3000 | Northern Zone, Balasore | 3100 | EHT (O&M) Circle, Balasore | 3106 | EHT (O&M) Division, Joda | N168 | 132/11 kV SW/S Bolani | 1000000049 | 132KV CT OF RATIO 800-400-200/1-1-1A | CT1.132OIL800.C003 | ZCAP_US | ZCAP | NOS | 1 | 1 | INR
3000 | Northern Zone, Balasore | 3100 | EHT (O&M) Circle, Balasore | 3106 | EHT (O&M) Division, Joda | N168 | 132/11 kV SW/S Bolani | 1000000051 | 132 KV CT(800-400-200/1-1-1-1A) | CT1.145OIL800.C004 | ZCAP_ACT | ZCAP | NOS | 3 | 822727.31 | INR
3000 | Northern Zone, Balasore | 3100 | EHT (O&M) Circle, Balasore | 3106 | EHT (O&M) Division, Joda | N162 | 220/132/33 kV T/L S/S S/D Joda | 1000000051 | 132 KV CT(800-400-200/1-1-1-1A) | CT1.145OIL800.C004 | ZCAP_ACT | ZCAP | NOS | 11 | 3016666.82 | INR
3000 | Northern Zone, Balasore | 3100 | EHT (O&M) Circle, Balasore | 3106 | EHT (O&M) Division, Joda | N162 | 220/132/33 kV T/L S/S S/D Joda | 1000000053 | 220KV CT-1200-600-300/1A of 5C with TC | CT1.220OIL1200.A005 | ZCAP_ACT | ZCAP | NOS | 10 | 3122534.5 | INR
3000 | Northern Zone, Balasore | 3100 | EHT (O&M) Circle, Balasore | 3106 | EHT (O&M) Division, Joda | N162 | 220/132/33 kV T/L S/S S/D Joda | 1000000055 | 220KV CT OF 1200-600-300/1-1-1-1A | CT1.220OIL1200.C004 | ZCAP_ACT | ZCAP | NOS | 4 | 1186354.84 | INR
3000 | Northern Zone, Balasore | 3100 | EHT (O&M) Circle, Balasore | 3106 | EHT (O&M) Division, Joda | N162 | 220/132/33 kV T/L S/S S/D Joda | 1000000056 | 220KV CT OF RATIO 600-300-150/1-1-1-1-1A | CT1.220OIL600.C005 | ZCAP_ACT | ZCAP | NOS | 3 | 988399.08 | INR
3000 | Northern Zone, Balasore | 3100 | EHT (O&M) Circle, Balasore | 3106 | EHT (O&M) Division, Joda | N162 | 220/132/33 kV T/L S/S S/D Joda | 1000000057 | 220KV CT RATIO 1200-600-300/1-1-1-1-1A | CT1.245OIL1200.C005 | ZCAP_ACT | ZCAP | NOS | 1 | 312253.45 | INR
3000 | Northern Zone, Balasore | 3100 | EHT (O&M) Circle, Balasore | 3106 | EHT (O&M) Division, Joda | N165 | 132/33 kV S/S S/D Barbil | 1000000058 | 36KV OIL 1200-600-300/1-1-1A CT | CT1.36OIL1200.C003 | ZCAP_ACT | ZCAP | NOS | 3 | 202356 | INR
3000 | Northern Zone, Balasore | 3100 | EHT (O&M) Circle, Balasore | 3106 | EHT (O&M) Division, Joda | N162 | 220/132/33 kV T/L S/S S/D Joda | 1000000063 | 36KV CT OF RATIO 600-300-150/1-1-1A | CT1.36OIL600.C003 | ZCAP_SCRAP | ZCAP | NOS | 2 | 77124 | INR
3000 | Northern Zone, Balasore | 3100 | EHT (O&M) Circle, Balasore | 3106 | EHT (O&M) Division, Joda | N162 | 220/132/33 kV T/L S/S S/D Joda | 1000000063 | 36KV CT OF RATIO 600-300-150/1-1-1A | CT1.36OIL600.C003 | ZCAP_ACT | ZCAP | NOS | 1 | 38562 | INR
3000 | Northern Zone, Balasore | 3100 | EHT (O&M) Circle, Balasore | 3106 | EHT (O&M) Division, Joda | N164 | 132/33 kV T/L S/S S/D Palaspanga | 1000000064 | 36KV CT 800-400-200/1-1-1A 0.2s | CT1.36OIL800.B003 | ZCAP_ACT | ZCAP | NOS | 1 | 71730.72 | INR
3000 | Northern Zone, Balasore | 3100 | EHT (O&M) Circle, Balasore | 3106 | EHT (O&M) Division, Joda | N164 | 132/33 kV T/L S/S S/D Palaspanga | 1000000066 | 33kV CT (800-400-200/1-1-1) | CT1.36OIL800.C003 | ZCAP_ACT | ZCAP | NOS | 1 | 50600.86 | INR
3000 | Northern Zone, Balasore | 3100 | EHT (O&M) Circle, Balasore | 3106 | EHT (O&M) Division, Joda | N165 | 132/33 kV S/S S/D Barbil | 1000000066 | 33kV CT (800-400-200/1-1-1) | CT1.36OIL800.C003 | ZCAP_ACT | ZCAP | NOS | 1 | 50600.85 | INR
3000 | Northern Zone, Balasore | 3100 | EHT (O&M) Circle, Balasore | 3106 | EHT (O&M) Division, Joda | N16B | 220/33 kV GIS S/S Keonjhar | 1000000070 | 220 KV CVT | CVT.220OIL.S.B002 | ZCAP_FREE | ZCAP | NOS | 2 | 0 | INR
3000 | Northern Zone, Balasore | 3100 | EHT (O&M) Circle, Balasore | 3106 | EHT (O&M) Division, Joda | N162 | 220/132/33 kV T/L S/S S/D Joda | 1000000079 | 132KV DI WITH DOUBLE BREAK W/O ES 1250A | ISO.132DI.DB.A003 | ZCAP_ACT | ZCAP | SET | 1 | 211473 | INR
3000 | Northern Zone, Balasore | 3100 | EHT (O&M) Circle, Balasore | 3106 | EHT (O&M) Division, Joda | N162 | 220/132/33 kV T/L S/S S/D Joda | 1000000093 | 220KV SI WITH DB W/O ES OF 1250A | ISO.220SI.DB.A002 | ZCAP_ACT | ZCAP | SET | 1 | 267390 | INR
3000 | Northern Zone, Balasore | 3100 | EHT (O&M) Circle, Balasore | 3106 | EHT (O&M) Division, Joda | N162 | 220/132/33 kV T/L S/S S/D Joda | 1000000093 | 220KV SI WITH DB W/O ES OF 1250A | ISO.220SI.DB.A002 | ZCAP_ACT | ZCAP | SET | 1 | 267390 | INR
3000 | Northern Zone, Balasore | 3100 | EHT (O&M) Circle, Balasore | 3106 | EHT (O&M) Division, Joda | N162 | 220/132/33 kV T/L S/S S/D Joda | 1000000093 | 220KV SI WITH DB W/O ES OF 1250A | ISO.220SI.DB.A002 | ZCAP_ACT | ZCAP | SET | 1 | 267390 | INR
3000 | Northern Zone, Balasore | 3100 | EHT (O&M) Circle, Balasore | 3106 | EHT (O&M) Division, Joda | N162 | 220/132/33 kV T/L S/S S/D Joda | 1000000093 | 220KV SI WITH DB W/O ES OF 1250A | ISO.220SI.DB.A002 | ZCAP_ACT | ZCAP | SET | 1 | 267390 | INR
3000 | Northern Zone, Balasore | 3100 | EHT (O&M) Circle, Balasore | 3106 | EHT (O&M) Division, Joda | N162 | 220/132/33 kV T/L S/S S/D Joda | 1000000093 | 220KV SI WITH DB W/O ES OF 1250A | ISO.220SI.DB.A002 | ZCAP_ACT | ZCAP | SET | 1 | 267390 | INR
3000 | Northern Zone, Balasore | 3100 | EHT (O&M) Circle, Balasore | 3106 | EHT (O&M) Division, Joda | N162 | 220/132/33 kV T/L S/S S/D Joda | 1000000093 | 220KV SI WITH DB W/O ES OF 1250A | ISO.220SI.DB.A002 | ZCAP_ACT | ZCAP | SET | 1 | 267390 | INR
3000 | Northern Zone, Balasore | 3100 | EHT (O&M) Circle, Balasore | 3106 | EHT (O&M) Division, Joda | N162 | 220/132/33 kV T/L S/S S/D Joda | 1000000097 | 220KV SI WITH DB WITH ES OF 1200A | ISO.220SI.DB.B003 | ZCAP_ACT | ZCAP | SET | 1 | 306990 | INR
3000 | Northern Zone, Balasore | 3100 | EHT (O&M) Circle, Balasore | 3106 | EHT (O&M) Division, Joda | N162 | 220/132/33 kV T/L S/S S/D Joda | 1000000097 | 220KV SI WITH DB WITH ES OF 1200A | ISO.220SI.DB.B003 | ZCAP_ACT | ZCAP | SET | 1 | 306990 | INR
3000 | Northern Zone, Balasore | 3100 | EHT (O&M) Circle, Balasore | 3106 | EHT (O&M) Division, Joda | N162 | 220/132/33 kV T/L S/S S/D Joda | 1000000097 | 220KV SI WITH DB WITH ES OF 1200A | ISO.220SI.DB.B003 | ZCAP_ACT | ZCAP | SET | 1 | 306990 | INR
3000 | Northern Zone, Balasore | 3100 | EHT (O&M) Circle, Balasore | 3106 | EHT (O&M) Division, Joda | N162 | 220/132/33 kV T/L S/S S/D Joda | 1000000105 | 33KV DI WITH DB W/O ES OF 1200A | ISO.33DI.DB.A005 | ZCAP_ACT | ZCAP | SET | 1 | 129766.16 | INR
3000 | Northern Zone, Balasore | 3100 | EHT (O&M) Circle, Balasore | 3106 | EHT (O&M) Division, Joda | N164 | 132/33 kV T/L S/S S/D Palaspanga | 1000000108 | 33KV DI WITH DB WITH ES OF 1200A | ISO.33DI.DB.B002 | ZCAP_ACT | ZCAP | SET | 1 | 139591.2 | INR
3000 | Northern Zone, Balasore | 3100 | EHT (O&M) Circle, Balasore | 3106 | EHT (O&M) Division, Joda | N162 | 220/132/33 kV T/L S/S S/D Joda | 1000000108 | 33KV DI WITH DB WITH ES OF 1200A | ISO.33DI.DB.B002 | ZCAP_ACT | ZCAP | SET | 1 | 139591.2 | INR
3000 | Northern Zone, Balasore | 3100 | EHT (O&M) Circle, Balasore | 3106 | EHT (O&M) Division, Joda | N162 | 220/132/33 kV T/L S/S S/D Joda | 1000000108 | 33KV DI WITH DB WITH ES OF 1200A | ISO.33DI.DB.B002 | ZCAP_ACT | ZCAP | SET | 1 | 139591.2 | INR
3000 | Northern Zone, Balasore | 3100 | EHT (O&M) Circle, Balasore | 3106 | EHT (O&M) Division, Joda | N162 | 220/132/33 kV T/L S/S S/D Joda | 1000000113 | 33KV SI W/O ES OF 1250A | ISO.33SI.DB.A002 | ZCAP_ACT | ZCAP | SET | 1 | 57675.11 | INR
3000 | Northern Zone, Balasore | 3100 | EHT (O&M) Circle, Balasore | 3106 | EHT (O&M) Division, Joda | N162 | 220/132/33 kV T/L S/S S/D Joda | 1000000113 | 33KV SI W/O ES OF 1250A | ISO.33SI.DB.A002 | ZCAP_ACT | ZCAP | SET | 1 | 57675.11 | INR
3000 | Northern Zone, Balasore | 3100 | EHT (O&M) Circle, Balasore | 3106 | EHT (O&M) Division, Joda | N162 | 220/132/33 kV T/L S/S S/D Joda | 1000000118 | 132KV OIL SP 2C IVT/PT | IVT.132OIL.S.B004 | ZCAP_ACT | ZCAP | NOS | 1 | 95768.36 | INR
3000 | Northern Zone, Balasore | 3100 | EHT (O&M) Circle, Balasore | 3106 | EHT (O&M) Division, Joda | N164 | 132/33 kV T/L S/S S/D Palaspanga | 1000000118 | 132KV OIL SP 2C IVT/PT | IVT.132OIL.S.B004 | ZCAP_ACT | ZCAP | NOS | 1 | 95768.36 | INR
3000 | Northern Zone, Balasore | 3100 | EHT (O&M) Circle, Balasore | 3106 | EHT (O&M) Division, Joda | N162 | 220/132/33 kV T/L S/S S/D Joda | 1000000119 | 132KV OIL SP 3C IVT/PT | IVT.132OIL.S.C003 | ZCAP_ACT | ZCAP | NOS | 3 | 375416.91 | INR
3000 | Northern Zone, Balasore | 3100 | EHT (O&M) Circle, Balasore | 3106 | EHT (O&M) Division, Joda | N16A | 220/33 kV T/L S/S S/D Telkoi | 1000000120 | 220KV OIL 2C IVT/PT | IVT.220OIL.S.B003 | ZCAP_ACT | ZCAP | NOS | 2 | 143727.31 | INR
3000 | Northern Zone, Balasore | 3100 | EHT (O&M) Circle, Balasore | 3106 | EHT (O&M) Division, Joda | N162 | 220/132/33 kV T/L S/S S/D Joda | 1000000120 | 220KV OIL 2C IVT/PT | IVT.220OIL.S.B003 | ZCAP_ACT | ZCAP | NOS | 5 | 359318.29 | INR
3000 | Northern Zone, Balasore | 3100 | EHT (O&M) Circle, Balasore | 3106 | EHT (O&M) Division, Joda | N162 | 220/132/33 kV T/L S/S S/D Joda | 1000000122 | 36KV 2C SP IVT/PT | IVT.36OIL.S.B003 | ZCAP_ACT | ZCAP | NOS | 1 | 40357.23 | INR
3000 | Northern Zone, Balasore | 3100 | EHT (O&M) Circle, Balasore | 3106 | EHT (O&M) Division, Joda | N164 | 132/33 kV T/L S/S S/D Palaspanga | 1000000122 | 36KV 2C SP IVT/PT | IVT.36OIL.S.B003 | ZCAP_ACT | ZCAP | NOS | 1 | 40357.22 | INR
3000 | Northern Zone, Balasore | 3100 | EHT (O&M) Circle, Balasore | 3106 | EHT (O&M) Division, Joda | N162 | 220/132/33 kV T/L S/S S/D Joda | 1000000123 | 36KV POLY DRY TYPE SP 1C IVT | IVT.36POL.S.A001 | ZCAP_US | ZCAP | NOS | 1 | 20000 | INR
3000 | Northern Zone, Balasore | 3100 | EHT (O&M) Circle, Balasore | 3106 | EHT (O&M) Division, Joda | N164 | 132/33 kV T/L S/S S/D Palaspanga | 1000000123 | 36KV POLY DRY TYPE SP 1C IVT | IVT.36POL.S.A001 | ZCAP_US | ZCAP | NOS | 3 | 60000 | INR
3000 | Northern Zone, Balasore | 3100 | EHT (O&M) Circle, Balasore | 3106 | EHT (O&M) Division, Joda | N162 | 220/132/33 kV T/L S/S S/D Joda | 1000000130 | 132KV SURGE ARRESTER OF 120 KV | SA.145MO.GL.A001 | ZCAP_US | ZCAP | NOS | 6 | 6 | INR
3000 | Northern Zone, Balasore | 3100 | EHT (O&M) Circle, Balasore | 3106 | EHT (O&M) Division, Joda | N162 | 220/132/33 kV T/L S/S S/D Joda | 1000000130 | 132KV SURGE ARRESTER OF 120 KV | SA.145MO.GL.A001 | ZCAP_ACT | ZCAP | NOS | 5 | 133834.85 | INR
3000 | Northern Zone, Balasore | 3100 | EHT (O&M) Circle, Balasore | 3106 | EHT (O&M) Division, Joda | N164 | 132/33 kV T/L S/S S/D Palaspanga | 1000000130 | 132KV SURGE ARRESTER OF 120 KV | SA.145MO.GL.A001 | ZCAP_ACT | ZCAP | NOS | 5 | 133834.85 | INR
3000 | Northern Zone, Balasore | 3100 | EHT (O&M) Circle, Balasore | 3106 | EHT (O&M) Division, Joda | N162 | 220/132/33 kV T/L S/S S/D Joda | 1000000132 | 220KV MO WITH RING SURGE ARRESTER | SA.245MO.WR.A005 | ZCAP_ACT | ZCAP | NOS | 1 | 57815.75 | INR
3000 | Northern Zone, Balasore | 3100 | EHT (O&M) Circle, Balasore | 3106 | EHT (O&M) Division, Joda | N164 | 132/33 kV T/L S/S S/D Palaspanga | 1000000133 | 30KV MO SURGE ARRESTER | SA.30MO.A001 | ZCAP_ACT | ZCAP | NOS | 1 | 10869.78 | INR
3000 | Northern Zone, Balasore | 3100 | EHT (O&M) Circle, Balasore | 3106 | EHT (O&M) Division, Joda | N16B | 220/33 kV GIS S/S Keonjhar | 1000000133 | 30KV MO SURGE ARRESTER | SA.30MO.A001 | ZCAP_FREE | ZCAP | NOS | 3 | 0 | INR
3000 | Northern Zone, Balasore | 3100 | EHT (O&M) Circle, Balasore | 3106 | EHT (O&M) Division, Joda | N16D | 132/33 kV S/S S/D Dhenkikote | 1000000134 | 36KV MO W/O SURGE ARRESTER | SA.36MO.WOR.A001 | ZCAP_ACT | ZCAP | NOS | 1 | 10869.37 | INR
3000 | Northern Zone, Balasore | 3100 | EHT (O&M) Circle, Balasore | 3106 | EHT (O&M) Division, Joda | N162 | 220/132/33 kV T/L S/S S/D Joda | 1000000134 | 36KV MO W/O SURGE ARRESTER | SA.36MO.WOR.A001 | ZCAP_ACT | ZCAP | NOS | 4 | 43477.49 | INR
3000 | Northern Zone, Balasore | 3100 | EHT (O&M) Circle, Balasore | 3106 | EHT (O&M) Division, Joda | N16A | 220/33 kV T/L S/S S/D Telkoi | 1000000236 | 220 KV OB type Tower with stub & cleat | TWR.220OB.L.A003 | ZCAP_ACT | ZCAP | MT | 13.547 | 1482005.28 | INR
3000 | Northern Zone, Balasore | 3100 | EHT (O&M) Circle, Balasore | 3106 | EHT (O&M) Division, Joda | N16C | 400 kV Line S/D Keonjhar | 1000000247 | 400 KV DA TYPE TOWER STRUCTURE | TWR.400DA.L.D001 | ZCAP_ACT | ZCAP | MT | 135.255 | 2211419.25 | INR
3000 | Northern Zone, Balasore | 3100 | EHT (O&M) Circle, Balasore | 3106 | EHT (O&M) Division, Joda | N16C | 400 kV Line S/D Keonjhar | 1000000271 | 400 KV DD TYPE KEC DESIGN TOWER | TWR.400DD.L.D001 | ZCAP_ACT | ZCAP | MT | 16.35 | 264749.34 | INR
3000 | Northern Zone, Balasore | 3100 | EHT (O&M) Circle, Balasore | 3106 | EHT (O&M) Division, Joda | N16C | 400 kV Line S/D Keonjhar | 1000000272 | NORMAL 400KV DD TYPE (JYOTI) MS TOWER | TWR.400DD.L.D002 | ZCAP_ACT | ZCAP | MT | 30.088 | 2215007.85 | INR
3000 | Northern Zone, Balasore | 3100 | EHT (O&M) Circle, Balasore | 3106 | EHT (O&M) Division, Joda | N16C | 400 kV Line S/D Keonjhar | 1000000273 | 400 KV DD TYPE STUB (JYOTI DESIGN.)(MS) | TWR.400DD.STUB.A001 | ZCAP_ACT | ZCAP | MT | 1.802 | 132688.45 | INR
3000 | Northern Zone, Balasore | 3100 | EHT (O&M) Circle, Balasore | 3106 | EHT (O&M) Division, Joda | N16A | 220/33 kV T/L S/S S/D Telkoi | 1000000280 | 36KV 2CORE NCTOF PRIMARY CURRENT 1200A | CT.36NCT1200.A001 | ZCAP_ACT | ZCAP | NOS | 2 | 121248.68 | INR
3000 | Northern Zone, Balasore | 3100 | EHT (O&M) Circle, Balasore | 3106 | EHT (O&M) Division, Joda | N162 | 220/132/33 kV T/L S/S S/D Joda | 1000000284 | 220KV SI WITH DB SI W/O ES 2500A | ISO.220SI.DB.E002 | ZCAP_ACT | ZCAP | SET | 1 | 680956.1 | INR
3000 | Northern Zone, Balasore | 3100 | EHT (O&M) Circle, Balasore | 3106 | EHT (O&M) Division, Joda | N162 | 220/132/33 kV T/L S/S S/D Joda | 1000000284 | 220KV SI WITH DB SI W/O ES 2500A | ISO.220SI.DB.E002 | ZCAP_ACT | ZCAP | SET | 1 | 680956.1 | INR
3000 | Northern Zone, Balasore | 3100 | EHT (O&M) Circle, Balasore | 3106 | EHT (O&M) Division, Joda | N162 | 220/132/33 kV T/L S/S S/D Joda | 1000000284 | 220KV SI WITH DB SI W/O ES 2500A | ISO.220SI.DB.E002 | ZCAP_ACT | ZCAP | SET | 1 | 680956.1 | INR
3000 | Northern Zone, Balasore | 3100 | EHT (O&M) Circle, Balasore | 3106 | EHT (O&M) Division, Joda | N162 | 220/132/33 kV T/L S/S S/D Joda | 1000000284 | 220KV SI WITH DB SI W/O ES 2500A | ISO.220SI.DB.E002 | ZCAP_ACT | ZCAP | SET | 1 | 680956.1 | INR
3000 | Northern Zone, Balasore | 3100 | EHT (O&M) Circle, Balasore | 3106 | EHT (O&M) Division, Joda | N162 | 220/132/33 kV T/L S/S S/D Joda | 1000000284 | 220KV SI WITH DB SI W/O ES 2500A | ISO.220SI.DB.E002 | ZCAP_ACT | ZCAP | SET | 1 | 680956.1 | INR
3000 | Northern Zone, Balasore | 3100 | EHT (O&M) Circle, Balasore | 3106 | EHT (O&M) Division, Joda | N162 | 220/132/33 kV T/L S/S S/D Joda | 1000000284 | 220KV SI WITH DB SI W/O ES 2500A | ISO.220SI.DB.E002 | ZCAP_ACT | ZCAP | SET | 1 | 680956.1 | INR
3000 | Northern Zone, Balasore | 3100 | EHT (O&M) Circle, Balasore | 3106 | EHT (O&M) Division, Joda | N162 | 220/132/33 kV T/L S/S S/D Joda | 1000000284 | 220KV SI WITH DB SI W/O ES 2500A | ISO.220SI.DB.E002 | ZCAP_ACT | ZCAP | SET | 1 | 680956.1 | INR
3000 | Northern Zone, Balasore | 3100 | EHT (O&M) Circle, Balasore | 3106 | EHT (O&M) Division, Joda | N162 | 220/132/33 kV T/L S/S S/D Joda | 1000000284 | 220KV SI WITH DB SI W/O ES 2500A | ISO.220SI.DB.E002 | ZCAP_ACT | ZCAP | SET | 1 | 680956.1 | INR
3000 | Northern Zone, Balasore | 3100 | EHT (O&M) Circle, Balasore | 3106 | EHT (O&M) Division, Joda | N162 | 220/132/33 kV T/L S/S S/D Joda | 1000000284 | 220KV SI WITH DB SI W/O ES 2500A | ISO.220SI.DB.E002 | ZCAP_ACT | ZCAP | SET | 1 | 680956.1 | INR
3000 | Northern Zone, Balasore | 3100 | EHT (O&M) Circle, Balasore | 3106 | EHT (O&M) Division, Joda | N16D | 132/33 kV S/S S/D Dhenkikote | 1000000301 | 10 PAIR TELEPHONE AJF | CBLE.TEL.AJF.A010 | ZCAP_ACT | ZCAP | KM | 0.5 | 14690.64 | INR
3000 | Northern Zone, Balasore | 3100 | EHT (O&M) Circle, Balasore | 3106 | EHT (O&M) Division, Joda | N16A | 220/33 kV T/L S/S S/D Telkoi | 1000000314 | 1.5 MM MS 10 C CONTROL CABLE UAR | CBLE.CTRL.UAR.A010 | ZCAP_ACT | ZCAP | KM | 0.54 | 71411 | INR
3000 | Northern Zone, Balasore | 3100 | EHT (O&M) Circle, Balasore | 3106 | EHT (O&M) Division, Joda | N16A | 220/33 kV T/L S/S S/D Telkoi | 1000000330 | "24 F OPGW CABLE" | OPGW.DWSM.24F.A001 | ZCAP_ACT | ZCAP | KM | 0.054 | 10033.18 | INR
3000 | Northern Zone, Balasore | 3100 | EHT (O&M) Circle, Balasore | 3106 | EHT (O&M) Division, Joda | N16B | 220/33 kV GIS S/S Keonjhar | 1000000330 | "24 F OPGW CABLE" | OPGW.DWSM.24F.A001 | ZCAP_ACT | ZCAP | KM | 1.35 | 250829.53 | INR
3000 | Northern Zone, Balasore | 3100 | EHT (O&M) Circle, Balasore | 3106 | EHT (O&M) Division, Joda | N16A | 220/33 kV T/L S/S S/D Telkoi | 1000000331 | 48 F OPGW CABLE | OPGW.DWSM.48F.A001 | ZCAP_ACT | ZCAP | KM | 1.224 | 298529.53 | INR
3000 | Northern Zone, Balasore | 3100 | EHT (O&M) Circle, Balasore | 3106 | EHT (O&M) Division, Joda | N16A | 220/33 kV T/L S/S S/D Telkoi | 1000000345 | 48 FIBRE OPGW WITH HARD WARE FITTINGS | OPGW.HWF.48F.A001 | ZCAP_ACT | ZCAP | KM | 1.224 | 146332.9 | INR
3000 | Northern Zone, Balasore | 3100 | EHT (O&M) Circle, Balasore | 3106 | EHT (O&M) Division, Joda | N16A | 220/33 kV T/L S/S S/D Telkoi | 2000000022 | SILICAGEL | CNSM.SILICAGEL.A001 | ZCON_ACT | ZCON | KG | 10 | 2611.23 | INR
3000 | Northern Zone, Balasore | 3100 | EHT (O&M) Circle, Balasore | 3106 | EHT (O&M) Division, Joda | N164 | 132/33 kV T/L S/S S/D Palaspanga | 2000000022 | SILICAGEL | CNSM.SILICAGEL.A001 | ZCON_ACT | ZCON | KG | 79.75 | 20824.58 | INR
3000 | Northern Zone, Balasore | 3100 | EHT (O&M) Circle, Balasore | 3106 | EHT (O&M) Division, Joda | N163 | 220 kV Line S/D Joda | 2000000027 | Brass Full way Valve of different size | CVL.BRS.CHKVLV.A006 | ZCON_ACT | ZCON | NOS | 5 | 3800 | INR
3000 | Northern Zone, Balasore | 3100 | EHT (O&M) Circle, Balasore | 3106 | EHT (O&M) Division, Joda | N162 | 220/132/33 kV T/L S/S S/D Joda | 2000000095 | HRC FUSE 16 AMP | ILWR.FUSE.A006 | ZCON_ACT | ZCON | NOS | 20 | 3580 | INR
3000 | Northern Zone, Balasore | 3100 | EHT (O&M) Circle, Balasore | 3106 | EHT (O&M) Division, Joda | N162 | 220/132/33 kV T/L S/S S/D Joda | 2000000096 | HRC FUSE OF DIFFERENT RATINGS | ILWR.FUSE.B001 | ZCON_ACT | ZCON | NOS | 3 | 533.48 | INR
3000 | Northern Zone, Balasore | 3100 | EHT (O&M) Circle, Balasore | 3106 | EHT (O&M) Division, Joda | N16A | 220/33 kV T/L S/S S/D Telkoi | 2000000096 | HRC FUSE OF DIFFERENT RATINGS | ILWR.FUSE.B001 | ZCON_ACT | ZCON | NOS | 20 | 3556.52 | INR
3000 | Northern Zone, Balasore | 3100 | EHT (O&M) Circle, Balasore | 3106 | EHT (O&M) Division, Joda | N16A | 220/33 kV T/L S/S S/D Telkoi | 2000000097 | HRC FUSE 4A | ILWR.FUSE.B002 | ZCON_ACT | ZCON | NOS | 20 | 1485 | INR
3000 | Northern Zone, Balasore | 3100 | EHT (O&M) Circle, Balasore | 3106 | EHT (O&M) Division, Joda | N162 | 220/132/33 kV T/L S/S S/D Joda | 2000000097 | HRC FUSE 4A | ILWR.FUSE.B002 | ZCON_ACT | ZCON | NOS | 15 | 1113.75 | INR
3000 | Northern Zone, Balasore | 3100 | EHT (O&M) Circle, Balasore | 3106 | EHT (O&M) Division, Joda | N162 | 220/132/33 kV T/L S/S S/D Joda | 2000000098 | HRC FUSE 6A | ILWR.FUSE.B003 | ZCON_ACT | ZCON | NOS | 12 | 889.38 | INR
3000 | Northern Zone, Balasore | 3100 | EHT (O&M) Circle, Balasore | 3106 | EHT (O&M) Division, Joda | N16A | 220/33 kV T/L S/S S/D Telkoi | 2000000098 | HRC FUSE 6A | ILWR.FUSE.B003 | ZCON_ACT | ZCON | NOS | 38 | 2816.39 | INR
3000 | Northern Zone, Balasore | 3100 | EHT (O&M) Circle, Balasore | 3106 | EHT (O&M) Division, Joda | N162 | 220/132/33 kV T/L S/S S/D Joda | 2000000099 | HRC FUSE 10A | ILWR.FUSE.B004 | ZCON_ACT | ZCON | NOS | 10 | 741.43 | INR
3000 | Northern Zone, Balasore | 3100 | EHT (O&M) Circle, Balasore | 3106 | EHT (O&M) Division, Joda | N16A | 220/33 kV T/L S/S S/D Telkoi | 2000000099 | HRC FUSE 10A | ILWR.FUSE.B004 | ZCON_ACT | ZCON | NOS | 23 | 1705.28 | INR
3000 | Northern Zone, Balasore | 3100 | EHT (O&M) Circle, Balasore | 3106 | EHT (O&M) Division, Joda | N16A | 220/33 kV T/L S/S S/D Telkoi | 2000000101 | HRC FUSE 16A | ILWR.FUSE.B006 | ZCON_ACT | ZCON | NOS | 19 | 1406 | INR
3000 | Northern Zone, Balasore | 3100 | EHT (O&M) Circle, Balasore | 3106 | EHT (O&M) Division, Joda | N16A | 220/33 kV T/L S/S S/D Telkoi | 2000000109 | FUSE HOLDER | ILWR.FUSE.E001 | ZCON_ACT | ZCON | NOS | 10 | 1790 | INR
3000 | Northern Zone, Balasore | 3100 | EHT (O&M) Circle, Balasore | 3106 | EHT (O&M) Division, Joda | N162 | 220/132/33 kV T/L S/S S/D Joda | 2000000113 | KITKAT Fuse with Base of rating:320A | ILWR.FUSE.G006 | ZCON_ACT | ZCON | NOS | 6 | 14400 | INR
3000 | Northern Zone, Balasore | 3100 | EHT (O&M) Circle, Balasore | 3106 | EHT (O&M) Division, Joda | N163 | 220 kV Line S/D Joda | 2000000159 | LED based Flood light fitting | ILWR.LED.FT.A012 | ZCON_ACT | ZCON | NOS | 1 | 1400 | INR
3000 | Northern Zone, Balasore | 3100 | EHT (O&M) Circle, Balasore | 3106 | EHT (O&M) Division, Joda | N162 | 220/132/33 kV T/L S/S S/D Joda | 2000000161 | LED LIGHTING FIXTURES | ILWR.LED.LGT.A001 | ZCON_ACT | ZCON | NOS | 5 | 30090 | INR
3000 | Northern Zone, Balasore | 3100 | EHT (O&M) Circle, Balasore | 3106 | EHT (O&M) Division, Joda | N162 | 220/132/33 kV T/L S/S S/D Joda | 2000000176 | 20A two pole (DP) MCB | ILWR.MCB.C005 | ZCON_ACT | ZCON | NOS | 32 | 20956.8 | INR
3000 | Northern Zone, Balasore | 3100 | EHT (O&M) Circle, Balasore | 3106 | EHT (O&M) Division, Joda | N163 | 220 kV Line S/D Joda | 2000000231 | HAND GLOVES STORAGE BAG | MISC.GLOVES.B001 | ZCON_US | ZCON | PAA | 2 | 451.3 | INR
3000 | Northern Zone, Balasore | 3100 | EHT (O&M) Circle, Balasore | 3106 | EHT (O&M) Division, Joda | N162 | 220/132/33 kV T/L S/S S/D Joda | 2000000244 | OIL SAMPLING BOTTLE / CONTAINER | MISC.OILSMPBOT.A001 | ZCON_ACT | ZCON | NOS | 4 | 4 | INR
3000 | Northern Zone, Balasore | 3100 | EHT (O&M) Circle, Balasore | 3106 | EHT (O&M) Division, Joda | N162 | 220/132/33 kV T/L S/S S/D Joda | 2000000253 | HRC FUSE 400 AMP | ILWR.FUSE.B010 | ZCON_ACT | ZCON | NOS | 2 | 2244 | INR
3000 | Northern Zone, Balasore | 3100 | EHT (O&M) Circle, Balasore | 3106 | EHT (O&M) Division, Joda | N16B | 220/33 kV GIS S/S Keonjhar | 2000000258 | CAT-6 cable | CBLE.CAT6.A001 | ZCON_ACT | ZCON | M | 140 | 3486 | INR
3000 | Northern Zone, Balasore | 3100 | EHT (O&M) Circle, Balasore | 3106 | EHT (O&M) Division, Joda | N162 | 220/132/33 kV T/L S/S S/D Joda | 3000000019 | HV BUSHING WITH ROD FOR 40MVA AREVA Tfr | BUSH.132ARVA.AA06 | ZSPR_US | ZSPR | NOS | 2 | 2001 | INR
3000 | Northern Zone, Balasore | 3100 | EHT (O&M) Circle, Balasore | 3106 | EHT (O&M) Division, Joda | N162 | 220/132/33 kV T/L S/S S/D Joda | 3000000020 | HV BUSHING W/o ROD FOR 40MVA AREVA Tfr | BUSH.132ARVA.AB06 | ZSPR_ACT | ZSPR | NOS | 1 | 91271.5 | INR
3000 | Northern Zone, Balasore | 3100 | EHT (O&M) Circle, Balasore | 3106 | EHT (O&M) Division, Joda | N16B | 220/33 kV GIS S/S Keonjhar | 3000000054 | BUSHING W/OROD OF 40MVA 220/33KV TR Tfr | BUSH.220TR.AB06 | ZSPR_ACT | ZSPR | NOS | 2 | 229500 | INR
3000 | Northern Zone, Balasore | 3100 | EHT (O&M) Circle, Balasore | 3106 | EHT (O&M) Division, Joda | N16B | 220/33 kV GIS S/S Keonjhar | 3000000057 | HV N BUSHING WITH ROD of 40MVA TR Tfr | BUSH.220TR.EB04 | ZSPR_ACT | ZSPR | SET | 2 | 41310 | INR
3000 | Northern Zone, Balasore | 3100 | EHT (O&M) Circle, Balasore | 3106 | EHT (O&M) Division, Joda | N162 | 220/132/33 kV T/L S/S S/D Joda | 3000000060 | LV BUSHING W/O ROD FOR 40MVA AREVA Tfr | BUSH.33ARVA.BB06 | ZSPR_ACT | ZSPR | NOS | 1 | 26845 | INR
3000 | Northern Zone, Balasore | 3100 | EHT (O&M) Circle, Balasore | 3106 | EHT (O&M) Division, Joda | N164 | 132/33 kV T/L S/S S/D Palaspanga | 3000000063 | N BUSHING W/O ROD FOR 40MVA AREVA Tfr | BUSH.33ARVA.BD06 | ZSPR_ACT | ZSPR | NOS | 1 | 48320.5 | INR
3000 | Northern Zone, Balasore | 3100 | EHT (O&M) Circle, Balasore | 3106 | EHT (O&M) Division, Joda | N16B | 220/33 kV GIS S/S Keonjhar | 3000000084 | 33kV BUSHING&Rod-40MVA TR Tfr | BUSH.33TR.EB01 | ZSPR_ACT | ZSPR | NOS | 2 | 22950 | INR
3000 | Northern Zone, Balasore | 3100 | EHT (O&M) Circle, Balasore | 3106 | EHT (O&M) Division, Joda | N16B | 220/33 kV GIS S/S Keonjhar | 3000000085 | LV NEUTRAL BUSHING FOR 40MVA TR Tfr | BUSH.33TR.EB03 | ZSPR_ACT | ZSPR | SET | 2 | 18360 | INR
3000 | Northern Zone, Balasore | 3100 | EHT (O&M) Circle, Balasore | 3106 | EHT (O&M) Division, Joda | N16D | 132/33 kV S/S S/D Dhenkikote | 3000000104 | 75 OHM HF COAXIAL CABLE | CBLE.COX.AR.G001 | ZSPR_ACT | ZSPR | KM | 0.554 | 24415.84 | INR
3000 | Northern Zone, Balasore | 3100 | EHT (O&M) Circle, Balasore | 3106 | EHT (O&M) Division, Joda | N16A | 220/33 kV T/L S/S S/D Telkoi | 3000000107 | 2.5SQMM 4C CONTROL CABLE | CBLE.CTRL.AR.C004 | ZSPR_ACT | ZSPR | KM | 0.021 | 1816.92 | INR
3000 | Northern Zone, Balasore | 3100 | EHT (O&M) Circle, Balasore | 3106 | EHT (O&M) Division, Joda | N16A | 220/33 kV T/L S/S S/D Telkoi | 3000000111 | 2.5SQMM 12C CONTROL CABLE | CBLE.CTRL.AR.C012 | ZSPR_ACT | ZSPR | KM | 0.958 | 209587.9 | INR
3000 | Northern Zone, Balasore | 3100 | EHT (O&M) Circle, Balasore | 3106 | EHT (O&M) Division, Joda | N164 | 132/33 kV T/L S/S S/D Palaspanga | 3000000111 | 2.5SQMM 12C CONTROL CABLE | CBLE.CTRL.AR.C012 | ZSPR_ACT | ZSPR | KM | 0.154 | 33691.58 | INR
3000 | Northern Zone, Balasore | 3100 | EHT (O&M) Circle, Balasore | 3106 | EHT (O&M) Division, Joda | N16A | 220/33 kV T/L S/S S/D Telkoi | 3000000112 | 2.5SQMM 16C CONTROL CABLE | CBLE.CTRL.AR.C016 | ZSPR_ACT | ZSPR | KM | 1.485 | 455839.93 | INR
3000 | Northern Zone, Balasore | 3100 | EHT (O&M) Circle, Balasore | 3106 | EHT (O&M) Division, Joda | N16B | 220/33 kV GIS S/S Keonjhar | 3000000112 | 2.5SQMM 16C CONTROL CABLE | CBLE.CTRL.AR.C016 | ZSPR_ACT | ZSPR | KM | 0.04 | 12278.52 | INR
3000 | Northern Zone, Balasore | 3100 | EHT (O&M) Circle, Balasore | 3106 | EHT (O&M) Division, Joda | N165 | 132/33 kV S/S S/D Barbil | 3000000116 | 4C X 2.5SQMM CONTROL ARMOURED CABLE | CBLE.CTRL.AR.D004 | ZSPR_ACT | ZSPR | KM | 0.071 | 3248.96 | INR
3000 | Northern Zone, Balasore | 3100 | EHT (O&M) Circle, Balasore | 3106 | EHT (O&M) Division, Joda | N165 | 132/33 kV S/S S/D Barbil | 3000000117 | 2.5 SQMM MSTRAND 5C AR CCABLE | CBLE.CTRL.AR.D005 | ZSPR_ACT | ZSPR | KM | 0.028 | 13664 | INR
3000 | Northern Zone, Balasore | 3100 | EHT (O&M) Circle, Balasore | 3106 | EHT (O&M) Division, Joda | N165 | 132/33 kV S/S S/D Barbil | 3000000119 | 2.5 SQMM 7C CONTROL CABLE AR | CBLE.CTRL.AR.D007 | ZSPR_ACT | ZSPR | KM | 0.324 | 169776 | INR
3000 | Northern Zone, Balasore | 3100 | EHT (O&M) Circle, Balasore | 3106 | EHT (O&M) Division, Joda | N16B | 220/33 kV GIS S/S Keonjhar | 3000000122 | 2.5sq.mm Control cable 10core | CBLE.CTRL.AR.D010 | ZSPR_ACT | ZSPR | KM | 0.5 | 125565 | INR
3000 | Northern Zone, Balasore | 3100 | EHT (O&M) Circle, Balasore | 3106 | EHT (O&M) Division, Joda | N164 | 132/33 kV T/L S/S S/D Palaspanga | 3000000125 | 2.5 SQMM 16C CONTROL CABLE CU | CBLE.CTRL.AR.D016 | ZSPR_ACT | ZSPR | KM | 0.04 | 40000 | INR
3000 | Northern Zone, Balasore | 3100 | EHT (O&M) Circle, Balasore | 3106 | EHT (O&M) Division, Joda | N162 | 220/132/33 kV T/L S/S S/D Joda | 3000000135 | 2.5 SQMM 4C CONTROL CABLE | CBLE.CTRL.UAR.C004 | ZSPR_ACT | ZSPR | KM | 0.9 | 41184 | INR
3000 | Northern Zone, Balasore | 3100 | EHT (O&M) Circle, Balasore | 3106 | EHT (O&M) Division, Joda | N165 | 132/33 kV S/S S/D Barbil | 3000000139 | 2.5 SQMM 10C CONTROL CABLE | CBLE.CTRL.UAR.C010 | ZSPR_ACT | ZSPR | KM | 1.124 | 236079.11 | INR
3000 | Northern Zone, Balasore | 3100 | EHT (O&M) Circle, Balasore | 3106 | EHT (O&M) Division, Joda | N16A | 220/33 kV T/L S/S S/D Telkoi | 3000000139 | 2.5 SQMM 10C CONTROL CABLE | CBLE.CTRL.UAR.C010 | ZSPR_ACT | ZSPR | KM | 0.021 | 4410.73 | INR
3000 | Northern Zone, Balasore | 3100 | EHT (O&M) Circle, Balasore | 3106 | EHT (O&M) Division, Joda | N16D | 132/33 kV S/S S/D Dhenkikote | 3000000140 | 2.5 SQMM 12C CONTROL CABLE | CBLE.CTRL.UAR.C012 | ZSPR_ACT | ZSPR | KM | 0.671 | 192194.62 | INR
3000 | Northern Zone, Balasore | 3100 | EHT (O&M) Circle, Balasore | 3106 | EHT (O&M) Division, Joda | N164 | 132/33 kV T/L S/S S/D Palaspanga | 3000000145 | 2C X 2.5SQMM CONTROL UNARMOURED CABLE | CBLE.CTRL.UAR.D002 | ZSPR_ACT | ZSPR | KM | 0.241 | 15151.55 | INR
3000 | Northern Zone, Balasore | 3100 | EHT (O&M) Circle, Balasore | 3106 | EHT (O&M) Division, Joda | N165 | 132/33 kV S/S S/D Barbil | 3000000152 | 16CX2.5SQMM CONTROL UNARMOURED CABLE | CBLE.CTRL.UAR.D016 | ZSPR_ACT | ZSPR | KM | 6.138 | 2017499.22 | INR
3000 | Northern Zone, Balasore | 3100 | EHT (O&M) Circle, Balasore | 3106 | EHT (O&M) Division, Joda | N162 | 220/132/33 kV T/L S/S S/D Joda | 3000000152 | 16CX2.5SQMM CONTROL UNARMOURED CABLE | CBLE.CTRL.UAR.D016 | ZSPR_ACT | ZSPR | KM | 2 | 657380 | INR
3000 | Northern Zone, Balasore | 3100 | EHT (O&M) Circle, Balasore | 3106 | EHT (O&M) Division, Joda | N165 | 132/33 kV S/S S/D Barbil | 3000000153 | 19CX2.5SQMM CONTROL UR CABLE | CBLE.CTRL.UAR.D019 | ZSPR_ACT | ZSPR | KM | 0.65 | 223516.26 | INR
3000 | Northern Zone, Balasore | 3100 | EHT (O&M) Circle, Balasore | 3106 | EHT (O&M) Division, Joda | N16B | 220/33 kV GIS S/S Keonjhar | 3000000153 | 19CX2.5SQMM CONTROL UR CABLE | CBLE.CTRL.UAR.D019 | ZSPR_ACT | ZSPR | KM | 0.125 | 42983.9 | INR
3000 | Northern Zone, Balasore | 3100 | EHT (O&M) Circle, Balasore | 3106 | EHT (O&M) Division, Joda | N162 | 220/132/33 kV T/L S/S S/D Joda | 3000000153 | 19CX2.5SQMM CONTROL UR CABLE | CBLE.CTRL.UAR.D019 | ZSPR_ACT | ZSPR | KM | 0.5 | 171935.59 | INR
3000 | Northern Zone, Balasore | 3100 | EHT (O&M) Circle, Balasore | 3106 | EHT (O&M) Division, Joda | N16B | 220/33 kV GIS S/S Keonjhar | 3000000186 | 1Cx120SQMM AL POWER CABLE | CBLE.PWR.AL.AR.A008 | ZSPR_ACT | ZSPR | KM | 0.015 | 11286.64 | INR
3000 | Northern Zone, Balasore | 3100 | EHT (O&M) Circle, Balasore | 3106 | EHT (O&M) Division, Joda | N16A | 220/33 kV T/L S/S S/D Telkoi | 3000000186 | 1Cx120SQMM AL POWER CABLE | CBLE.PWR.AL.AR.A008 | ZSPR_ACT | ZSPR | KM | 0.499 | 375468.79 | INR
3000 | Northern Zone, Balasore | 3100 | EHT (O&M) Circle, Balasore | 3106 | EHT (O&M) Division, Joda | N16D | 132/33 kV S/S S/D Dhenkikote | 3000000189 | 2Cx10SQMM AL POWER CABLE | CBLE.PWR.AL.AR.A013 | ZSPR_ACT | ZSPR | KM | 1.029 | 67377.26 | INR
3000 | Northern Zone, Balasore | 3100 | EHT (O&M) Circle, Balasore | 3106 | EHT (O&M) Division, Joda | N16B | 220/33 kV GIS S/S Keonjhar | 3000000189 | 2Cx10SQMM AL POWER CABLE | CBLE.PWR.AL.AR.A013 | ZSPR_ACT | ZSPR | KM | 0.102 | 6678.79 | INR
3000 | Northern Zone, Balasore | 3100 | EHT (O&M) Circle, Balasore | 3106 | EHT (O&M) Division, Joda | N16D | 132/33 kV S/S S/D Dhenkikote | 3000000193 | 3.5Cx35 Sqmm AL PWR cable | CBLE.PWR.AL.AR.D004 | ZSPR_ACT | ZSPR | KM | 0.133 | 21425.7 | INR
3000 | Northern Zone, Balasore | 3100 | EHT (O&M) Circle, Balasore | 3106 | EHT (O&M) Division, Joda | N16A | 220/33 kV T/L S/S S/D Telkoi | 3000000193 | 3.5Cx35 Sqmm AL PWR cable | CBLE.PWR.AL.AR.D004 | ZSPR_ACT | ZSPR | KM | 0.025 | 4027.39 | INR
3000 | Northern Zone, Balasore | 3100 | EHT (O&M) Circle, Balasore | 3106 | EHT (O&M) Division, Joda | N16B | 220/33 kV GIS S/S Keonjhar | 3000000193 | 3.5Cx35 Sqmm AL PWR cable | CBLE.PWR.AL.AR.D004 | ZSPR_ACT | ZSPR | KM | 0.248 | 39951.67 | INR
3000 | Northern Zone, Balasore | 3100 | EHT (O&M) Circle, Balasore | 3106 | EHT (O&M) Division, Joda | N16A | 220/33 kV T/L S/S S/D Telkoi | 3000000195 | 3.5Cx70 Sqmm AL PWR cable | CBLE.PWR.AL.AR.D006 | ZSPR_ACT | ZSPR | KM | 0.045 | 12027.7 | INR
3000 | Northern Zone, Balasore | 3100 | EHT (O&M) Circle, Balasore | 3106 | EHT (O&M) Division, Joda | N16B | 220/33 kV GIS S/S Keonjhar | 3000000195 | 3.5Cx70 Sqmm AL PWR cable | CBLE.PWR.AL.AR.D006 | ZSPR_ACT | ZSPR | KM | 0.147 | 39290.5 | INR
3000 | Northern Zone, Balasore | 3100 | EHT (O&M) Circle, Balasore | 3106 | EHT (O&M) Division, Joda | N16D | 132/33 kV S/S S/D Dhenkikote | 3000000195 | 3.5Cx70 Sqmm AL PWR cable | CBLE.PWR.AL.AR.D006 | ZSPR_ACT | ZSPR | KM | 0.185 | 49447.22 | INR
3000 | Northern Zone, Balasore | 3100 | EHT (O&M) Circle, Balasore | 3106 | EHT (O&M) Division, Joda | N165 | 132/33 kV S/S S/D Barbil | 3000000197 | 3.5Cx120 Sqmm AL PWR cable | CBLE.PWR.AL.AR.D008 | ZSPR_ACT | ZSPR | KM | 0.1 | 47217.95 | INR
3000 | Northern Zone, Balasore | 3100 | EHT (O&M) Circle, Balasore | 3106 | EHT (O&M) Division, Joda | N16A | 220/33 kV T/L S/S S/D Telkoi | 3000000197 | 3.5Cx120 Sqmm AL PWR cable | CBLE.PWR.AL.AR.D008 | ZSPR_ACT | ZSPR | KM | 0.423 | 199731.93 | INR
3000 | Northern Zone, Balasore | 3100 | EHT (O&M) Circle, Balasore | 3106 | EHT (O&M) Division, Joda | N16D | 132/33 kV S/S S/D Dhenkikote | 3000000197 | 3.5Cx120 Sqmm AL PWR cable | CBLE.PWR.AL.AR.D008 | ZSPR_ACT | ZSPR | KM | 0.03 | 14165.38 | INR
3000 | Northern Zone, Balasore | 3100 | EHT (O&M) Circle, Balasore | 3106 | EHT (O&M) Division, Joda | N16D | 132/33 kV S/S S/D Dhenkikote | 3000000198 | 3.5Cx185 Sqmm AL PWR cable | CBLE.PWR.AL.AR.D010 | ZSPR_ACT | ZSPR | KM | 0.045 | 26777.59 | INR
3000 | Northern Zone, Balasore | 3100 | EHT (O&M) Circle, Balasore | 3106 | EHT (O&M) Division, Joda | N16A | 220/33 kV T/L S/S S/D Telkoi | 3000000198 | 3.5Cx185 Sqmm AL PWR cable | CBLE.PWR.AL.AR.D010 | ZSPR_ACT | ZSPR | KM | 0.276 | 164235.88 | INR
3000 | Northern Zone, Balasore | 3100 | EHT (O&M) Circle, Balasore | 3106 | EHT (O&M) Division, Joda | N16A | 220/33 kV T/L S/S S/D Telkoi | 3000000199 | 3.5Cx300 Sqmm AL PWR cable | CBLE.PWR.AL.AR.D011 | ZSPR_ACT | ZSPR | KM | 0.05 | 49084.13 | INR
3000 | Northern Zone, Balasore | 3100 | EHT (O&M) Circle, Balasore | 3106 | EHT (O&M) Division, Joda | N16D | 132/33 kV S/S S/D Dhenkikote | 3000000199 | 3.5Cx300 Sqmm AL PWR cable | CBLE.PWR.AL.AR.D011 | ZSPR_ACT | ZSPR | KM | 0.095 | 93259.84 | INR
3000 | Northern Zone, Balasore | 3100 | EHT (O&M) Circle, Balasore | 3106 | EHT (O&M) Division, Joda | N16B | 220/33 kV GIS S/S Keonjhar | 3000000199 | 3.5Cx300 Sqmm AL PWR cable | CBLE.PWR.AL.AR.D011 | ZSPR_ACT | ZSPR | KM | 0.014 | 13743.56 | INR
3000 | Northern Zone, Balasore | 3100 | EHT (O&M) Circle, Balasore | 3106 | EHT (O&M) Division, Joda | N16A | 220/33 kV T/L S/S S/D Telkoi | 3000000200 | 4Cx16 Sqmm AL PWR cable | CBLE.PWR.AL.AR.E002 | ZSPR_ACT | ZSPR | KM | 0.048 | 34037.49 | INR
3000 | Northern Zone, Balasore | 3100 | EHT (O&M) Circle, Balasore | 3106 | EHT (O&M) Division, Joda | N16B | 220/33 kV GIS S/S Keonjhar | 3000000200 | 4Cx16 Sqmm AL PWR cable | CBLE.PWR.AL.AR.E002 | ZSPR_ACT | ZSPR | KM | 0.172 | 121967.68 | INR
3000 | Northern Zone, Balasore | 3100 | EHT (O&M) Circle, Balasore | 3106 | EHT (O&M) Division, Joda | N16D | 132/33 kV S/S S/D Dhenkikote | 3000000200 | 4Cx16 Sqmm AL PWR cable | CBLE.PWR.AL.AR.E002 | ZSPR_ACT | ZSPR | KM | 0.274 | 194297.36 | INR
3000 | Northern Zone, Balasore | 3100 | EHT (O&M) Circle, Balasore | 3106 | EHT (O&M) Division, Joda | N165 | 132/33 kV S/S S/D Barbil | 3000000200 | 4Cx16 Sqmm AL PWR cable | CBLE.PWR.AL.AR.E002 | ZSPR_ACT | ZSPR | KM | 0.034 | 24109.89 | INR
3000 | Northern Zone, Balasore | 3100 | EHT (O&M) Circle, Balasore | 3106 | EHT (O&M) Division, Joda | N164 | 132/33 kV T/L S/S S/D Palaspanga | 3000000200 | 4Cx16 Sqmm AL PWR cable | CBLE.PWR.AL.AR.E002 | ZSPR_ACT | ZSPR | KM | 0.5 | 354557.22 | INR
3000 | Northern Zone, Balasore | 3100 | EHT (O&M) Circle, Balasore | 3106 | EHT (O&M) Division, Joda | N165 | 132/33 kV S/S S/D Barbil | 3000000201 | 4Cx25 SQMM AL POWER CABLE | CBLE.PWR.AL.AR.E003 | ZSPR_ACT | ZSPR | KM | 0.07 | 12799.5 | INR
3000 | Northern Zone, Balasore | 3100 | EHT (O&M) Circle, Balasore | 3106 | EHT (O&M) Division, Joda | N165 | 132/33 kV S/S S/D Barbil | 3000000203 | 4Cx50 SQMM AL POWER CABLE | CBLE.PWR.AL.AR.E005 | ZSPR_ACT | ZSPR | KM | 0.016 | 3741.44 | INR
3000 | Northern Zone, Balasore | 3100 | EHT (O&M) Circle, Balasore | 3106 | EHT (O&M) Division, Joda | N165 | 132/33 kV S/S S/D Barbil | 3000000205 | 3.5Cx150 Sqmm AL POWER CABLE | CBLE.PWR.AL.AR.E009 | ZSPR_ACT | ZSPR | KM | 0.095 | 52183.5 | INR
3000 | Northern Zone, Balasore | 3100 | EHT (O&M) Circle, Balasore | 3106 | EHT (O&M) Division, Joda | N165 | 132/33 kV S/S S/D Barbil | 3000000207 | 3.5Cx300 Sqmm 4C AL POWER CABLE | CBLE.PWR.AL.AR.E011 | ZSPR_ACT | ZSPR | KM | 0.17 | 179282 | INR
3000 | Northern Zone, Balasore | 3100 | EHT (O&M) Circle, Balasore | 3106 | EHT (O&M) Division, Joda | N16D | 132/33 kV S/S S/D Dhenkikote | 3000000208 | 4Cx6 Sqmm AL POWER CABLE | CBLE.PWR.AL.AR.E018 | ZSPR_ACT | ZSPR | KM | 2.214 | 154597.27 | INR
3000 | Northern Zone, Balasore | 3100 | EHT (O&M) Circle, Balasore | 3106 | EHT (O&M) Division, Joda | N16A | 220/33 kV T/L S/S S/D Telkoi | 3000000210 | POWER CABLE AL PVC | CBLE.PWR.AL.UAR.A006 | ZSPR_ACT | ZSPR | KM | 0.015 | 1237.05 | INR
3000 | Northern Zone, Balasore | 3100 | EHT (O&M) Circle, Balasore | 3106 | EHT (O&M) Division, Joda | N164 | 132/33 kV T/L S/S S/D Palaspanga | 3000000213 | 3.5Cx95SQMM POWER CABLE AL | CBLE.PWR.AL.UAR.D007 | ZSPR_ACT | ZSPR | KM | 0.375 | 95111.07 | INR
3000 | Northern Zone, Balasore | 3100 | EHT (O&M) Circle, Balasore | 3106 | EHT (O&M) Division, Joda | N16A | 220/33 kV T/L S/S S/D Telkoi | 3000000215 | 4Cx16SQMM POWER CABLE AL | CBLE.PWR.AL.UAR.E002 | ZSPR_ACT | ZSPR | KM | 0.115 | 19850.2 | INR
3000 | Northern Zone, Balasore | 3100 | EHT (O&M) Circle, Balasore | 3106 | EHT (O&M) Division, Joda | N16D | 132/33 kV S/S S/D Dhenkikote | 3000000218 | 1Cx120 SQMM POWER CABLE CU | CBLE.PWR.CU.UAR.A008 | ZSPR_ACT | ZSPR | KM | 0.346 | 468409.63 | INR
3000 | Northern Zone, Balasore | 3100 | EHT (O&M) Circle, Balasore | 3106 | EHT (O&M) Division, Joda | N16D | 132/33 kV S/S S/D Dhenkikote | 3000000245 | 0.5 SQ.MM 4PTELEPHONE CABLE CU JF | CBLE.TEL.ARJ.A004 | ZSPR_ACT | ZSPR | KM | 0.59 | 8667.48 | INR
3000 | Northern Zone, Balasore | 3100 | EHT (O&M) Circle, Balasore | 3106 | EHT (O&M) Division, Joda | N16B | 220/33 kV GIS S/S Keonjhar | 3000000247 | 0.5 SQ.MM 10PTELEPHONE CABLE CUJF | CBLE.TEL.ARJ.B010 | ZSPR_ACT | ZSPR | KM | 0.3 | 20694 | INR
3000 | Northern Zone, Balasore | 3100 | EHT (O&M) Circle, Balasore | 3106 | EHT (O&M) Division, Joda | N16D | 132/33 kV S/S S/D Dhenkikote | 3000000253 | G.I Cable Trays(size: 450x75x2500mm) | CBLE.TRAY.A008 | ZSPR_ACT | ZSPR | M | 143 | 118906.27 | INR
3000 | Northern Zone, Balasore | 3100 | EHT (O&M) Circle, Balasore | 3106 | EHT (O&M) Division, Joda | N16D | 132/33 kV S/S S/D Dhenkikote | 3000000254 | 300x75x2500 cable tray in mtr | CBLE.TRAY.A015 | ZSPR_ACT | ZSPR | M | 39 | 21725.72 | INR
3000 | Northern Zone, Balasore | 3100 | EHT (O&M) Circle, Balasore | 3106 | EHT (O&M) Division, Joda | N16D | 132/33 kV S/S S/D Dhenkikote | 3000000255 | 150x75x2500 cable tray in mtr | CBLE.TRAY.A016 | ZSPR_ACT | ZSPR | M | 494 | 183243.66 | INR
3000 | Northern Zone, Balasore | 3100 | EHT (O&M) Circle, Balasore | 3106 | EHT (O&M) Division, Joda | N162 | 220/132/33 kV T/L S/S S/D Joda | 3000000265 | CTStud connector 40 mm stud 2way Zebra | CLMP.ASRT.A002 | ZSPR_ACT | ZSPR | NOS | 2 | 3000 | INR
3000 | Northern Zone, Balasore | 3100 | EHT (O&M) Circle, Balasore | 3106 | EHT (O&M) Division, Joda | N164 | 132/33 kV T/L S/S S/D Palaspanga | 3000000277 | 132 KV BUSHING CLAMP STUD | CLMP.BUSH.B001 | ZSPR_ACT | ZSPR | NOS | 1 | 6600 | INR
3000 | Northern Zone, Balasore | 3100 | EHT (O&M) Circle, Balasore | 3106 | EHT (O&M) Division, Joda | N165 | 132/33 kV S/S S/D Barbil | 3000000278 | BRASS CLAMP FOR 33 KV BUSHING | CLMP.BUSH.BRS.A001 | ZSPR_ACT | ZSPR | NOS | 1 | 3234.75 | INR
3000 | Northern Zone, Balasore | 3100 | EHT (O&M) Circle, Balasore | 3106 | EHT (O&M) Division, Joda | N16A | 220/33 kV T/L S/S S/D Telkoi | 3000000283 | 220KV-CT Clamp Rigid 4”dia IPS tube | CLMP.CT.AL.A011 | ZSPR_ACT | ZSPR | NOS | 8 | 13971.2 | INR
3000 | Northern Zone, Balasore | 3100 | EHT (O&M) Circle, Balasore | 3106 | EHT (O&M) Division, Joda | N16D | 132/33 kV S/S S/D Dhenkikote | 3000000286 | 132kV CVT clamp | CLMP.CVT.A002 | ZSPR_ACT | ZSPR | NOS | 14 | 13498.78 | INR
3000 | Northern Zone, Balasore | 3100 | EHT (O&M) Circle, Balasore | 3106 | EHT (O&M) Division, Joda | N162 | 220/132/33 kV T/L S/S S/D Joda | 3000000294 | Isolator Pad Clamp for Twin Zebra | CLMP.ISO.AL.A005 | ZSPR_ACT | ZSPR | NOS | 9 | 16920 | INR
3000 | Northern Zone, Balasore | 3100 | EHT (O&M) Circle, Balasore | 3106 | EHT (O&M) Division, Joda | N162 | 220/132/33 kV T/L S/S S/D Joda | 3000000308 | Single Phase Link Box with SVL | CLMP.LB.SVL.A001 | ZSPR_ACT | ZSPR | NOS | 2 | 50000 | INR
3000 | Northern Zone, Balasore | 3100 | EHT (O&M) Circle, Balasore | 3106 | EHT (O&M) Division, Joda | N162 | 220/132/33 kV T/L S/S S/D Joda | 3000000309 | Supply of SP Link box with SVL | CLMP.LB.WSVL.A001 | ZSPR_ACT | ZSPR | NOS | 1 | 20000 | INR
3000 | Northern Zone, Balasore | 3100 | EHT (O&M) Circle, Balasore | 3106 | EHT (O&M) Division, Joda | N16A | 220/33 kV T/L S/S S/D Telkoi | 3000000314 | 220KV LA calmp for Moose | CLMP.LPAD.AL.A006 | ZSPR_ACT | ZSPR | NOS | 6 | 10124.4 | INR
3000 | Northern Zone, Balasore | 3100 | EHT (O&M) Circle, Balasore | 3106 | EHT (O&M) Division, Joda | N162 | 220/132/33 kV T/L S/S S/D Joda | 3000000319 | 33kV CB PAD CLAMP AL FOR ZEBRA | CLMP.PAD.AL.A002 | ZSPR_ACT | ZSPR | NOS | 23 | 449.88 | INR
3000 | Northern Zone, Balasore | 3100 | EHT (O&M) Circle, Balasore | 3106 | EHT (O&M) Division, Joda | N162 | 220/132/33 kV T/L S/S S/D Joda | 3000000320 | PAD CLAMP AL FOR MOOSE | CLMP.PAD.AL.A003 | ZSPR_ACT | ZSPR | NOS | 22 | 12760 | INR
3000 | Northern Zone, Balasore | 3100 | EHT (O&M) Circle, Balasore | 3106 | EHT (O&M) Division, Joda | N164 | 132/33 kV T/L S/S S/D Palaspanga | 3000000326 | PAD CLAMP ALLUMINIUM FOR PANTHER | CLMP.PAD.AL.B001 | ZSPR_ACT | ZSPR | NOS | 9 | 9 | INR
3000 | Northern Zone, Balasore | 3100 | EHT (O&M) Circle, Balasore | 3106 | EHT (O&M) Division, Joda | N164 | 132/33 kV T/L S/S S/D Palaspanga | 3000000328 | 6 BOLTED PAD CLAMP ALLUMINIUM FOR ZEBRA | CLMP.PAD.AL.B004 | ZSPR_ACT | ZSPR | NOS | 2 | 1370 | INR
3000 | Northern Zone, Balasore | 3100 | EHT (O&M) Circle, Balasore | 3106 | EHT (O&M) Division, Joda | N16D | 132/33 kV S/S S/D Dhenkikote | 3000000329 | 132kV CB PAD CLAMP AL FOR MOOSE | CLMP.PAD.AL.B006 | ZSPR_ACT | ZSPR | NOS | 12 | 11282.74 | INR
3000 | Northern Zone, Balasore | 3100 | EHT (O&M) Circle, Balasore | 3106 | EHT (O&M) Division, Joda | N162 | 220/132/33 kV T/L S/S S/D Joda | 3000000332 | BIMETALIC PAD CLAMP FOR MOOSE | CLMP.PAD.BI.A003 | ZSPR_ACT | ZSPR | NOS | 4 | 2912 | INR
3000 | Northern Zone, Balasore | 3100 | EHT (O&M) Circle, Balasore | 3106 | EHT (O&M) Division, Joda | N163 | 220 kV Line S/D Joda | 3000000342 | 1 BOLTED PG CLAMP FOR PANTHER - PANTHER | CLMP.PG.A001 | ZSPR_ACT | ZSPR | NOS | 15 | 662.85 | INR
3000 | Northern Zone, Balasore | 3100 | EHT (O&M) Circle, Balasore | 3106 | EHT (O&M) Division, Joda | N163 | 220 kV Line S/D Joda | 3000000343 | 1 BOLTED PG CLAMP FOR ZEBRA - ZEBRA | CLMP.PG.A002 | ZSPR_ACT | ZSPR | NOS | 18 | 4410 | INR
3000 | Northern Zone, Balasore | 3100 | EHT (O&M) Circle, Balasore | 3106 | EHT (O&M) Division, Joda | N163 | 220 kV Line S/D Joda | 3000000347 | 2 BOLTED PG CLAMP FOR PANTHER -PANTHER | CLMP.PG.B001 | ZSPR_ACT | ZSPR | NOS | 2 | 93.63 | INR
3000 | Northern Zone, Balasore | 3100 | EHT (O&M) Circle, Balasore | 3106 | EHT (O&M) Division, Joda | N162 | 220/132/33 kV T/L S/S S/D Joda | 3000000347 | 2 BOLTED PG CLAMP FOR PANTHER -PANTHER | CLMP.PG.B001 | ZSPR_ACT | ZSPR | NOS | 55 | 2574.84 | INR
3000 | Northern Zone, Balasore | 3100 | EHT (O&M) Circle, Balasore | 3106 | EHT (O&M) Division, Joda | N16B | 220/33 kV GIS S/S Keonjhar | 3000000348 | 2 BOLTED PG CLAMP FOR ZEBRA - ZEBRA | CLMP.PG.B002 | ZSPR_ACT | ZSPR | NOS | 12 | 4814.88 | INR
3000 | Northern Zone, Balasore | 3100 | EHT (O&M) Circle, Balasore | 3106 | EHT (O&M) Division, Joda | N163 | 220 kV Line S/D Joda | 3000000348 | 2 BOLTED PG CLAMP FOR ZEBRA - ZEBRA | CLMP.PG.B002 | ZSPR_ACT | ZSPR | NOS | 6 | 2407.44 | INR
3000 | Northern Zone, Balasore | 3100 | EHT (O&M) Circle, Balasore | 3106 | EHT (O&M) Division, Joda | N16C | 400 kV Line S/D Keonjhar | 3000000348 | 2 BOLTED PG CLAMP FOR ZEBRA - ZEBRA | CLMP.PG.B002 | ZSPR_ACT | ZSPR | NOS | 1 | 401.24 | INR
3000 | Northern Zone, Balasore | 3100 | EHT (O&M) Circle, Balasore | 3106 | EHT (O&M) Division, Joda | N162 | 220/132/33 kV T/L S/S S/D Joda | 3000000350 | 2 BOLTED PG CLAMP FOR MOOSE - MOOSE | CLMP.PG.B004 | ZSPR_ACT | ZSPR | NOS | 9 | 3798 | INR
3000 | Northern Zone, Balasore | 3100 | EHT (O&M) Circle, Balasore | 3106 | EHT (O&M) Division, Joda | N162 | 220/132/33 kV T/L S/S S/D Joda | 3000000355 | 3 BOLTED PG CLAMP FOR PANTHER -PANTHER | CLMP.PG.C001 | ZSPR_ACT | ZSPR | NOS | 81 | 16880.22 | INR
3000 | Northern Zone, Balasore | 3100 | EHT (O&M) Circle, Balasore | 3106 | EHT (O&M) Division, Joda | N163 | 220 kV Line S/D Joda | 3000000355 | 3 BOLTED PG CLAMP FOR PANTHER -PANTHER | CLMP.PG.C001 | ZSPR_ACT | ZSPR | NOS | 2 | 416.8 | INR
3000 | Northern Zone, Balasore | 3100 | EHT (O&M) Circle, Balasore | 3106 | EHT (O&M) Division, Joda | N164 | 132/33 kV T/L S/S S/D Palaspanga | 3000000355 | 3 BOLTED PG CLAMP FOR PANTHER -PANTHER | CLMP.PG.C001 | ZSPR_ACT | ZSPR | NOS | 5 | 1041.99 | INR
3000 | Northern Zone, Balasore | 3100 | EHT (O&M) Circle, Balasore | 3106 | EHT (O&M) Division, Joda | N16D | 132/33 kV S/S S/D Dhenkikote | 3000000355 | 3 BOLTED PG CLAMP FOR PANTHER -PANTHER | CLMP.PG.C001 | ZSPR_ACT | ZSPR | NOS | 12 | 2500.77 | INR
3000 | Northern Zone, Balasore | 3100 | EHT (O&M) Circle, Balasore | 3106 | EHT (O&M) Division, Joda | N16A | 220/33 kV T/L S/S S/D Telkoi | 3000000356 | 3 BOLTED PG CLAMP FOR ZEBRA - ZEBRA | CLMP.PG.C002 | ZSPR_ACT | ZSPR | NOS | 23 | 16625.84 | INR
3000 | Northern Zone, Balasore | 3100 | EHT (O&M) Circle, Balasore | 3106 | EHT (O&M) Division, Joda | N165 | 132/33 kV S/S S/D Barbil | 3000000356 | 3 BOLTED PG CLAMP FOR ZEBRA - ZEBRA | CLMP.PG.C002 | ZSPR_ACT | ZSPR | NOS | 4 | 2891.45 | INR
3000 | Northern Zone, Balasore | 3100 | EHT (O&M) Circle, Balasore | 3106 | EHT (O&M) Division, Joda | N164 | 132/33 kV T/L S/S S/D Palaspanga | 3000000356 | 3 BOLTED PG CLAMP FOR ZEBRA - ZEBRA | CLMP.PG.C002 | ZSPR_ACT | ZSPR | NOS | 2 | 1445.72 | INR
3000 | Northern Zone, Balasore | 3100 | EHT (O&M) Circle, Balasore | 3106 | EHT (O&M) Division, Joda | N163 | 220 kV Line S/D Joda | 3000000356 | 3 BOLTED PG CLAMP FOR ZEBRA - ZEBRA | CLMP.PG.C002 | ZSPR_ACT | ZSPR | NOS | 16 | 11565.8 | INR
3000 | Northern Zone, Balasore | 3100 | EHT (O&M) Circle, Balasore | 3106 | EHT (O&M) Division, Joda | N162 | 220/132/33 kV T/L S/S S/D Joda | 3000000356 | 3 BOLTED PG CLAMP FOR ZEBRA - ZEBRA | CLMP.PG.C002 | ZSPR_ACT | ZSPR | NOS | 1 | 722.86 | INR
3000 | Northern Zone, Balasore | 3100 | EHT (O&M) Circle, Balasore | 3106 | EHT (O&M) Division, Joda | N162 | 220/132/33 kV T/L S/S S/D Joda | 3000000358 | 3 BOLTED PG CLAMP FOR MOOSE - MOOSE | CLMP.PG.C004 | ZSPR_ACT | ZSPR | NOS | 32 | 20640 | INR
3000 | Northern Zone, Balasore | 3100 | EHT (O&M) Circle, Balasore | 3106 | EHT (O&M) Division, Joda | N162 | 220/132/33 kV T/L S/S S/D Joda | 3000000363 | 4 BOLTED PG CLAMP FOR PANTHER -PANTHER | CLMP.PG.D001 | ZSPR_ACT | ZSPR | NOS | 75 | 19601.25 | INR
3000 | Northern Zone, Balasore | 3100 | EHT (O&M) Circle, Balasore | 3106 | EHT (O&M) Division, Joda | N164 | 132/33 kV T/L S/S S/D Palaspanga | 3000000363 | 4 BOLTED PG CLAMP FOR PANTHER -PANTHER | CLMP.PG.D001 | ZSPR_ACT | ZSPR | NOS | 1 | 261.35 | INR
3000 | Northern Zone, Balasore | 3100 | EHT (O&M) Circle, Balasore | 3106 | EHT (O&M) Division, Joda | N162 | 220/132/33 kV T/L S/S S/D Joda | 3000000364 | 4 BOLTED PG CLAMP FOR ZEBRA - ZEBRA | CLMP.PG.D002 | ZSPR_ACT | ZSPR | NOS | 22 | 10077.77 | INR
3000 | Northern Zone, Balasore | 3100 | EHT (O&M) Circle, Balasore | 3106 | EHT (O&M) Division, Joda | N163 | 220 kV Line S/D Joda | 3000000364 | 4 BOLTED PG CLAMP FOR ZEBRA - ZEBRA | CLMP.PG.D002 | ZSPR_ACT | ZSPR | NOS | 18 | 8245.44 | INR
3000 | Northern Zone, Balasore | 3100 | EHT (O&M) Circle, Balasore | 3106 | EHT (O&M) Division, Joda | N164 | 132/33 kV T/L S/S S/D Palaspanga | 3000000364 | 4 BOLTED PG CLAMP FOR ZEBRA - ZEBRA | CLMP.PG.D002 | ZSPR_ACT | ZSPR | NOS | 2 | 916.16 | INR
3000 | Northern Zone, Balasore | 3100 | EHT (O&M) Circle, Balasore | 3106 | EHT (O&M) Division, Joda | N162 | 220/132/33 kV T/L S/S S/D Joda | 3000000366 | 4 BOLTED PG CLAMP FOR MOOSE - MOOSE | CLMP.PG.D004 | ZSPR_ACT | ZSPR | NOS | 10 | 2246.95 | INR
3000 | Northern Zone, Balasore | 3100 | EHT (O&M) Circle, Balasore | 3106 | EHT (O&M) Division, Joda | N16C | 400 kV Line S/D Keonjhar | 3000000366 | 4 BOLTED PG CLAMP FOR MOOSE - MOOSE | CLMP.PG.D004 | ZSPR_ACT | ZSPR | NOS | 30 | 6740.85 | INR
3000 | Northern Zone, Balasore | 3100 | EHT (O&M) Circle, Balasore | 3106 | EHT (O&M) Division, Joda | N164 | 132/33 kV T/L S/S S/D Palaspanga | 3000000376 | 4BOLTED POST INSULATOR CLAMP ALFOR ZEBRA | CLMP.PI.AL.D001 | ZSPR_ACT | ZSPR | NOS | 16 | 6000 | INR
3000 | Northern Zone, Balasore | 3100 | EHT (O&M) Circle, Balasore | 3106 | EHT (O&M) Division, Joda | N162 | 220/132/33 kV T/L S/S S/D Joda | 3000000386 | STRAIGHT THROUGH CLAMP ZEBRA BIMETALLIC | CLMP.ST.THRU.AL.A001 | ZSPR_ACT | ZSPR | NOS | 29 | 9022 | INR
3000 | Northern Zone, Balasore | 3100 | EHT (O&M) Circle, Balasore | 3106 | EHT (O&M) Division, Joda | N162 | 220/132/33 kV T/L S/S S/D Joda | 3000000387 | ST CLAMP AL FOR CT STUD-MOOSE | CLMP.ST.THRU.AL.A002 | ZSPR_ACT | ZSPR | NOS | 15 | 10890 | INR
3000 | Northern Zone, Balasore | 3100 | EHT (O&M) Circle, Balasore | 3106 | EHT (O&M) Division, Joda | N16D | 132/33 kV S/S S/D Dhenkikote | 3000000388 | T Clamp for Panther run-Panther Drop | CLMP.T.AL.A001 | ZSPR_ACT | ZSPR | NOS | 12 | 8640.35 | INR
3000 | Northern Zone, Balasore | 3100 | EHT (O&M) Circle, Balasore | 3106 | EHT (O&M) Division, Joda | N164 | 132/33 kV T/L S/S S/D Palaspanga | 3000000388 | T Clamp for Panther run-Panther Drop | CLMP.T.AL.A001 | ZSPR_ACT | ZSPR | NOS | 16 | 11520.47 | INR
3000 | Northern Zone, Balasore | 3100 | EHT (O&M) Circle, Balasore | 3106 | EHT (O&M) Division, Joda | N165 | 132/33 kV S/S S/D Barbil | 3000000389 | T CLAMP ALFOR PANTHER RUN-ZEBRA DROP | CLMP.T.AL.A002 | ZSPR_ACT | ZSPR | NOS | 3 | 1553.6 | INR
3000 | Northern Zone, Balasore | 3100 | EHT (O&M) Circle, Balasore | 3106 | EHT (O&M) Division, Joda | N162 | 220/132/33 kV T/L S/S S/D Joda | 3000000389 | T CLAMP ALFOR PANTHER RUN-ZEBRA DROP | CLMP.T.AL.A002 | ZSPR_ACT | ZSPR | NOS | 9 | 4660.79 | INR
3000 | Northern Zone, Balasore | 3100 | EHT (O&M) Circle, Balasore | 3106 | EHT (O&M) Division, Joda | N164 | 132/33 kV T/L S/S S/D Palaspanga | 3000000389 | T CLAMP ALFOR PANTHER RUN-ZEBRA DROP | CLMP.T.AL.A002 | ZSPR_ACT | ZSPR | NOS | 8 | 4142.92 | INR
3000 | Northern Zone, Balasore | 3100 | EHT (O&M) Circle, Balasore | 3106 | EHT (O&M) Division, Joda | N162 | 220/132/33 kV T/L S/S S/D Joda | 3000000391 | T CLAMP ALFOR ZEBRA RUN - ZEBRA DROP | CLMP.T.AL.A004 | ZSPR_ACT | ZSPR | NOS | 6 | 4380 | INR
3000 | Northern Zone, Balasore | 3100 | EHT (O&M) Circle, Balasore | 3106 | EHT (O&M) Division, Joda | N163 | 220 kV Line S/D Joda | 3000000392 | T-CLAMP AL- ZEBRA-PANTHER | CLMP.T.AL.A005 | ZSPR_ACT | ZSPR | NOS | 2 | 1600 | INR
3000 | Northern Zone, Balasore | 3100 | EHT (O&M) Circle, Balasore | 3106 | EHT (O&M) Division, Joda | N162 | 220/132/33 kV T/L S/S S/D Joda | 3000000392 | T-CLAMP AL- ZEBRA-PANTHER | CLMP.T.AL.A005 | ZSPR_ACT | ZSPR | NOS | 3 | 2400 | INR
3000 | Northern Zone, Balasore | 3100 | EHT (O&M) Circle, Balasore | 3106 | EHT (O&M) Division, Joda | N162 | 220/132/33 kV T/L S/S S/D Joda | 3000000393 | T CLAMP ALFOR ZEBRA RUN - MOOSE DROP | CLMP.T.AL.A006 | ZSPR_ACT | ZSPR | NOS | 3 | 2100 | INR
3000 | Northern Zone, Balasore | 3100 | EHT (O&M) Circle, Balasore | 3106 | EHT (O&M) Division, Joda | N16A | 220/33 kV T/L S/S S/D Telkoi | 3000000394 | T-CLAMP ACSR MOOSE RUN AND MOOSE DROP | CLMP.T.AL.A007 | ZSPR_ACT | ZSPR | NOS | 128 | 145839.7 | INR
3000 | Northern Zone, Balasore | 3100 | EHT (O&M) Circle, Balasore | 3106 | EHT (O&M) Division, Joda | N162 | 220/132/33 kV T/L S/S S/D Joda | 3000000394 | T-CLAMP ACSR MOOSE RUN AND MOOSE DROP | CLMP.T.AL.A007 | ZSPR_ACT | ZSPR | NOS | 13 | 14811.85 | INR
3000 | Northern Zone, Balasore | 3100 | EHT (O&M) Circle, Balasore | 3106 | EHT (O&M) Division, Joda | N16B | 220/33 kV GIS S/S Keonjhar | 3000000395 | T CLAMP ALFOR MOOSE RUN- ZEBRA DROP | CLMP.T.AL.A008 | ZSPR_ACT | ZSPR | NOS | 16 | 6800 | INR
3000 | Northern Zone, Balasore | 3100 | EHT (O&M) Circle, Balasore | 3106 | EHT (O&M) Division, Joda | N163 | 220 kV Line S/D Joda | 3000000428 | PA ROD ACSR ZEBRA IN SET | COND.ACCES.B003 | ZSPR_US | ZSPR | NOS | 23 | 2118.53 | INR
3000 | Northern Zone, Balasore | 3100 | EHT (O&M) Circle, Balasore | 3106 | EHT (O&M) Division, Joda | N16C | 400 kV Line S/D Keonjhar | 3000000428 | PA ROD ACSR ZEBRA IN SET | COND.ACCES.B003 | ZSPR_ACT | ZSPR | NOS | 5 | 7418.82 | INR
3000 | Northern Zone, Balasore | 3100 | EHT (O&M) Circle, Balasore | 3106 | EHT (O&M) Division, Joda | N16C | 400 kV Line S/D Keonjhar | 3000000429 | PA ROD ACSR MOOSE IN SET | COND.ACCES.B004 | ZSPR_ACT | ZSPR | NOS | 290 | 37169.3 | INR
3000 | Northern Zone, Balasore | 3100 | EHT (O&M) Circle, Balasore | 3106 | EHT (O&M) Division, Joda | N162 | 220/132/33 kV T/L S/S S/D Joda | 3000000437 | MS JOINT FOR ACSR PANTHER CONDUCTOR | COND.ACCES.C002 | ZSPR_ACT | ZSPR | NOS | 15 | 8416.51 | INR
3000 | Northern Zone, Balasore | 3100 | EHT (O&M) Circle, Balasore | 3106 | EHT (O&M) Division, Joda | N164 | 132/33 kV T/L S/S S/D Palaspanga | 3000000437 | MS JOINT FOR ACSR PANTHER CONDUCTOR | COND.ACCES.C002 | ZSPR_ACT | ZSPR | NOS | 10 | 5611.01 | INR
3000 | Northern Zone, Balasore | 3100 | EHT (O&M) Circle, Balasore | 3106 | EHT (O&M) Division, Joda | N163 | 220 kV Line S/D Joda | 3000000437 | MS JOINT FOR ACSR PANTHER CONDUCTOR | COND.ACCES.C002 | ZSPR_ACT | ZSPR | NOS | 2 | 1122.2 | INR
3000 | Northern Zone, Balasore | 3100 | EHT (O&M) Circle, Balasore | 3106 | EHT (O&M) Division, Joda | N16D | 132/33 kV S/S S/D Dhenkikote | 3000000437 | MS JOINT FOR ACSR PANTHER CONDUCTOR | COND.ACCES.C002 | ZSPR_ACT | ZSPR | NOS | 82 | 46010.28 | INR
3000 | Northern Zone, Balasore | 3100 | EHT (O&M) Circle, Balasore | 3106 | EHT (O&M) Division, Joda | N163 | 220 kV Line S/D Joda | 3000000438 | MS JOINT FOR ACSR ZEBRA CONDUCTOR | COND.ACCES.C003 | ZSPR_ACT | ZSPR | NOS | 3 | 2952.47 | INR
3000 | Northern Zone, Balasore | 3100 | EHT (O&M) Circle, Balasore | 3106 | EHT (O&M) Division, Joda | N16A | 220/33 kV T/L S/S S/D Telkoi | 3000000438 | MS JOINT FOR ACSR ZEBRA CONDUCTOR | COND.ACCES.C003 | ZSPR_ACT | ZSPR | NOS | 17 | 16730.64 | INR
3000 | Northern Zone, Balasore | 3100 | EHT (O&M) Circle, Balasore | 3106 | EHT (O&M) Division, Joda | N16C | 400 kV Line S/D Keonjhar | 3000000439 | MS JOINT FOR ACSR MOOSE CONDUCTOR | COND.ACCES.C004 | ZSPR_ACT | ZSPR | NOS | 275 | 64545.21 | INR
3000 | Northern Zone, Balasore | 3100 | EHT (O&M) Circle, Balasore | 3106 | EHT (O&M) Division, Joda | N16A | 220/33 kV T/L S/S S/D Telkoi | 3000000448 | SPACER FOR ACSR TWIN MOOSE CONDUCTOR | COND.ACCES.D002 | ZSPR_ACT | ZSPR | NOS | 7 | 5462.59 | INR
3000 | Northern Zone, Balasore | 3100 | EHT (O&M) Circle, Balasore | 3106 | EHT (O&M) Division, Joda | N163 | 220 kV Line S/D Joda | 3000000456 | VD OF ACSR ZEBRA CONDUCTOR | COND.ACCES.E003 | ZSPR_ACT | ZSPR | NOS | 8 | 8807.36 | INR
3000 | Northern Zone, Balasore | 3100 | EHT (O&M) Circle, Balasore | 3106 | EHT (O&M) Division, Joda | N16A | 220/33 kV T/L S/S S/D Telkoi | 3000000456 | VD OF ACSR ZEBRA CONDUCTOR | COND.ACCES.E003 | ZSPR_ACT | ZSPR | NOS | 48 | 52844.19 | INR
3000 | Northern Zone, Balasore | 3100 | EHT (O&M) Circle, Balasore | 3106 | EHT (O&M) Division, Joda | N16C | 400 kV Line S/D Keonjhar | 3000000456 | VD OF ACSR ZEBRA CONDUCTOR | COND.ACCES.E003 | ZSPR_ACT | ZSPR | NOS | 10 | 11009.2 | INR
3000 | Northern Zone, Balasore | 3100 | EHT (O&M) Circle, Balasore | 3106 | EHT (O&M) Division, Joda | N16C | 400 kV Line S/D Keonjhar | 3000000457 | VD OF ACSR MOOSE CONDUCTOR | COND.ACCES.E004 | ZSPR_ACT | ZSPR | NOS | 24 | 4855.92 | INR
3000 | Northern Zone, Balasore | 3100 | EHT (O&M) Circle, Balasore | 3106 | EHT (O&M) Division, Joda | N16D | 132/33 kV S/S S/D Dhenkikote | 3000000465 | REPAIR SLEEVE FOR ACSR PANTHER CONDUCTOR | COND.ACCES.F002 | ZSPR_ACT | ZSPR | NOS | 82 | 16065.88 | INR
3000 | Northern Zone, Balasore | 3100 | EHT (O&M) Circle, Balasore | 3106 | EHT (O&M) Division, Joda | N163 | 220 kV Line S/D Joda | 3000000465 | REPAIR SLEEVE FOR ACSR PANTHER CONDUCTOR | COND.ACCES.F002 | ZSPR_ACT | ZSPR | NOS | 1 | 195.93 | INR
3000 | Northern Zone, Balasore | 3100 | EHT (O&M) Circle, Balasore | 3106 | EHT (O&M) Division, Joda | N163 | 220 kV Line S/D Joda | 3000000466 | REPAIR SLEEVE FOR ACSR ZEBRA CONDUCTOR | COND.ACCES.F003 | ZSPR_ACT | ZSPR | NOS | 10 | 3637.73 | INR
3000 | Northern Zone, Balasore | 3100 | EHT (O&M) Circle, Balasore | 3106 | EHT (O&M) Division, Joda | N16A | 220/33 kV T/L S/S S/D Telkoi | 3000000466 | REPAIR SLEEVE FOR ACSR ZEBRA CONDUCTOR | COND.ACCES.F003 | ZSPR_ACT | ZSPR | NOS | 80 | 29101.83 | INR
3000 | Northern Zone, Balasore | 3100 | EHT (O&M) Circle, Balasore | 3106 | EHT (O&M) Division, Joda | N16C | 400 kV Line S/D Keonjhar | 3000000466 | REPAIR SLEEVE FOR ACSR ZEBRA CONDUCTOR | COND.ACCES.F003 | ZSPR_ACT | ZSPR | NOS | 42 | 15278.46 | INR
3000 | Northern Zone, Balasore | 3100 | EHT (O&M) Circle, Balasore | 3106 | EHT (O&M) Division, Joda | N16C | 400 kV Line S/D Keonjhar | 3000000467 | REPAIR SLEEVE FOR ACSR MOOSE CONDUCTOR | COND.ACCES.F004 | ZSPR_ACT | ZSPR | NOS | 32 | 2115.52 | INR
3000 | Northern Zone, Balasore | 3100 | EHT (O&M) Circle, Balasore | 3106 | EHT (O&M) Division, Joda | N162 | 220/132/33 kV T/L S/S S/D Joda | 3000000469 | REPAIR SLEEVE AAAC PANTHER EQUIVALENT | COND.ACCES.F007 | ZSPR_ACT | ZSPR | NOS | 10 | 1805.4 | INR
3000 | Northern Zone, Balasore | 3100 | EHT (O&M) Circle, Balasore | 3106 | EHT (O&M) Division, Joda | N164 | 132/33 kV T/L S/S S/D Palaspanga | 3000000469 | REPAIR SLEEVE AAAC PANTHER EQUIVALENT | COND.ACCES.F007 | ZSPR_ACT | ZSPR | NOS | 10 | 1805.4 | INR
3000 | Northern Zone, Balasore | 3100 | EHT (O&M) Circle, Balasore | 3106 | EHT (O&M) Division, Joda | N16C | 400 kV Line S/D Keonjhar | 3000000480 | SMALL CUTPIECE CONDUCTOR | COND.CUTPIECE.A001 | ZSPR_ACT | ZSPR | MT | 0.126 | 9073.8 | INR
3000 | Northern Zone, Balasore | 3100 | EHT (O&M) Circle, Balasore | 3106 | EHT (O&M) Division, Joda | N16C | 400 kV Line S/D Keonjhar | 3000000480 | SMALL CUTPIECE CONDUCTOR | COND.CUTPIECE.A001 | ZSPR_SCRAP | ZSPR | MT | 0.106 | 7638.36 | INR
3000 | Northern Zone, Balasore | 3100 | EHT (O&M) Circle, Balasore | 3106 | EHT (O&M) Division, Joda | N16A | 220/33 kV T/L S/S S/D Telkoi | 3000000481 | IPS 4" Aluminium Tubes | COND.IPS.TUBE.A001 | ZSPR_ACT | ZSPR | M | 270 | 738431.1 | INR
3000 | Northern Zone, Balasore | 3100 | EHT (O&M) Circle, Balasore | 3106 | EHT (O&M) Division, Joda | N16C | 400 kV Line S/D Keonjhar | 3000000482 | RETAINING ROD OF SPACER FOR CONDUCTOR | COND.R.ROD.A001 | ZSPR_ACT | ZSPR | NOS | 1360 | 180893.6 | INR
3000 | Northern Zone, Balasore | 3100 | EHT (O&M) Circle, Balasore | 3106 | EHT (O&M) Division, Joda | N16A | 220/33 kV T/L S/S S/D Telkoi | 3000000574 | EARTHING DEVICE | ERTH.DEVICE.A001 | ZSPR_ACT | ZSPR | NOS | 4 | 15286.44 | INR
3000 | Northern Zone, Balasore | 3100 | EHT (O&M) Circle, Balasore | 3106 | EHT (O&M) Division, Joda | N16A | 220/33 kV T/L S/S S/D Telkoi | 3000000586 | 75 X 10mm GI Earth Flat in Mt | ERTH.FLAT.GI.A012 | ZSPR_ACT | ZSPR | MT | 3.879 | 367776.59 | INR
3000 | Northern Zone, Balasore | 3100 | EHT (O&M) Circle, Balasore | 3106 | EHT (O&M) Division, Joda | N164 | 132/33 kV T/L S/S S/D Palaspanga | 3000000590 | 25 MM GI PLAIN EARTHING PIPE | ERTH.PIPE.GI.A003 | ZSPR_ACT | ZSPR | NOS | 6 | 3600 | INR
3000 | Northern Zone, Balasore | 3100 | EHT (O&M) Circle, Balasore | 3106 | EHT (O&M) Division, Joda | N16A | 220/33 kV T/L S/S S/D Telkoi | 3000000603 | 40x3000 MM MS ROD FOR EARTHING | ERTH.ROD.MS.A001 | ZSPR_ACT | ZSPR | NOS | 4 | 12898.79 | INR
3000 | Northern Zone, Balasore | 3100 | EHT (O&M) Circle, Balasore | 3106 | EHT (O&M) Division, Joda | N16D | 132/33 kV S/S S/D Dhenkikote | 3000000603 | 40x3000 MM MS ROD FOR EARTHING | ERTH.ROD.MS.A001 | ZSPR_ACT | ZSPR | NOS | 6 | 19348.18 | INR
3000 | Northern Zone, Balasore | 3100 | EHT (O&M) Circle, Balasore | 3106 | EHT (O&M) Division, Joda | N16D | 132/33 kV S/S S/D Dhenkikote | 3000000613 | MID SPAN JOINT FOR 7/3.15MM EARTH WIRE | EW.ACCES.A002 | ZSPR_ACT | ZSPR | NOS | 20 | 2992.98 | INR
3000 | Northern Zone, Balasore | 3100 | EHT (O&M) Circle, Balasore | 3106 | EHT (O&M) Division, Joda | N164 | 132/33 kV T/L S/S S/D Palaspanga | 3000000613 | MID SPAN JOINT FOR 7/3.15MM EARTH WIRE | EW.ACCES.A002 | ZSPR_ACT | ZSPR | NOS | 10 | 1496.49 | INR
3000 | Northern Zone, Balasore | 3100 | EHT (O&M) Circle, Balasore | 3106 | EHT (O&M) Division, Joda | N164 | 132/33 kV T/L S/S S/D Palaspanga | 3000000616 | VD FOR 7/3.15MM GI EARTHWIRE | EW.ACCES.B002 | ZSPR_ACT | ZSPR | NOS | 10 | 3911.5 | INR
3000 | Northern Zone, Balasore | 3100 | EHT (O&M) Circle, Balasore | 3106 | EHT (O&M) Division, Joda | N16D | 132/33 kV S/S S/D Dhenkikote | 3000000618 | REPAIR SLEEVE FOR 7/3.15 MM EARTH WIRE | EW.ACCES.C002 | ZSPR_ACT | ZSPR | NOS | 18 | 3706.4 | INR
3000 | Northern Zone, Balasore | 3100 | EHT (O&M) Circle, Balasore | 3106 | EHT (O&M) Division, Joda | N16B | 220/33 kV GIS S/S Keonjhar | 3000000648 | 220KV GIS Enclosure insulators & MCKT BB | GIS.245CKT.A001 | ZSPR_ACT | ZSPR | SET | 1 | 161795.12 | INR
3000 | Northern Zone, Balasore | 3100 | EHT (O&M) Circle, Balasore | 3106 | EHT (O&M) Division, Joda | N16B | 220/33 kV GIS S/S Keonjhar | 3000000649 | 220KV GIS CT | GIS.245CT.A001 | ZSPR_ACT | ZSPR | NOS | 1 | 161795.12 | INR
3000 | Northern Zone, Balasore | 3100 | EHT (O&M) Circle, Balasore | 3106 | EHT (O&M) Division, Joda | N16B | 220/33 kV GIS S/S Keonjhar | 3000000653 | 220kV GIS IVT | GIS.245IVT.A001 | ZSPR_ACT | ZSPR | NOS | 1 | 161795.12 | INR
3000 | Northern Zone, Balasore | 3100 | EHT (O&M) Circle, Balasore | 3106 | EHT (O&M) Division, Joda | N16B | 220/33 kV GIS S/S Keonjhar | 3000000656 | Tripping/closing coil-220KV GIS | GIS.245SPR.A001 | ZSPR_ACT | ZSPR | NOS | 3 | 485385.36 | INR
3000 | Northern Zone, Balasore | 3100 | EHT (O&M) Circle, Balasore | 3106 | EHT (O&M) Division, Joda | N16B | 220/33 kV GIS S/S Keonjhar | 3000000657 | Control valves for 245KV GIS | GIS.245SPR.A002 | ZSPR_ACT | ZSPR | NOS | 2 | 323590.24 | INR
3000 | Northern Zone, Balasore | 3100 | EHT (O&M) Circle, Balasore | 3106 | EHT (O&M) Division, Joda | N16B | 220/33 kV GIS S/S Keonjhar | 3000000658 | 220kV GIS Auxiliary contacts for CB | GIS.245SPR.A003 | ZSPR_ACT | ZSPR | NOS | 2 | 323590.24 | INR
3000 | Northern Zone, Balasore | 3100 | EHT (O&M) Circle, Balasore | 3106 | EHT (O&M) Division, Joda | N16B | 220/33 kV GIS S/S Keonjhar | 3000000659 | Auxiliary contacts DS & ES (220 KV GIS) | GIS.245SPR.A004 | ZSPR_ACT | ZSPR | SET | 2 | 323590.24 | INR
3000 | Northern Zone, Balasore | 3100 | EHT (O&M) Circle, Balasore | 3106 | EHT (O&M) Division, Joda | N16B | 220/33 kV GIS S/S Keonjhar | 3000000660 | spring charge motor for CB(220 KV GIS) | GIS.245SPR.A005 | ZSPR_ACT | ZSPR | NOS | 1 | 161795.12 | INR
3000 | Northern Zone, Balasore | 3100 | EHT (O&M) Circle, Balasore | 3106 | EHT (O&M) Division, Joda | N16B | 220/33 kV GIS S/S Keonjhar | 3000000661 | 220kV GIS Complete drive mech.DS&GS | GIS.245SPR.A006 | ZSPR_ACT | ZSPR | SET | 1 | 161795.12 | INR
3000 | Northern Zone, Balasore | 3100 | EHT (O&M) Circle, Balasore | 3106 | EHT (O&M) Division, Joda | N16B | 220/33 kV GIS S/S Keonjhar | 3000000662 | 220kV GIS Motor for DS&GS | GIS.245SPR.A007 | ZSPR_ACT | ZSPR | NOS | 1 | 161795.12 | INR
3000 | Northern Zone, Balasore | 3100 | EHT (O&M) Circle, Balasore | 3106 | EHT (O&M) Division, Joda | N16B | 220/33 kV GIS S/S Keonjhar | 3000000663 | 220KV GIS Complete drive mech. for FAGS | GIS.245SPR.A008 | ZSPR_ACT | ZSPR | NOS | 1 | 161795.12 | INR
3000 | Northern Zone, Balasore | 3100 | EHT (O&M) Circle, Balasore | 3106 | EHT (O&M) Division, Joda | N16B | 220/33 kV GIS S/S Keonjhar | 3000000664 | 220KV GIS Motor for FAGS | GIS.245SPR.A009 | ZSPR_ACT | ZSPR | NOS | 1 | 161795.12 | INR
3000 | Northern Zone, Balasore | 3100 | EHT (O&M) Circle, Balasore | 3106 | EHT (O&M) Division, Joda | N16B | 220/33 kV GIS S/S Keonjhar | 3000000665 | 220KV GIS Rupture disc for CB/PT | GIS.245SPR.A010 | ZSPR_ACT | ZSPR | NOS | 1 | 161795.12 | INR
3000 | Northern Zone, Balasore | 3100 | EHT (O&M) Circle, Balasore | 3106 | EHT (O&M) Division, Joda | N16B | 220/33 kV GIS S/S Keonjhar | 3000000666 | Set of spares for LCC-220KV GIS | GIS.245SPR.A011 | ZSPR_ACT | ZSPR | SET | 1 | 161795.12 | INR
3000 | Northern Zone, Balasore | 3100 | EHT (O&M) Circle, Balasore | 3106 | EHT (O&M) Division, Joda | N16B | 220/33 kV GIS S/S Keonjhar | 3000000667 | Rupture disc oth compartments(220KV GIS) | GIS.245SPR.A012 | ZSPR_ACT | ZSPR | NOS | 2 | 323590.24 | INR
3000 | Northern Zone, Balasore | 3100 | EHT (O&M) Circle, Balasore | 3106 | EHT (O&M) Division, Joda | N16B | 220/33 kV GIS S/S Keonjhar | 3000000668 | 220KV GIS Maintenance earthing switch | GIS.245SPR.A013 | ZSPR_ACT | ZSPR | NOS | 1 | 511077.33 | INR
3000 | Northern Zone, Balasore | 3100 | EHT (O&M) Circle, Balasore | 3106 | EHT (O&M) Division, Joda | N16B | 220/33 kV GIS S/S Keonjhar | 3000000669 | 220KV GIS Fast acting earthing switch | GIS.245SPR.A014 | ZSPR_ACT | ZSPR | NOS | 1 | 511077.33 | INR
3000 | Northern Zone, Balasore | 3100 | EHT (O&M) Circle, Balasore | 3106 | EHT (O&M) Division, Joda | N16B | 220/33 kV GIS S/S Keonjhar | 3000000670 | 220KV GIS Disconnector | GIS.245SPR.A015 | ZSPR_ACT | ZSPR | NOS | 1 | 511077.33 | INR
3000 | Northern Zone, Balasore | 3100 | EHT (O&M) Circle, Balasore | 3106 | EHT (O&M) Division, Joda | N16B | 220/33 kV GIS S/S Keonjhar | 3000000671 | Density monitors for CB-220KV GIS | GIS.245SPR.A016 | ZSPR_ACT | ZSPR | NOS | 1 | 511077.33 | INR
3000 | Northern Zone, Balasore | 3100 | EHT (O&M) Circle, Balasore | 3106 | EHT (O&M) Division, Joda | N16B | 220/33 kV GIS S/S Keonjhar | 3000000672 | 220kV GIS D.Monitor-other gas compartmen | GIS.245SPR.A017 | ZSPR_ACT | ZSPR | NOS | 1 | 511077.33 | INR
3000 | Northern Zone, Balasore | 3100 | EHT (O&M) Circle, Balasore | 3106 | EHT (O&M) Division, Joda | N16B | 220/33 kV GIS S/S Keonjhar | 3000000673 | Drive for circuit breaker (220KV GIS) | GIS.245SPR.A018 | ZSPR_ACT | ZSPR | NOS | 1 | 511077.33 | INR
3000 | Northern Zone, Balasore | 3100 | EHT (O&M) Circle, Balasore | 3106 | EHT (O&M) Division, Joda | N16B | 220/33 kV GIS S/S Keonjhar | 3000000674 | LS&A contacts-245KV GIS DS & ES | GIS.245SPR.A019 | ZSPR_ACT | ZSPR | NOS | 1 | 118522.3 | INR
3000 | Northern Zone, Balasore | 3100 | EHT (O&M) Circle, Balasore | 3106 | EHT (O&M) Division, Joda | N16B | 220/33 kV GIS S/S Keonjhar | 3000000697 | 33kV GIS SP CT | GIS.36CT.A001 | ZSPR_ACT | ZSPR | SET | 3 | 355566.9 | INR
3000 | Northern Zone, Balasore | 3100 | EHT (O&M) Circle, Balasore | 3106 | EHT (O&M) Division, Joda | N16B | 220/33 kV GIS S/S Keonjhar | 3000000699 | Tripping&closing coils 33KV GIS CB Set | GIS.36SPR.A001 | ZSPR_ACT | ZSPR | NOS | 3 | 355566.9 | INR
3000 | Northern Zone, Balasore | 3100 | EHT (O&M) Circle, Balasore | 3106 | EHT (O&M) Division, Joda | N16B | 220/33 kV GIS S/S Keonjhar | 3000000702 | Auxiliary contacts for 33kV GIS CB | GIS.36SPR.A004 | ZSPR_ACT | ZSPR | SET | 4 | 474089.2 | INR
3000 | Northern Zone, Balasore | 3100 | EHT (O&M) Circle, Balasore | 3106 | EHT (O&M) Division, Joda | N16B | 220/33 kV GIS S/S Keonjhar | 3000000703 | LS&Auxiliary contacts for 33KV GIS DS&ES | GIS.36SPR.A005 | ZSPR_ACT | ZSPR | SET | 1 | 118522.3 | INR
3000 | Northern Zone, Balasore | 3100 | EHT (O&M) Circle, Balasore | 3106 | EHT (O&M) Division, Joda | N16B | 220/33 kV GIS S/S Keonjhar | 3000000704 | 33kV GIS SCM of CB | GIS.36SPR.A006 | ZSPR_ACT | ZSPR | SET | 4 | 474089.2 | INR
3000 | Northern Zone, Balasore | 3100 | EHT (O&M) Circle, Balasore | 3106 | EHT (O&M) Division, Joda | N16B | 220/33 kV GIS S/S Keonjhar | 3000000705 | 33kV GIS-Complete drive mech. for DS&GS | GIS.36SPR.A007 | ZSPR_ACT | ZSPR | SET | 1 | 118522.3 | INR
3000 | Northern Zone, Balasore | 3100 | EHT (O&M) Circle, Balasore | 3106 | EHT (O&M) Division, Joda | N16B | 220/33 kV GIS S/S Keonjhar | 3000000706 | 33kV GIS Motor for DS&GS | GIS.36SPR.A008 | ZSPR_ACT | ZSPR | SET | 1 | 118522.3 | INR
3000 | Northern Zone, Balasore | 3100 | EHT (O&M) Circle, Balasore | 3106 | EHT (O&M) Division, Joda | N16B | 220/33 kV GIS S/S Keonjhar | 3000000707 | 33kv GIS set of spares for LCC | GIS.36SPR.A009 | ZSPR_ACT | ZSPR | SET | 1 | 118522.3 | INR
3000 | Northern Zone, Balasore | 3100 | EHT (O&M) Circle, Balasore | 3106 | EHT (O&M) Division, Joda | N16B | 220/33 kV GIS S/S Keonjhar | 3000000711 | 33kV GIS Vaccum Disconnector | GIS.36SPR.A013 | ZSPR_ACT | ZSPR | SET | 1 | 118522.3 | INR
3000 | Northern Zone, Balasore | 3100 | EHT (O&M) Circle, Balasore | 3106 | EHT (O&M) Division, Joda | N16C | 400 kV Line S/D Keonjhar | 3000000740 | DS HARDWARE FITTING ACSR ZEBRA | HWF.DS.A003 | ZSPR_ACT | ZSPR | NOS | 10 | 53155.24 | INR
3000 | Northern Zone, Balasore | 3100 | EHT (O&M) Circle, Balasore | 3106 | EHT (O&M) Division, Joda | N164 | 132/33 kV T/L S/S S/D Palaspanga | 3000000740 | DS HARDWARE FITTING ACSR ZEBRA | HWF.DS.A003 | ZSPR_ACT | ZSPR | NOS | 6 | 31893.14 | INR
3000 | Northern Zone, Balasore | 3100 | EHT (O&M) Circle, Balasore | 3106 | EHT (O&M) Division, Joda | N163 | 220 kV Line S/D Joda | 3000000740 | DS HARDWARE FITTING ACSR ZEBRA | HWF.DS.A003 | ZSPR_US | ZSPR | NOS | 10 | 19000 | INR
3000 | Northern Zone, Balasore | 3100 | EHT (O&M) Circle, Balasore | 3106 | EHT (O&M) Division, Joda | N16C | 400 kV Line S/D Keonjhar | 3000000741 | DS HARDWARE FITTING ACSR MOOSE | HWF.DS.A004 | ZSPR_ACT | ZSPR | NOS | 4 | 17364 | INR
3000 | Northern Zone, Balasore | 3100 | EHT (O&M) Circle, Balasore | 3106 | EHT (O&M) Division, Joda | N164 | 132/33 kV T/L S/S S/D Palaspanga | 3000000754 | ARCING HORN-DS HWF FOR ACSR PANTHER | HWF.DS.D002 | ZSPR_US | ZSPR | NOS | 6 | 1500 | INR
3000 | Northern Zone, Balasore | 3100 | EHT (O&M) Circle, Balasore | 3106 | EHT (O&M) Division, Joda | N163 | 220 kV Line S/D Joda | 3000000799 | DT Hard ware fittings -120 KN insulator | HWF.DT.A002 | ZSPR_ACT | ZSPR | NOS | 3 | 9834 | INR
3000 | Northern Zone, Balasore | 3100 | EHT (O&M) Circle, Balasore | 3106 | EHT (O&M) Division, Joda | N16C | 400 kV Line S/D Keonjhar | 3000000800 | DT HARDWARE FITTING ACSR ZEBRA | HWF.DT.A003 | ZSPR_ACT | ZSPR | NOS | 11 | 58421.89 | INR
3000 | Northern Zone, Balasore | 3100 | EHT (O&M) Circle, Balasore | 3106 | EHT (O&M) Division, Joda | N164 | 132/33 kV T/L S/S S/D Palaspanga | 3000000800 | DT HARDWARE FITTING ACSR ZEBRA | HWF.DT.A003 | ZSPR_ACT | ZSPR | NOS | 6 | 31866.48 | INR
3000 | Northern Zone, Balasore | 3100 | EHT (O&M) Circle, Balasore | 3106 | EHT (O&M) Division, Joda | N16C | 400 kV Line S/D Keonjhar | 3000000801 | DT HARDWARE FITTING ACSR MOOSE | HWF.DT.A004 | ZSPR_ACT | ZSPR | NOS | 15 | 59313.15 | INR
3000 | Northern Zone, Balasore | 3100 | EHT (O&M) Circle, Balasore | 3106 | EHT (O&M) Division, Joda | N16C | 400 kV Line S/D Keonjhar | 3000000803 | DT HARDWARE FITTING FOR ACSR PANTHER | HWF.DT.A006 | ZSPR_ACT | ZSPR | NOS | 11 | 53177.08 | INR
3000 | Northern Zone, Balasore | 3100 | EHT (O&M) Circle, Balasore | 3106 | EHT (O&M) Division, Joda | N164 | 132/33 kV T/L S/S S/D Palaspanga | 3000000824 | SUSPENSION CLAMP FOR 7/3.15MM EARTHWIRE | HWF.SC.EW.A002 | ZSPR_ACT | ZSPR | NOS | 10 | 3191.2 | INR
3000 | Northern Zone, Balasore | 3100 | EHT (O&M) Circle, Balasore | 3106 | EHT (O&M) Division, Joda | N165 | 132/33 kV S/S S/D Barbil | 3000000846 | SS HARDWARE FITTING ACSR PANTHER | HWF.SS.A002 | ZSPR_ACT | ZSPR | NOS | 18 | 51842.4 | INR
3000 | Northern Zone, Balasore | 3100 | EHT (O&M) Circle, Balasore | 3106 | EHT (O&M) Division, Joda | N163 | 220 kV Line S/D Joda | 3000000846 | SS HARDWARE FITTING ACSR PANTHER | HWF.SS.A002 | ZSPR_US | ZSPR | NOS | 4 | 5247.96 | INR
3000 | Northern Zone, Balasore | 3100 | EHT (O&M) Circle, Balasore | 3106 | EHT (O&M) Division, Joda | N163 | 220 kV Line S/D Joda | 3000000847 | SS HARDWARE FITTING ACSR ZEBRA | HWF.SS.A003 | ZSPR_US | ZSPR | NOS | 6 | 2989.2 | INR
3000 | Northern Zone, Balasore | 3100 | EHT (O&M) Circle, Balasore | 3106 | EHT (O&M) Division, Joda | N165 | 132/33 kV S/S S/D Barbil | 3000000847 | SS HARDWARE FITTING ACSR ZEBRA | HWF.SS.A003 | ZSPR_ACT | ZSPR | NOS | 6 | 5810.44 | INR
3000 | Northern Zone, Balasore | 3100 | EHT (O&M) Circle, Balasore | 3106 | EHT (O&M) Division, Joda | N164 | 132/33 kV T/L S/S S/D Palaspanga | 3000000847 | SS HARDWARE FITTING ACSR ZEBRA | HWF.SS.A003 | ZSPR_ACT | ZSPR | NOS | 7 | 6778.85 | INR
3000 | Northern Zone, Balasore | 3100 | EHT (O&M) Circle, Balasore | 3106 | EHT (O&M) Division, Joda | N162 | 220/132/33 kV T/L S/S S/D Joda | 3000000847 | SS HARDWARE FITTING ACSR ZEBRA | HWF.SS.A003 | ZSPR_ACT | ZSPR | NOS | 67 | 64883.26 | INR
3000 | Northern Zone, Balasore | 3100 | EHT (O&M) Circle, Balasore | 3106 | EHT (O&M) Division, Joda | N16A | 220/33 kV T/L S/S S/D Telkoi | 3000000848 | SS H/W Fitting ACSR Moose | HWF.SS.A004 | ZSPR_ACT | ZSPR | NOS | 22 | 52268.92 | INR
3000 | Northern Zone, Balasore | 3100 | EHT (O&M) Circle, Balasore | 3106 | EHT (O&M) Division, Joda | N16C | 400 kV Line S/D Keonjhar | 3000000848 | SS H/W Fitting ACSR Moose | HWF.SS.A004 | ZSPR_ACT | ZSPR | NOS | 210 | 498930.62 | INR
3000 | Northern Zone, Balasore | 3100 | EHT (O&M) Circle, Balasore | 3106 | EHT (O&M) Division, Joda | N16D | 132/33 kV S/S S/D Dhenkikote | 3000000848 | SS H/W Fitting ACSR Moose | HWF.SS.A004 | ZSPR_ACT | ZSPR | NOS | 6 | 14255.16 | INR
3000 | Northern Zone, Balasore | 3100 | EHT (O&M) Circle, Balasore | 3106 | EHT (O&M) Division, Joda | N16D | 132/33 kV S/S S/D Dhenkikote | 3000000850 | SS HARDWARE FITTING ACSR TWIN MOOSE | HWF.SS.A006 | ZSPR_ACT | ZSPR | NOS | 9 | 52786.65 | INR
3000 | Northern Zone, Balasore | 3100 | EHT (O&M) Circle, Balasore | 3106 | EHT (O&M) Division, Joda | N16C | 400 kV Line S/D Keonjhar | 3000000852 | SS HARDWARE FITTING AAAC ZEBRA | HWF.SS.A010 | ZSPR_ACT | ZSPR | NOS | 81 | 173668.86 | INR
3000 | Northern Zone, Balasore | 3100 | EHT (O&M) Circle, Balasore | 3106 | EHT (O&M) Division, Joda | N16A | 220/33 kV T/L S/S S/D Telkoi | 3000000857 | SS HWF AGS type for 90 KN insulator | HWF.SS.A016 | ZSPR_ACT | ZSPR | NOS | 42 | 135644.13 | INR
3000 | Northern Zone, Balasore | 3100 | EHT (O&M) Circle, Balasore | 3106 | EHT (O&M) Division, Joda | N16B | 220/33 kV GIS S/S Keonjhar | 3000000857 | SS HWF AGS type for 90 KN insulator | HWF.SS.A016 | ZSPR_ACT | ZSPR | NOS | 4 | 12918.49 | INR
3000 | Northern Zone, Balasore | 3100 | EHT (O&M) Circle, Balasore | 3106 | EHT (O&M) Division, Joda | N16D | 132/33 kV S/S S/D Dhenkikote | 3000000857 | SS HWF AGS type for 90 KN insulator | HWF.SS.A016 | ZSPR_ACT | ZSPR | NOS | 12 | 38755.47 | INR
3000 | Northern Zone, Balasore | 3100 | EHT (O&M) Circle, Balasore | 3106 | EHT (O&M) Division, Joda | N162 | 220/132/33 kV T/L S/S S/D Joda | 3000000866 | CLAMP OF SS HWF FOR ACSR ZEBRA | HWF.SS.C003 | ZSPR_ACT | ZSPR | NOS | 67 | 703.5 | INR
3000 | Northern Zone, Balasore | 3100 | EHT (O&M) Circle, Balasore | 3106 | EHT (O&M) Division, Joda | N16D | 132/33 kV S/S S/D Dhenkikote | 3000000877 | ST Hard wares fittings 120KN insulator | HWF.ST.A002 | ZSPR_ACT | ZSPR | NOS | 176 | 191735.68 | INR
3000 | Northern Zone, Balasore | 3100 | EHT (O&M) Circle, Balasore | 3106 | EHT (O&M) Division, Joda | N163 | 220 kV Line S/D Joda | 3000000877 | ST Hard wares fittings 120KN insulator | HWF.ST.A002 | ZSPR_ACT | ZSPR | NOS | 4 | 4357.63 | INR
3000 | Northern Zone, Balasore | 3100 | EHT (O&M) Circle, Balasore | 3106 | EHT (O&M) Division, Joda | N164 | 132/33 kV T/L S/S S/D Palaspanga | 3000000878 | ST HWF FOR ACSR ZEBRA | HWF.ST.A003 | ZSPR_ACT | ZSPR | NOS | 5 | 15518.56 | INR
3000 | Northern Zone, Balasore | 3100 | EHT (O&M) Circle, Balasore | 3106 | EHT (O&M) Division, Joda | N16C | 400 kV Line S/D Keonjhar | 3000000878 | ST HWF FOR ACSR ZEBRA | HWF.ST.A003 | ZSPR_ACT | ZSPR | NOS | 6 | 18622.27 | INR
3000 | Northern Zone, Balasore | 3100 | EHT (O&M) Circle, Balasore | 3106 | EHT (O&M) Division, Joda | N16B | 220/33 kV GIS S/S Keonjhar | 3000000878 | ST HWF FOR ACSR ZEBRA | HWF.ST.A003 | ZSPR_ACT | ZSPR | NOS | 4 | 12414.85 | INR
3000 | Northern Zone, Balasore | 3100 | EHT (O&M) Circle, Balasore | 3106 | EHT (O&M) Division, Joda | N165 | 132/33 kV S/S S/D Barbil | 3000000878 | ST HWF FOR ACSR ZEBRA | HWF.ST.A003 | ZSPR_ACT | ZSPR | NOS | 4 | 12414.85 | INR
3000 | Northern Zone, Balasore | 3100 | EHT (O&M) Circle, Balasore | 3106 | EHT (O&M) Division, Joda | N163 | 220 kV Line S/D Joda | 3000000878 | ST HWF FOR ACSR ZEBRA | HWF.ST.A003 | ZSPR_ACT | ZSPR | NOS | 6 | 18622.28 | INR
3000 | Northern Zone, Balasore | 3100 | EHT (O&M) Circle, Balasore | 3106 | EHT (O&M) Division, Joda | N162 | 220/132/33 kV T/L S/S S/D Joda | 3000000878 | ST HWF FOR ACSR ZEBRA | HWF.ST.A003 | ZSPR_ACT | ZSPR | NOS | 6 | 18622.28 | INR
3000 | Northern Zone, Balasore | 3100 | EHT (O&M) Circle, Balasore | 3106 | EHT (O&M) Division, Joda | N16A | 220/33 kV T/L S/S S/D Telkoi | 3000000879 | Single Tension H/W Fitting ACSR Moose | HWF.ST.A004 | ZSPR_ACT | ZSPR | SET | 3 | 13531.3 | INR
3000 | Northern Zone, Balasore | 3100 | EHT (O&M) Circle, Balasore | 3106 | EHT (O&M) Division, Joda | N162 | 220/132/33 kV T/L S/S S/D Joda | 3000000879 | Single Tension H/W Fitting ACSR Moose | HWF.ST.A004 | ZSPR_ACT | ZSPR | SET | 2 | 9020.87 | INR
3000 | Northern Zone, Balasore | 3100 | EHT (O&M) Circle, Balasore | 3106 | EHT (O&M) Division, Joda | N16D | 132/33 kV S/S S/D Dhenkikote | 3000000881 | ST HARDWARE FITTING ACSR TWIN MOOSE | HWF.ST.A006 | ZSPR_ACT | ZSPR | NOS | 4 | 24745.19 | INR
3000 | Northern Zone, Balasore | 3100 | EHT (O&M) Circle, Balasore | 3106 | EHT (O&M) Division, Joda | N16A | 220/33 kV T/L S/S S/D Telkoi | 3000000881 | ST HARDWARE FITTING ACSR TWIN MOOSE | HWF.ST.A006 | ZSPR_ACT | ZSPR | NOS | 12 | 74235.56 | INR
3000 | Northern Zone, Balasore | 3100 | EHT (O&M) Circle, Balasore | 3106 | EHT (O&M) Division, Joda | N164 | 132/33 kV T/L S/S S/D Palaspanga | 3000000882 | ST HWF FOR ACSR PANTHER | HWF.ST.A008 | ZSPR_ACT | ZSPR | NOS | 11 | 11983.48 | INR
3000 | Northern Zone, Balasore | 3100 | EHT (O&M) Circle, Balasore | 3106 | EHT (O&M) Division, Joda | N16D | 132/33 kV S/S S/D Dhenkikote | 3000000886 | ST HWF ACSR S. MOOSE With TB | HWF.ST.A013 | ZSPR_ACT | ZSPR | NOS | 4 | 7627.61 | INR
3000 | Northern Zone, Balasore | 3100 | EHT (O&M) Circle, Balasore | 3106 | EHT (O&M) Division, Joda | N16A | 220/33 kV T/L S/S S/D Telkoi | 3000000929 | SWITCHYARD LIGHTING WITGH LED LAMPS | ILWR.SY.LFT.A001 | ZSPR_ACT | ZSPR | NOS | 2 | 10200 | INR
3000 | Northern Zone, Balasore | 3100 | EHT (O&M) Circle, Balasore | 3106 | EHT (O&M) Division, Joda | N16D | 132/33 kV S/S S/D Dhenkikote | 3000000931 | 90KN ANTIFOG DISC INSULATOR | INS.AF.DISC.B002 | ZSPR_ACT | ZSPR | NOS | 17 | 15267.43 | INR
3000 | Northern Zone, Balasore | 3100 | EHT (O&M) Circle, Balasore | 3106 | EHT (O&M) Division, Joda | N16A | 220/33 kV T/L S/S S/D Telkoi | 3000000931 | 90KN ANTIFOG DISC INSULATOR | INS.AF.DISC.B002 | ZSPR_ACT | ZSPR | NOS | 8 | 7184.67 | INR
3000 | Northern Zone, Balasore | 3100 | EHT (O&M) Circle, Balasore | 3106 | EHT (O&M) Division, Joda | N16D | 132/33 kV S/S S/D Dhenkikote | 3000000932 | 120KN ANTIFOG DISC INSULATOR | INS.AF.DISC.B003 | ZSPR_ACT | ZSPR | NOS | 76 | 71531.06 | INR
3000 | Northern Zone, Balasore | 3100 | EHT (O&M) Circle, Balasore | 3106 | EHT (O&M) Division, Joda | N164 | 132/33 kV T/L S/S S/D Palaspanga | 3000000933 | 160KN ANTIFOG DISC INSULATOR | INS.AF.DISC.B004 | ZSPR_ACT | ZSPR | NOS | 111 | 110919.92 | INR
3000 | Northern Zone, Balasore | 3100 | EHT (O&M) Circle, Balasore | 3106 | EHT (O&M) Division, Joda | N16A | 220/33 kV T/L S/S S/D Telkoi | 3000000933 | 160KN ANTIFOG DISC INSULATOR | INS.AF.DISC.B004 | ZSPR_ACT | ZSPR | NOS | 27 | 26980.52 | INR
3000 | Northern Zone, Balasore | 3100 | EHT (O&M) Circle, Balasore | 3106 | EHT (O&M) Division, Joda | N16C | 400 kV Line S/D Keonjhar | 3000000933 | 160KN ANTIFOG DISC INSULATOR | INS.AF.DISC.B004 | ZSPR_ACT | ZSPR | NOS | 51 | 50963.2 | INR
3000 | Northern Zone, Balasore | 3100 | EHT (O&M) Circle, Balasore | 3106 | EHT (O&M) Division, Joda | N16A | 220/33 kV T/L S/S S/D Telkoi | 3000000943 | 33 KV Bus Post Insulator | INS.POR.BPI.C001 | ZSPR_ACT | ZSPR | NOS | 1 | 3281.92 | INR
3000 | Northern Zone, Balasore | 3100 | EHT (O&M) Circle, Balasore | 3106 | EHT (O&M) Division, Joda | N162 | 220/132/33 kV T/L S/S S/D Joda | 3000000944 | 132 KV BUS POST INSULATORS | INS.POR.BPI.D001 | ZSPR_ACT | ZSPR | NOS | 2 | 10000 | INR
3000 | Northern Zone, Balasore | 3100 | EHT (O&M) Circle, Balasore | 3106 | EHT (O&M) Division, Joda | N16A | 220/33 kV T/L S/S S/D Telkoi | 3000000945 | 220KV Bus Post Insulator | INS.POR.BPI.E001 | ZSPR_ACT | ZSPR | NOS | 10 | 274229.5 | INR
3000 | Northern Zone, Balasore | 3100 | EHT (O&M) Circle, Balasore | 3106 | EHT (O&M) Division, Joda | N162 | 220/132/33 kV T/L S/S S/D Joda | 3000000945 | 220KV Bus Post Insulator | INS.POR.BPI.E001 | ZSPR_ACT | ZSPR | NOS | 2 | 54845.9 | INR
3000 | Northern Zone, Balasore | 3100 | EHT (O&M) Circle, Balasore | 3106 | EHT (O&M) Division, Joda | N165 | 132/33 kV S/S S/D Barbil | 3000000947 | 90KN PORCELAIN DISC INSULATOR | INS.POR.DISC.B002 | ZSPR_SCRAP | ZSPR | NOS | 20 | 5 | INR
3000 | Northern Zone, Balasore | 3100 | EHT (O&M) Circle, Balasore | 3106 | EHT (O&M) Division, Joda | N165 | 132/33 kV S/S S/D Barbil | 3000000947 | 90KN PORCELAIN DISC INSULATOR | INS.POR.DISC.B002 | ZSPR_ACT | ZSPR | NOS | 210 | 17976.27 | INR
3000 | Northern Zone, Balasore | 3100 | EHT (O&M) Circle, Balasore | 3106 | EHT (O&M) Division, Joda | N163 | 220 kV Line S/D Joda | 3000000947 | 90KN PORCELAIN DISC INSULATOR | INS.POR.DISC.B002 | ZSPR_ACT | ZSPR | NOS | 30 | 2568.04 | INR
3000 | Northern Zone, Balasore | 3100 | EHT (O&M) Circle, Balasore | 3106 | EHT (O&M) Division, Joda | N164 | 132/33 kV T/L S/S S/D Palaspanga | 3000000947 | 90KN PORCELAIN DISC INSULATOR | INS.POR.DISC.B002 | ZSPR_ACT | ZSPR | NOS | 444 | 38006.98 | INR
3000 | Northern Zone, Balasore | 3100 | EHT (O&M) Circle, Balasore | 3106 | EHT (O&M) Division, Joda | N163 | 220 kV Line S/D Joda | 3000000948 | 120KN PORCELAIN DISC INSULATOR | INS.POR.DISC.B003 | ZSPR_ACT | ZSPR | NOS | 204 | 81600 | INR
3000 | Northern Zone, Balasore | 3100 | EHT (O&M) Circle, Balasore | 3106 | EHT (O&M) Division, Joda | N163 | 220 kV Line S/D Joda | 3000000949 | 160KN PORCELAIN DISC INSULATOR | INS.POR.DISC.B004 | ZSPR_ACT | ZSPR | NOS | 11 | 4400 | INR
3000 | Northern Zone, Balasore | 3100 | EHT (O&M) Circle, Balasore | 3106 | EHT (O&M) Division, Joda | N164 | 132/33 kV T/L S/S S/D Palaspanga | 3000000950 | 160KN 220 KV PORCELAIN LONG ROD INSULATO | INS.POR.LR.B004 | ZSPR_ACT | ZSPR | NOS | 9 | 130509.18 | INR
3000 | Northern Zone, Balasore | 3100 | EHT (O&M) Circle, Balasore | 3106 | EHT (O&M) Division, Joda | N163 | 220 kV Line S/D Joda | 3000000953 | 90KN 220KV PORCELAIN LONG ROD | INS.POR.LR.B001 | ZSPR_SCRAP | ZSPR | NOS | 40 | 120000 | INR
3000 | Northern Zone, Balasore | 3100 | EHT (O&M) Circle, Balasore | 3106 | EHT (O&M) Division, Joda | N164 | 132/33 kV T/L S/S S/D Palaspanga | 3000000953 | 90KN 220KV PORCELAIN LONG ROD | INS.POR.LR.B001 | ZSPR_ACT | ZSPR | NOS | 216 | 2498105.69 | INR
3000 | Northern Zone, Balasore | 3100 | EHT (O&M) Circle, Balasore | 3106 | EHT (O&M) Division, Joda | N163 | 220 kV Line S/D Joda | 3000000954 | 132KV LR 90KN PORCELAIN INSULATOR | INS.POR.LR.D002 | ZSPR_ACT | ZSPR | NOS | 26 | 183147.12 | INR
3000 | Northern Zone, Balasore | 3100 | EHT (O&M) Circle, Balasore | 3106 | EHT (O&M) Division, Joda | N163 | 220 kV Line S/D Joda | 3000000955 | 120KN 132 KV PORCELAIN LONG ROD | INS.POR.LR.D003 | ZSPR_ACT | ZSPR | NOS | 19 | 154809.72 | INR
3000 | Northern Zone, Balasore | 3100 | EHT (O&M) Circle, Balasore | 3106 | EHT (O&M) Division, Joda | N16A | 220/33 kV T/L S/S S/D Telkoi | 3000000957 | 160KN 132 KV PORCELAIN LONG ROD | INS.POR.LR.E004 | ZSPR_ACT | ZSPR | NOS | 3 | 51506.59 | INR
3000 | Northern Zone, Balasore | 3100 | EHT (O&M) Circle, Balasore | 3106 | EHT (O&M) Division, Joda | N162 | 220/132/33 kV T/L S/S S/D Joda | 3000000961 | 120KN 132 KV SILICON RUBBER LR INSULATOR | INS.S.RUBBERLR.D002 | ZSPR_ACT | ZSPR | NOS | 80 | 232318.4 | INR
3000 | Northern Zone, Balasore | 3100 | EHT (O&M) Circle, Balasore | 3106 | EHT (O&M) Division, Joda | N164 | 132/33 kV T/L S/S S/D Palaspanga | 3000000996 | CT CONSOLE BOX | MISC.CT.CONSOLE.A001 | ZSPR_ACT | ZSPR | NOS | 6 | 40500 | INR
3000 | Northern Zone, Balasore | 3100 | EHT (O&M) Circle, Balasore | 3106 | EHT (O&M) Division, Joda | N162 | 220/132/33 kV T/L S/S S/D Joda | 3000000996 | CT CONSOLE BOX | MISC.CT.CONSOLE.A001 | ZSPR_ACT | ZSPR | NOS | 3 | 20250 | INR
3000 | Northern Zone, Balasore | 3100 | EHT (O&M) Circle, Balasore | 3106 | EHT (O&M) Division, Joda | N164 | 132/33 kV T/L S/S S/D Palaspanga | 3000001002 | EMPTY Tfr OIL BARREL | MISC.EMPTYBRL.A001 | ZSPR_SCRAP | ZSPR | NOS | 81 | 6389.28 | INR
3000 | Northern Zone, Balasore | 3100 | EHT (O&M) Circle, Balasore | 3106 | EHT (O&M) Division, Joda | N165 | 132/33 kV S/S S/D Barbil | 3000001002 | EMPTY Tfr OIL BARREL | MISC.EMPTYBRL.A001 | ZSPR_ACT | ZSPR | NOS | 56 | 4640.11 | INR
3000 | Northern Zone, Balasore | 3100 | EHT (O&M) Circle, Balasore | 3106 | EHT (O&M) Division, Joda | N16B | 220/33 kV GIS S/S Keonjhar | 3000001002 | EMPTY Tfr OIL BARREL | MISC.EMPTYBRL.A001 | ZSPR_ACT | ZSPR | NOS | 13 | 1077.17 | INR
3000 | Northern Zone, Balasore | 3100 | EHT (O&M) Circle, Balasore | 3106 | EHT (O&M) Division, Joda | N163 | 220 kV Line S/D Joda | 3000001051 | 12 MM POLYPROPELENE ROPE | MISC.ROPE.B001 | ZSPR_ACT | ZSPR | KG | 50 | 1500 | INR
3000 | Northern Zone, Balasore | 3100 | EHT (O&M) Circle, Balasore | 3106 | EHT (O&M) Division, Joda | N163 | 220 kV Line S/D Joda | 3000001054 | 20 /22 MM POLYPROPELENE ROPE | MISC.ROPE.B004 | ZSPR_ACT | ZSPR | KG | 5 | 1000 | INR
3000 | Northern Zone, Balasore | 3100 | EHT (O&M) Circle, Balasore | 3106 | EHT (O&M) Division, Joda | N162 | 220/132/33 kV T/L S/S S/D Joda | 3000001067 | 50 Kg SF6 gas Cylinder | MISC.SF6CYLNDR.A002 | ZSPR_ACT | ZSPR | NOS | 1 | 80997.81 | INR
3000 | Northern Zone, Balasore | 3100 | EHT (O&M) Circle, Balasore | 3106 | EHT (O&M) Division, Joda | N16B | 220/33 kV GIS S/S Keonjhar | 3000001067 | 50 Kg SF6 gas Cylinder | MISC.SF6CYLNDR.A002 | ZSPR_ACT | ZSPR | NOS | 1 | 80997.81 | INR
3000 | Northern Zone, Balasore | 3100 | EHT (O&M) Circle, Balasore | 3106 | EHT (O&M) Division, Joda | N163 | 220 kV Line S/D Joda | 3000001077 | SAFTY HELMET | MISC.SFTYHELMET.A002 | ZSPR_US | ZSPR | NOS | 7 | 498.82 | INR
3000 | Northern Zone, Balasore | 3100 | EHT (O&M) Circle, Balasore | 3106 | EHT (O&M) Division, Joda | N16D | 132/33 kV S/S S/D Dhenkikote | 3000001090 | GI TUBULAR POLE FOR STREET LIGHT | MISC.TBULR.POLE.A001 | ZSPR_ACT | ZSPR | NOS | 6 | 40548.45 | INR
3000 | Northern Zone, Balasore | 3100 | EHT (O&M) Circle, Balasore | 3106 | EHT (O&M) Division, Joda | N162 | 220/132/33 kV T/L S/S S/D Joda | 3000001090 | GI TUBULAR POLE FOR STREET LIGHT | MISC.TBULR.POLE.A001 | ZSPR_ACT | ZSPR | NOS | 5 | 33790.37 | INR
3000 | Northern Zone, Balasore | 3100 | EHT (O&M) Circle, Balasore | 3106 | EHT (O&M) Division, Joda | N164 | 132/33 kV T/L S/S S/D Palaspanga | 3000001090 | GI TUBULAR POLE FOR STREET LIGHT | MISC.TBULR.POLE.A001 | ZSPR_ACT | ZSPR | NOS | 1 | 6758.07 | INR
3000 | Northern Zone, Balasore | 3100 | EHT (O&M) Circle, Balasore | 3106 | EHT (O&M) Division, Joda | N16B | 220/33 kV GIS S/S Keonjhar | 3000001094 | NEW EHV GRADE Napthelin based Tfr OIL | MISC.TFROIL.A001 | ZSPR_ACT | ZSPR | L | 1045 | 73523.64 | INR
3000 | Northern Zone, Balasore | 3100 | EHT (O&M) Circle, Balasore | 3106 | EHT (O&M) Division, Joda | N164 | 132/33 kV T/L S/S S/D Palaspanga | 3000001094 | NEW EHV GRADE Napthelin based Tfr OIL | MISC.TFROIL.A001 | ZSPR_ACT | ZSPR | L | 785 | 55230.67 | INR
3000 | Northern Zone, Balasore | 3100 | EHT (O&M) Circle, Balasore | 3106 | EHT (O&M) Division, Joda | N162 | 220/132/33 kV T/L S/S S/D Joda | 3000001095 | USED/ OLD Tfr OIL | MISC.TFROIL.A002 | ZSPR_US | ZSPR | L | 7746 | 7746 | INR
3000 | Northern Zone, Balasore | 3100 | EHT (O&M) Circle, Balasore | 3106 | EHT (O&M) Division, Joda | N16D | 132/33 kV S/S S/D Dhenkikote | 3000001095 | USED/ OLD Tfr OIL | MISC.TFROIL.A002 | ZSPR_ACT | ZSPR | L | 200 | 5000 | INR
3000 | Northern Zone, Balasore | 3100 | EHT (O&M) Circle, Balasore | 3106 | EHT (O&M) Division, Joda | N164 | 132/33 kV T/L S/S S/D Palaspanga | 3000001107 | DIGITAL AMPER-HOUR METER | MTR.AHMETER.D.A001 | ZSPR_ACT | ZSPR | NOS | 1 | 200 | INR
3000 | Northern Zone, Balasore | 3100 | EHT (O&M) Circle, Balasore | 3106 | EHT (O&M) Division, Joda | N164 | 132/33 kV T/L S/S S/D Palaspanga | 3000001141 | APEX-100 ENERGY METER | MTR.SECURE.A003 | ZSPR_ACT | ZSPR | NOS | 1 | 85596.33 | INR
3000 | Northern Zone, Balasore | 3100 | EHT (O&M) Circle, Balasore | 3106 | EHT (O&M) Division, Joda | N164 | 132/33 kV T/L S/S S/D Palaspanga | 3000001154 | NUTS AND BOLTS | NBW.ASRT.GINB.A001 | ZSPR_ACT | ZSPR | KG | 76.97 | 6430.73 | INR
3000 | Northern Zone, Balasore | 3100 | EHT (O&M) Circle, Balasore | 3106 | EHT (O&M) Division, Joda | N16D | 132/33 kV S/S S/D Dhenkikote | 3000001154 | NUTS AND BOLTS | NBW.ASRT.GINB.A001 | ZSPR_ACT | ZSPR | KG | 1927 | 160997.97 | INR
3000 | Northern Zone, Balasore | 3100 | EHT (O&M) Circle, Balasore | 3106 | EHT (O&M) Division, Joda | N16B | 220/33 kV GIS S/S Keonjhar | 3000001154 | NUTS AND BOLTS | NBW.ASRT.GINB.A001 | ZSPR_ACT | ZSPR | KG | 60 | 5012.91 | INR
3000 | Northern Zone, Balasore | 3100 | EHT (O&M) Circle, Balasore | 3106 | EHT (O&M) Division, Joda | N164 | 132/33 kV T/L S/S S/D Palaspanga | 3000001163 | ASSORTED FOUNDATION NUT & BOLT IN KG | NBW.FDN.NB.A017 | ZSPR_US | ZSPR | KG | 7 | 81.2 | INR
3000 | Northern Zone, Balasore | 3100 | EHT (O&M) Circle, Balasore | 3106 | EHT (O&M) Division, Joda | N16C | 400 kV Line S/D Keonjhar | 3000001167 | ASSORTED FOUNDATION NUT & BOLT in Kg | NBW.FDN.NB.A022 | ZSPR_ACT | ZSPR | KG | 105 | 14932.73 | INR
3000 | Northern Zone, Balasore | 3100 | EHT (O&M) Circle, Balasore | 3106 | EHT (O&M) Division, Joda | N16A | 220/33 kV T/L S/S S/D Telkoi | 3000001167 | ASSORTED FOUNDATION NUT & BOLT in Kg | NBW.FDN.NB.A022 | ZSPR_ACT | ZSPR | KG | 7507 | 1067619.2 | INR
3000 | Northern Zone, Balasore | 3100 | EHT (O&M) Circle, Balasore | 3106 | EHT (O&M) Division, Joda | N163 | 220 kV Line S/D Joda | 3000001167 | ASSORTED FOUNDATION NUT & BOLT in Kg | NBW.FDN.NB.A022 | ZSPR_ACT | ZSPR | KG | 32 | 4550.93 | INR
3000 | Northern Zone, Balasore | 3100 | EHT (O&M) Circle, Balasore | 3106 | EHT (O&M) Division, Joda | N164 | 132/33 kV T/L S/S S/D Palaspanga | 3000001170 | 25 X 1000 ALLEN HEAD FNB | NBW.FDN.NB.B001 | ZSPR_US | ZSPR | NOS | 8 | 400 | INR
3000 | Northern Zone, Balasore | 3100 | EHT (O&M) Circle, Balasore | 3106 | EHT (O&M) Division, Joda | N162 | 220/132/33 kV T/L S/S S/D Joda | 3000001179 | 12 X 40 MM GI HALF THREAD NUT & BOLT | NBW.GINB.A003 | ZSPR_ACT | ZSPR | KG | 30 | 30 | INR
3000 | Northern Zone, Balasore | 3100 | EHT (O&M) Circle, Balasore | 3106 | EHT (O&M) Division, Joda | N162 | 220/132/33 kV T/L S/S S/D Joda | 3000001180 | 12 X 45 MM GI HALF THREAD NUT & BOLT | NBW.GINB.A004 | ZSPR_ACT | ZSPR | KG | 30 | 30 | INR
3000 | Northern Zone, Balasore | 3100 | EHT (O&M) Circle, Balasore | 3106 | EHT (O&M) Division, Joda | N16C | 400 kV Line S/D Keonjhar | 3000001182 | 16 X 35 MM GI HALF THREAD NUT & BOLT | NBW.GINB.A006 | ZSPR_ACT | ZSPR | KG | 30 | 4266.49 | INR
3000 | Northern Zone, Balasore | 3100 | EHT (O&M) Circle, Balasore | 3106 | EHT (O&M) Division, Joda | N16C | 400 kV Line S/D Keonjhar | 3000001183 | 16 X 40 MM GI HALF THREAD NUT & BOLT | NBW.GINB.A007 | ZSPR_ACT | ZSPR | KG | 25 | 3555.41 | INR
3000 | Northern Zone, Balasore | 3100 | EHT (O&M) Circle, Balasore | 3106 | EHT (O&M) Division, Joda | N16C | 400 kV Line S/D Keonjhar | 3000001184 | 16 X 45 MM GI HALF THREAD NUT & BOLT | NBW.GINB.A008 | ZSPR_ACT | ZSPR | KG | 10 | 1422.16 | INR
3000 | Northern Zone, Balasore | 3100 | EHT (O&M) Circle, Balasore | 3106 | EHT (O&M) Division, Joda | N16C | 400 kV Line S/D Keonjhar | 3000001189 | 16X70MM GI HALF THREAD NUT & BOLT | NBW.GINB.A013 | ZSPR_ACT | ZSPR | KG | 30 | 2141.7 | INR
3000 | Northern Zone, Balasore | 3100 | EHT (O&M) Circle, Balasore | 3106 | EHT (O&M) Division, Joda | N16C | 400 kV Line S/D Keonjhar | 3000001218 | 16X65MM GI FULL THREAD NUT & BOLT | NBW.GINB.B012 | ZSPR_ACT | ZSPR | KG | 20 | 3050 | INR
3000 | Northern Zone, Balasore | 3100 | EHT (O&M) Circle, Balasore | 3106 | EHT (O&M) Division, Joda | N16C | 400 kV Line S/D Keonjhar | 3000001235 | 27 X 6MM THICK PACK / FLAT GI WASHER | NBW.GIWSR.A003 | ZSPR_ACT | ZSPR | KG | 80 | 2851.2 | INR
3000 | Northern Zone, Balasore | 3100 | EHT (O&M) Circle, Balasore | 3106 | EHT (O&M) Division, Joda | N16C | 400 kV Line S/D Keonjhar | 3000001256 | STANDARD SIZE SPRING GI WASHER | NBW.GIWSR.B001 | ZSPR_ACT | ZSPR | KG | 70 | 2494.8 | INR
3000 | Northern Zone, Balasore | 3100 | EHT (O&M) Circle, Balasore | 3106 | EHT (O&M) Division, Joda | N16C | 400 kV Line S/D Keonjhar | 3000001263 | Different size HDG Nut bolt | NBW.HTNB.A002 | ZSPR_ACT | ZSPR | KG | 1071 | 89384.77 | INR
3000 | Northern Zone, Balasore | 3100 | EHT (O&M) Circle, Balasore | 3106 | EHT (O&M) Division, Joda | N165 | 132/33 kV S/S S/D Barbil | 3000001275 | 132KV DUPLEX FEEDER C&R PANEL | PNL.132.D.A001 | ZSPR_ACT | ZSPR | NOS | 1 | 578361 | INR
3000 | Northern Zone, Balasore | 3100 | EHT (O&M) Circle, Balasore | 3106 | EHT (O&M) Division, Joda | N165 | 132/33 kV S/S S/D Barbil | 3000001297 | 33KV Transformer CR Panel | PNL.33.S.B002 | ZSPR_ACT | ZSPR | NOS | 1 | 348767 | INR
3000 | Northern Zone, Balasore | 3100 | EHT (O&M) Circle, Balasore | 3106 | EHT (O&M) Division, Joda | N162 | 220/132/33 kV T/L S/S S/D Joda | 3000001325 | 8 WINDOW FACIA ANNUNCIATOR RELAY | RLAY.ANCITOR.A001 | ZSPR_ACT | ZSPR | NOS | 2 | 8860 | INR
3000 | Northern Zone, Balasore | 3100 | EHT (O&M) Circle, Balasore | 3106 | EHT (O&M) Division, Joda | N164 | 132/33 kV T/L S/S S/D Palaspanga | 3000001328 | 16 Window Annunciation fascia | RLAY.ANCITOR.A004 | ZSPR_ACT | ZSPR | NOS | 1 | 20001 | INR
3000 | Northern Zone, Balasore | 3100 | EHT (O&M) Circle, Balasore | 3106 | EHT (O&M) Division, Joda | N162 | 220/132/33 kV T/L S/S S/D Joda | 3000001333 | Auxiliary relay | RLAY.AUX.A023 | ZSPR_ACT | ZSPR | NOS | 4 | 4 | INR
3000 | Northern Zone, Balasore | 3100 | EHT (O&M) Circle, Balasore | 3106 | EHT (O&M) Division, Joda | N162 | 220/132/33 kV T/L S/S S/D Joda | 3000001347 | NUMERIC DIFFERENTIAL RELAY | RLAY.DIFFTIAL.C001 | ZSPR_ACT | ZSPR | NOS | 4 | 1053560.37 | INR
3000 | Northern Zone, Balasore | 3100 | EHT (O&M) Circle, Balasore | 3106 | EHT (O&M) Division, Joda | N168 | 132/11 kV SW/S Bolani | 3000001350 | Distance Protection Relay | RLAY.DP.B003 | ZSPR_ACT | ZSPR | NOS | 1 | 10000 | INR
3000 | Northern Zone, Balasore | 3100 | EHT (O&M) Circle, Balasore | 3106 | EHT (O&M) Division, Joda | N162 | 220/132/33 kV T/L S/S S/D Joda | 3000001351 | Numerical Feeder Management Relay | RLAY.DP.C001 | ZSPR_SH | ZSPR | NOS | 3 | 3 | INR
3000 | Northern Zone, Balasore | 3100 | EHT (O&M) Circle, Balasore | 3106 | EHT (O&M) Division, Joda | N162 | 220/132/33 kV T/L S/S S/D Joda | 3000001352 | Distance Protection Relay(Cat-A) | RLAY.DP.C003 | ZSPR_ACT | ZSPR | NOS | 1 | 235848 | INR
3000 | Northern Zone, Balasore | 3100 | EHT (O&M) Circle, Balasore | 3106 | EHT (O&M) Division, Joda | N162 | 220/132/33 kV T/L S/S S/D Joda | 3000001377 | Instantaneous Earth Fault relay | RLAY.INS.A003 | ZSPR_ACT | ZSPR | NOS | 2 | 4000 | INR
3000 | Northern Zone, Balasore | 3100 | EHT (O&M) Circle, Balasore | 3106 | EHT (O&M) Division, Joda | N162 | 220/132/33 kV T/L S/S S/D Joda | 3000001385 | ELECTROMAGNETIC MASTER TRIP RELAY | RLAY.MTRIP.A001 | ZSPR_ACT | ZSPR | NOS | 5 | 9905 | INR
3000 | Northern Zone, Balasore | 3100 | EHT (O&M) Circle, Balasore | 3106 | EHT (O&M) Division, Joda | N164 | 132/33 kV T/L S/S S/D Palaspanga | 3000001390 | High Burden Master Trip Relay | RLAY.MTRIP.A007 | ZSPR_ACT | ZSPR | NOS | 11 | 45382.48 | INR
3000 | Northern Zone, Balasore | 3100 | EHT (O&M) Circle, Balasore | 3106 | EHT (O&M) Division, Joda | N162 | 220/132/33 kV T/L S/S S/D Joda | 3000001400 | OC E/F NON DIR NUMERIC BACK UP RELAY | RLAY.NUMBACKUP.A001 | ZSPR_ACT | ZSPR | NOS | 1 | 0 | INR
3000 | Northern Zone, Balasore | 3100 | EHT (O&M) Circle, Balasore | 3106 | EHT (O&M) Division, Joda | N165 | 132/33 kV S/S S/D Barbil | 3000001400 | OC E/F NON DIR NUMERIC BACK UP RELAY | RLAY.NUMBACKUP.A001 | ZSPR_ACT | ZSPR | NOS | 1 | 0 | INR
3000 | Northern Zone, Balasore | 3100 | EHT (O&M) Circle, Balasore | 3106 | EHT (O&M) Division, Joda | N165 | 132/33 kV S/S S/D Barbil | 3000001401 | Num Backup Relay | RLAY.NUMBACKUP.A002 | ZSPR_ACT | ZSPR | NOS | 3 | 226524 | INR
3000 | Northern Zone, Balasore | 3100 | EHT (O&M) Circle, Balasore | 3106 | EHT (O&M) Division, Joda | N162 | 220/132/33 kV T/L S/S S/D Joda | 3000001404 | Numerical Back up Relay | RLAY.NUMBACKUP.B002 | ZSPR_ACT | ZSPR | NOS | 1 | 75508.2 | INR
3000 | Northern Zone, Balasore | 3100 | EHT (O&M) Circle, Balasore | 3106 | EHT (O&M) Division, Joda | N164 | 132/33 kV T/L S/S S/D Palaspanga | 3000001434 | AUXILIARY RELAY FOR TRANSFORMER with thr | SAS.BAY.AUX.A002 | ZSPR_ACT | ZSPR | NOS | 3 | 10854.84 | INR
3000 | Northern Zone, Balasore | 3100 | EHT (O&M) Circle, Balasore | 3106 | EHT (O&M) Division, Joda | N162 | 220/132/33 kV T/L S/S S/D Joda | 3000001601 | TRIP COIL OF 132KV SF6 CGL | SPR.BKR132CGL.D044 | ZSPR_ACT | ZSPR | NOS | 2 | 1505.41 | INR
3000 | Northern Zone, Balasore | 3100 | EHT (O&M) Circle, Balasore | 3106 | EHT (O&M) Division, Joda | N164 | 132/33 kV T/L S/S S/D Palaspanga | 3000001601 | TRIP COIL OF 132KV SF6 CGL | SPR.BKR132CGL.D044 | ZSPR_ACT | ZSPR | NOS | 5 | 3763.54 | INR
3000 | Northern Zone, Balasore | 3100 | EHT (O&M) Circle, Balasore | 3106 | EHT (O&M) Division, Joda | N162 | 220/132/33 kV T/L S/S S/D Joda | 3000001624 | GAS FILLING DEVICE 132KV CGL SF6 CB | SPR.BKR132CGL.D087 | ZSPR_ACT | ZSPR | NOS | 2 | 200 | INR
3000 | Northern Zone, Balasore | 3100 | EHT (O&M) Circle, Balasore | 3106 | EHT (O&M) Division, Joda | N162 | 220/132/33 kV T/L S/S S/D Joda | 3000001651 | Trip/Close coil 132KV SF6 Seimens Brker | SPR.BKR132SMNS.B008 | ZSPR_ACT | ZSPR | NOS | 5 | 6000 | INR
3000 | Northern Zone, Balasore | 3100 | EHT (O&M) Circle, Balasore | 3106 | EHT (O&M) Division, Joda | N164 | 132/33 kV T/L S/S S/D Palaspanga | 3000001651 | Trip/Close coil 132KV SF6 Seimens Brker | SPR.BKR132SMNS.B008 | ZSPR_ACT | ZSPR | NOS | 2 | 2400 | INR
3000 | Northern Zone, Balasore | 3100 | EHT (O&M) Circle, Balasore | 3106 | EHT (O&M) Division, Joda | N162 | 220/132/33 kV T/L S/S S/D Joda | 3000001666 | SF6 GAS LEAKAGE DETECTOR | SPR.BKR132SMNS.D016 | ZSPR_ACT | ZSPR | NOS | 1 | 1 | INR
3000 | Northern Zone, Balasore | 3100 | EHT (O&M) Circle, Balasore | 3106 | EHT (O&M) Division, Joda | N162 | 220/132/33 kV T/L S/S S/D Joda | 3000001667 | GAS FILLING DEVICE 132KV SIEMENS SF6 CB | SPR.BKR132SMNS.D017 | ZSPR_ACT | ZSPR | NOS | 1 | 1 | INR
3000 | Northern Zone, Balasore | 3100 | EHT (O&M) Circle, Balasore | 3106 | EHT (O&M) Division, Joda | N162 | 220/132/33 kV T/L S/S S/D Joda | 3000001683 | SPRING CHARGING MOTOR 220KV ABB SF6 CB | SPR.BKR220ABB.D006 | ZSPR_ACT | ZSPR | NOS | 3 | 11938.59 | INR
3000 | Northern Zone, Balasore | 3100 | EHT (O&M) Circle, Balasore | 3106 | EHT (O&M) Division, Joda | N162 | 220/132/33 kV T/L S/S S/D Joda | 3000001696 | TRIPPING COIL FOR 220KV ABB MAKE SF6 CB | SPR.BKR220ABB.D019 | ZSPR_ACT | ZSPR | NOS | 12 | 14045.4 | INR
3000 | Northern Zone, Balasore | 3100 | EHT (O&M) Circle, Balasore | 3106 | EHT (O&M) Division, Joda | N162 | 220/132/33 kV T/L S/S S/D Joda | 3000001730 | PRESSURE LOCKOUT CONTACT220KV ABB SF6CB | SPR.BKR220ABB.D056 | ZSPR_ACT | ZSPR | NOS | 3 | 1674.69 | INR
3000 | Northern Zone, Balasore | 3100 | EHT (O&M) Circle, Balasore | 3106 | EHT (O&M) Division, Joda | N162 | 220/132/33 kV T/L S/S S/D Joda | 3000001797 | SF6 GAS FILLING DEVICE 220KV SF6 CB ABB | SPR.BKR220ABB.D162 | ZSPR_ACT | ZSPR | NOS | 3 | 23174.91 | INR
3000 | Northern Zone, Balasore | 3100 | EHT (O&M) Circle, Balasore | 3106 | EHT (O&M) Division, Joda | N162 | 220/132/33 kV T/L S/S S/D Joda | 3000001829 | TRIPPING&CLOSING COIL 220KV CGL SF6 CB | SPR.BKR220CGL.D006 | ZSPR_ACT | ZSPR | NOS | 4 | 4800 | INR
3000 | Northern Zone, Balasore | 3100 | EHT (O&M) Circle, Balasore | 3106 | EHT (O&M) Division, Joda | N162 | 220/132/33 kV T/L S/S S/D Joda | 3000001859 | GAS FILLING DEVICE 220KV SIEMENS SF6 CB | SPR.BKR220SMNS.D017 | ZSPR_ACT | ZSPR | NOS | 1 | 7823 | INR
3000 | Northern Zone, Balasore | 3100 | EHT (O&M) Circle, Balasore | 3106 | EHT (O&M) Division, Joda | N164 | 132/33 kV T/L S/S S/D Palaspanga | 3000001873 | UPPER CONTACTFINGER 36KV ALLIND MOCB | SPR.BKR36ALND.C004 | ZSPR_US | ZSPR | NOS | 1 | 316 | INR
3000 | Northern Zone, Balasore | 3100 | EHT (O&M) Circle, Balasore | 3106 | EHT (O&M) Division, Joda | N164 | 132/33 kV T/L S/S S/D Palaspanga | 3000001874 | LOWER CONTACTFINGER 36KV ALLIND MOCB | SPR.BKR36ALND.C006 | ZSPR_US | ZSPR | NOS | 1 | 316 | INR
3000 | Northern Zone, Balasore | 3100 | EHT (O&M) Circle, Balasore | 3106 | EHT (O&M) Division, Joda | N164 | 132/33 kV T/L S/S S/D Palaspanga | 3000001875 | LAY SHAFT ASSEMBLY FOR 36KV ALLIND MOCB | SPR.BKR36ALND.C007 | ZSPR_ACT | ZSPR | NOS | 3 | 43860 | INR
3000 | Northern Zone, Balasore | 3100 | EHT (O&M) Circle, Balasore | 3106 | EHT (O&M) Division, Joda | N164 | 132/33 kV T/L S/S S/D Palaspanga | 3000001876 | SPRING CHARGING MOTOR 36KV ALLIND MOCB | SPR.BKR36ALND.C011 | ZSPR_ACT | ZSPR | NOS | 4 | 11401.68 | INR
3000 | Northern Zone, Balasore | 3100 | EHT (O&M) Circle, Balasore | 3106 | EHT (O&M) Division, Joda | N164 | 132/33 kV T/L S/S S/D Palaspanga | 3000001877 | AUX SWITCH 6NO + 6NC | SPR.BKR36ALND.C017 | ZSPR_ACT | ZSPR | NOS | 15 | 52680 | INR
3000 | Northern Zone, Balasore | 3100 | EHT (O&M) Circle, Balasore | 3106 | EHT (O&M) Division, Joda | N164 | 132/33 kV T/L S/S S/D Palaspanga | 3000001890 | MOTOR LIMIT SWITCH FOR 36KV ALLIND MOCB | SPR.BKR36ALND.C041 | ZSPR_ACT | ZSPR | NOS | 14 | 25270 | INR
3000 | Northern Zone, Balasore | 3100 | EHT (O&M) Circle, Balasore | 3106 | EHT (O&M) Division, Joda | N162 | 220/132/33 kV T/L S/S S/D Joda | 3000001910 | CLOSING COIL 220V DC 36 KV AREVA VCB | SPR.BKR36ARVA.E002 | ZSPR_ACT | ZSPR | NOS | 3 | 3600 | INR
3000 | Northern Zone, Balasore | 3100 | EHT (O&M) Circle, Balasore | 3106 | EHT (O&M) Division, Joda | N162 | 220/132/33 kV T/L S/S S/D Joda | 3000001927 | CLOSING COIL FOR 36 KV BHEL VCB | SPR.BKR36BHEL.E053 | ZSPR_ACT | ZSPR | NOS | 4 | 4000 | INR
3000 | Northern Zone, Balasore | 3100 | EHT (O&M) Circle, Balasore | 3106 | EHT (O&M) Division, Joda | N162 | 220/132/33 kV T/L S/S S/D Joda | 3000001956 | Tripping coil for 36KV VCB SEIL | SPR.BKR36SEIL.E002 | ZSPR_ACT | ZSPR | NOS | 11 | 11 | INR
3000 | Northern Zone, Balasore | 3100 | EHT (O&M) Circle, Balasore | 3106 | EHT (O&M) Division, Joda | N162 | 220/132/33 kV T/L S/S S/D Joda | 3000001957 | Closing coil for 36KV VCB SEIL | SPR.BKR36SEIL.E003 | ZSPR_ACT | ZSPR | NOS | 3 | 3 | INR
3000 | Northern Zone, Balasore | 3100 | EHT (O&M) Circle, Balasore | 3106 | EHT (O&M) Division, Joda | N162 | 220/132/33 kV T/L S/S S/D Joda | 3000001958 | Motor limit switch for 36 KV VCB SEIL | SPR.BKR36SEIL.E004 | ZSPR_ACT | ZSPR | NOS | 5 | 6163.4 | INR
3000 | Northern Zone, Balasore | 3100 | EHT (O&M) Circle, Balasore | 3106 | EHT (O&M) Division, Joda | N162 | 220/132/33 kV T/L S/S S/D Joda | 3000002201 | TNC Switch-132KV CR Pannel AE | SPR.CRPNL132AE.A009 | ZSPR_ACT | ZSPR | NOS | 2 | 13600 | INR
3000 | Northern Zone, Balasore | 3100 | EHT (O&M) Circle, Balasore | 3106 | EHT (O&M) Division, Joda | N162 | 220/132/33 kV T/L S/S S/D Joda | 3000002356 | STRIP-SUPPORT PLATE 132KV SS ISOLATOR | SPR.ISO132SS.A003 | ZSPR_ACT | ZSPR | NOS | 2 | 4200 | INR
3000 | Northern Zone, Balasore | 3100 | EHT (O&M) Circle, Balasore | 3106 | EHT (O&M) Division, Joda | N162 | 220/132/33 kV T/L S/S S/D Joda | 3000002571 | Trip Transfer Switch | SPR.MISC.A032 | ZSPR_ACT | ZSPR | NOS | 1 | 8500 | INR
3000 | Northern Zone, Balasore | 3100 | EHT (O&M) Circle, Balasore | 3106 | EHT (O&M) Division, Joda | N162 | 220/132/33 kV T/L S/S S/D Joda | 3000002572 | TNC Switch 25 AMP | SPR.MISC.A035 | ZSPR_ACT | ZSPR | NOS | 6 | 21150 | INR
3000 | Northern Zone, Balasore | 3100 | EHT (O&M) Circle, Balasore | 3106 | EHT (O&M) Division, Joda | N16B | 220/33 kV GIS S/S Keonjhar | 3000002596 | Pressure Measuring Gauge | SPR.MISC.A098 | ZSPR_ACT | ZSPR | NOS | 2 | 323590.24 | INR
3000 | Northern Zone, Balasore | 3100 | EHT (O&M) Circle, Balasore | 3106 | EHT (O&M) Division, Joda | N162 | 220/132/33 kV T/L S/S S/D Joda | 3000002637 | ELGI Compressor | SPR.MISC.A216 | ZSPR_ACT | ZSPR | NOS | 1 | 10000 | INR
3000 | Northern Zone, Balasore | 3100 | EHT (O&M) Circle, Balasore | 3106 | EHT (O&M) Division, Joda | N162 | 220/132/33 kV T/L S/S S/D Joda | 3000002639 | SPARE 16 POLE TNC SWITCH | SPR.MISC.A219 | ZSPR_ACT | ZSPR | NOS | 2 | 17400 | INR
3000 | Northern Zone, Balasore | 3100 | EHT (O&M) Circle, Balasore | 3106 | EHT (O&M) Division, Joda | N163 | 220 kV Line S/D Joda | 3000002640 | Hum Pipe | SPR.MISC.A220 | ZSPR_SCRAP | ZSPR | NOS | 2 | 1400 | INR
3000 | Northern Zone, Balasore | 3100 | EHT (O&M) Circle, Balasore | 3106 | EHT (O&M) Division, Joda | N162 | 220/132/33 kV T/L S/S S/D Joda | 3000002640 | Hum Pipe | SPR.MISC.A220 | ZSPR_ACT | ZSPR | NOS | 1 | 150 | INR
3000 | Northern Zone, Balasore | 3100 | EHT (O&M) Circle, Balasore | 3106 | EHT (O&M) Division, Joda | N162 | 220/132/33 kV T/L S/S S/D Joda | 3000002641 | 25 MM VALVE | SPR.MISC.A221 | ZSPR_ACT | ZSPR | NOS | 1 | 100 | INR
3000 | Northern Zone, Balasore | 3100 | EHT (O&M) Circle, Balasore | 3106 | EHT (O&M) Division, Joda | N162 | 220/132/33 kV T/L S/S S/D Joda | 3000002644 | Bushing 36KV/2000A 31mm Creepage | SPR.MISC.A224 | ZSPR_ACT | ZSPR | NOS | 1 | 20000 | INR
3000 | Northern Zone, Balasore | 3100 | EHT (O&M) Circle, Balasore | 3106 | EHT (O&M) Division, Joda | N162 | 220/132/33 kV T/L S/S S/D Joda | 3000002645 | MOG make Sukrut (model SK 737) | SPR.MISC.A225 | ZSPR_ACT | ZSPR | NOS | 1 | 10000 | INR
3000 | Northern Zone, Balasore | 3100 | EHT (O&M) Circle, Balasore | 3106 | EHT (O&M) Division, Joda | N162 | 220/132/33 kV T/L S/S S/D Joda | 3000002648 | Condenser | SPR.MISC.A228 | ZSPR_ACT | ZSPR | NOS | 1 | 80000 | INR
3000 | Northern Zone, Balasore | 3100 | EHT (O&M) Circle, Balasore | 3106 | EHT (O&M) Division, Joda | N163 | 220 kV Line S/D Joda | 3000002656 | Cross Arm Tie PA-80 | SPR.MISC.A243 | ZSPR_US | ZSPR | NOS | 3 | 1500 | INR
3000 | Northern Zone, Balasore | 3100 | EHT (O&M) Circle, Balasore | 3106 | EHT (O&M) Division, Joda | N163 | 220 kV Line S/D Joda | 3000002657 | Cross Arm Tie PA-87 | SPR.MISC.A244 | ZSPR_US | ZSPR | NOS | 3 | 1500 | INR
3000 | Northern Zone, Balasore | 3100 | EHT (O&M) Circle, Balasore | 3106 | EHT (O&M) Division, Joda | N163 | 220 kV Line S/D Joda | 3000002658 | 2 HP Motor Starter | SPR.MISC.A246 | ZSPR_SCRAP | ZSPR | NOS | 1 | 3000 | INR
3000 | Northern Zone, Balasore | 3100 | EHT (O&M) Circle, Balasore | 3106 | EHT (O&M) Division, Joda | N163 | 220 kV Line S/D Joda | 3000002659 | 20 HP Motor | SPR.MISC.A247 | ZSPR_ACT | ZSPR | NOS | 2 | 63299 | INR
3000 | Northern Zone, Balasore | 3100 | EHT (O&M) Circle, Balasore | 3106 | EHT (O&M) Division, Joda | N163 | 220 kV Line S/D Joda | 3000002659 | 20 HP Motor | SPR.MISC.A247 | ZSPR_SCRAP | ZSPR | NOS | 4 | 400 | INR
3000 | Northern Zone, Balasore | 3100 | EHT (O&M) Circle, Balasore | 3106 | EHT (O&M) Division, Joda | N16B | 220/33 kV GIS S/S Keonjhar | 3000002664 | Annunciator | SPR.MISC.A252 | ZSPR_ACT | ZSPR | NOS | 6 | 53550 | INR
3000 | Northern Zone, Balasore | 3100 | EHT (O&M) Circle, Balasore | 3106 | EHT (O&M) Division, Joda | N164 | 132/33 kV T/L S/S S/D Palaspanga | 3000002725 | 132KV ASTM W/O Mechanism Box (Limb) | SPR.MISC.A358 | ZSPR_ACT | ZSPR | NOS | 3 | 341919 | INR
3000 | Northern Zone, Balasore | 3100 | EHT (O&M) Circle, Balasore | 3106 | EHT (O&M) Division, Joda | N16B | 220/33 kV GIS S/S Keonjhar | 3000002780 | 400KV CORONA RINGS (AL )small | SPR.MISC.A547 | ZSPR_ACT | ZSPR | NOS | 24 | 7304.64 | INR
3000 | Northern Zone, Balasore | 3100 | EHT (O&M) Circle, Balasore | 3106 | EHT (O&M) Division, Joda | N16B | 220/33 kV GIS S/S Keonjhar | 3000002785 | DUMMY PLATE -1.10MTR.DIA,15 MM THICKNESS | SPR.MISC.A554 | ZSPR_ACT | ZSPR | NOS | 1 | 161795.12 | INR
3000 | Northern Zone, Balasore | 3100 | EHT (O&M) Circle, Balasore | 3106 | EHT (O&M) Division, Joda | N162 | 220/132/33 kV T/L S/S S/D Joda | 3000002905 | BUCHHOLZ RELAY-12.5 MVA 132/33KV Tfr CGL | SPR.TFR12.5CGL.EC08 | ZSPR_ACT | ZSPR | NOS | 1 | 10000 | INR
3000 | Northern Zone, Balasore | 3100 | EHT (O&M) Circle, Balasore | 3106 | EHT (O&M) Division, Joda | N165 | 132/33 kV S/S S/D Barbil | 3000002999 | WTI(LOCAL) FOR 20MVA 132/33KV ALSTOM Tfr | SPR.TFR20ASTM.EC01 | ZSPR_SCRAP | ZSPR | NOS | 1 | 1000 | INR
3000 | Northern Zone, Balasore | 3100 | EHT (O&M) Circle, Balasore | 3106 | EHT (O&M) Division, Joda | N16B | 220/33 kV GIS S/S Keonjhar | 3000003106 | Starter,switch of 20MVA 132/33kV TAL Tfr | SPR.TFR20TAL.EC07 | ZSPR_ACT | ZSPR | SET | 2 | 14917.72 | INR
3000 | Northern Zone, Balasore | 3100 | EHT (O&M) Circle, Balasore | 3106 | EHT (O&M) Division, Joda | N164 | 132/33 kV T/L S/S S/D Palaspanga | 3000003153 | TPI FOR 40MVA 132/33KV AREVA Tfr | SPR.TFR40ARVA.EB01 | ZSPR_ACT | ZSPR | NOS | 1 | 10738 | INR
3000 | Northern Zone, Balasore | 3100 | EHT (O&M) Circle, Balasore | 3106 | EHT (O&M) Division, Joda | N162 | 220/132/33 kV T/L S/S S/D Joda | 3000003153 | TPI FOR 40MVA 132/33KV AREVA Tfr | SPR.TFR40ARVA.EB01 | ZSPR_ACT | ZSPR | NOS | 1 | 10738 | INR
3000 | Northern Zone, Balasore | 3100 | EHT (O&M) Circle, Balasore | 3106 | EHT (O&M) Division, Joda | N164 | 132/33 kV T/L S/S S/D Palaspanga | 3000003155 | CRS of 40MVA 132/33KV AREVA Tfr | SPR.TFR40ARVA.EC02 | ZSPR_ACT | ZSPR | NOS | 1 | 100 | INR
3000 | Northern Zone, Balasore | 3100 | EHT (O&M) Circle, Balasore | 3106 | EHT (O&M) Division, Joda | N162 | 220/132/33 kV T/L S/S S/D Joda | 3000003156 | WTI of 40MVA 132/33KV AREVA Tfr | SPR.TFR40ARVA.EC03 | ZSPR_ACT | ZSPR | NOS | 1 | 26845 | INR
3000 | Northern Zone, Balasore | 3100 | EHT (O&M) Circle, Balasore | 3106 | EHT (O&M) Division, Joda | N164 | 132/33 kV T/L S/S S/D Palaspanga | 3000003156 | WTI of 40MVA 132/33KV AREVA Tfr | SPR.TFR40ARVA.EC03 | ZSPR_ACT | ZSPR | NOS | 1 | 26845 | INR
3000 | Northern Zone, Balasore | 3100 | EHT (O&M) Circle, Balasore | 3106 | EHT (O&M) Division, Joda | N164 | 132/33 kV T/L S/S S/D Palaspanga | 3000003157 | MOLG of 40MVA 132/33KV AREVA Tfr | SPR.TFR40ARVA.EC04 | ZSPR_ACT | ZSPR | NOS | 1 | 10738 | INR
3000 | Northern Zone, Balasore | 3100 | EHT (O&M) Circle, Balasore | 3106 | EHT (O&M) Division, Joda | N162 | 220/132/33 kV T/L S/S S/D Joda | 3000003159 | PRD 40MVA 132/33KV AREVA Tfr | SPR.TFR40ARVA.EC06 | ZSPR_ACT | ZSPR | NOS | 1 | 10888 | INR
3000 | Northern Zone, Balasore | 3100 | EHT (O&M) Circle, Balasore | 3106 | EHT (O&M) Division, Joda | N164 | 132/33 kV T/L S/S S/D Palaspanga | 3000003159 | PRD 40MVA 132/33KV AREVA Tfr | SPR.TFR40ARVA.EC06 | ZSPR_ACT | ZSPR | NOS | 1 | 10888 | INR
3000 | Northern Zone, Balasore | 3100 | EHT (O&M) Circle, Balasore | 3106 | EHT (O&M) Division, Joda | N164 | 132/33 kV T/L S/S S/D Palaspanga | 3000003160 | STARTER& CRS of 40MVA 132/33KV AREVA Tfr | SPR.TFR40ARVA.EC07 | ZSPR_ACT | ZSPR | NOS | 3 | 1200 | INR
3000 | Northern Zone, Balasore | 3100 | EHT (O&M) Circle, Balasore | 3106 | EHT (O&M) Division, Joda | N164 | 132/33 kV T/L S/S S/D Palaspanga | 3000003163 | BUCHHOLZ RELAY 40MVA 132/33KV AREVA Tfr | SPR.TFR40ARVA.EC10 | ZSPR_ACT | ZSPR | NOS | 1 | 15501 | INR
3000 | Northern Zone, Balasore | 3100 | EHT (O&M) Circle, Balasore | 3106 | EHT (O&M) Division, Joda | N164 | 132/33 kV T/L S/S S/D Palaspanga | 3000003164 | PREVENTER 415V 40MVA 132/33KV AREVA Tfr | SPR.TFR40ARVA.EC11 | ZSPR_ACT | ZSPR | NOS | 1 | 800 | INR
3000 | Northern Zone, Balasore | 3100 | EHT (O&M) Circle, Balasore | 3106 | EHT (O&M) Division, Joda | N164 | 132/33 kV T/L S/S S/D Palaspanga | 3000003165 | DOOR SWITCH of 40MVA 132/33KV AREVA Tfr | SPR.TFR40ARVA.EC12 | ZSPR_ACT | ZSPR | NOS | 1 | 200 | INR
3000 | Northern Zone, Balasore | 3100 | EHT (O&M) Circle, Balasore | 3106 | EHT (O&M) Division, Joda | N164 | 132/33 kV T/L S/S S/D Palaspanga | 3000003166 | S SWITCH OF 40MVA 132/33KV AREVA Tfr | SPR.TFR40ARVA.EC13 | ZSPR_ACT | ZSPR | NOS | 3 | 2000 | INR
3000 | Northern Zone, Balasore | 3100 | EHT (O&M) Circle, Balasore | 3106 | EHT (O&M) Division, Joda | N164 | 132/33 kV T/L S/S S/D Palaspanga | 3000003167 | AUX CONTACTOR of40MVA 132/33KV AREVA Tfr | SPR.TFR40ARVA.EC14 | ZSPR_ACT | ZSPR | NOS | 1 | 800 | INR
3000 | Northern Zone, Balasore | 3100 | EHT (O&M) Circle, Balasore | 3106 | EHT (O&M) Division, Joda | N164 | 132/33 kV T/L S/S S/D Palaspanga | 3000003168 | AM S Switch of 40MVA 132/33KV AREVA Tfr | SPR.TFR40ARVA.EC15 | ZSPR_ACT | ZSPR | NOS | 1 | 500 | INR
3000 | Northern Zone, Balasore | 3100 | EHT (O&M) Circle, Balasore | 3106 | EHT (O&M) Division, Joda | N164 | 132/33 kV T/L S/S S/D Palaspanga | 3000003169 | LIMIT SWITCH of 40MVA 132/33KV AREVA Tfr | SPR.TFR40ARVA.EC16 | ZSPR_ACT | ZSPR | NOS | 1 | 300 | INR
3000 | Northern Zone, Balasore | 3100 | EHT (O&M) Circle, Balasore | 3106 | EHT (O&M) Division, Joda | N164 | 132/33 kV T/L S/S S/D Palaspanga | 3000003170 | HEATER SWITCHof 40MVA 132/33KV AREVA Tfr | SPR.TFR40ARVA.EC17 | ZSPR_ACT | ZSPR | NOS | 1 | 100 | INR
3000 | Northern Zone, Balasore | 3100 | EHT (O&M) Circle, Balasore | 3106 | EHT (O&M) Division, Joda | N164 | 132/33 kV T/L S/S S/D Palaspanga | 3000003171 | CONTACTOR of 40MVA 132/33KV AREVA Tfr | SPR.TFR40ARVA.EC18 | ZSPR_ACT | ZSPR | NOS | 1 | 800 | INR
3000 | Northern Zone, Balasore | 3100 | EHT (O&M) Circle, Balasore | 3106 | EHT (O&M) Division, Joda | N164 | 132/33 kV T/L S/S S/D Palaspanga | 3000003172 | A. CONTACTORof 40MVA 132/33KV AREVA Tfr | SPR.TFR40ARVA.EC19 | ZSPR_ACT | ZSPR | NOS | 1 | 1200 | INR
3000 | Northern Zone, Balasore | 3100 | EHT (O&M) Circle, Balasore | 3106 | EHT (O&M) Division, Joda | N164 | 132/33 kV T/L S/S S/D Palaspanga | 3000003173 | TD RELAY of 40MVA 132/33KV AREVA Tfr | SPR.TFR40ARVA.EC20 | ZSPR_ACT | ZSPR | NOS | 1 | 2000 | INR
3000 | Northern Zone, Balasore | 3100 | EHT (O&M) Circle, Balasore | 3106 | EHT (O&M) Division, Joda | N164 | 132/33 kV T/L S/S S/D Palaspanga | 3000003174 | P.CONTACTOR of 40MVA 132/33KV AREVA Tfr | SPR.TFR40ARVA.EC22 | ZSPR_ACT | ZSPR | NOS | 1 | 1200 | INR
3000 | Northern Zone, Balasore | 3100 | EHT (O&M) Circle, Balasore | 3106 | EHT (O&M) Division, Joda | N164 | 132/33 kV T/L S/S S/D Palaspanga | 3000003175 | TOL RELAY of 40MVA 132/33KV AREVA Tfr | SPR.TFR40ARVA.EC23 | ZSPR_ACT | ZSPR | NOS | 1 | 1000 | INR
3000 | Northern Zone, Balasore | 3100 | EHT (O&M) Circle, Balasore | 3106 | EHT (O&M) Division, Joda | N164 | 132/33 kV T/L S/S S/D Palaspanga | 3000003176 | RFC switch of 40MVA 132/33KV AREVA Tfr | SPR.TFR40ARVA.EC25 | ZSPR_ACT | ZSPR | NOS | 1 | 1000 | INR
3000 | Northern Zone, Balasore | 3100 | EHT (O&M) Circle, Balasore | 3106 | EHT (O&M) Division, Joda | N164 | 132/33 kV T/L S/S S/D Palaspanga | 3000003178 | SELECTOR SWITCH-40MVA 132/33KV AREVATfr | SPR.TFR40ARVA.EC29 | ZSPR_ACT | ZSPR | NOS | 1 | 200 | INR
3000 | Northern Zone, Balasore | 3100 | EHT (O&M) Circle, Balasore | 3106 | EHT (O&M) Division, Joda | N164 | 132/33 kV T/L S/S S/D Palaspanga | 3000003180 | MCB 2ATP FOR 40MVA 132/33KV AREVA Tfr | SPR.TFR40ARVA.EC31 | ZSPR_ACT | ZSPR | NOS | 5 | 1000 | INR
3000 | Northern Zone, Balasore | 3100 | EHT (O&M) Circle, Balasore | 3106 | EHT (O&M) Division, Joda | N164 | 132/33 kV T/L S/S S/D Palaspanga | 3000003181 | MCB of 40MVA 132/33KV AREVA Tfr | SPR.TFR40ARVA.EC32 | ZSPR_ACT | ZSPR | NOS | 1 | 100 | INR
3000 | Northern Zone, Balasore | 3100 | EHT (O&M) Circle, Balasore | 3106 | EHT (O&M) Division, Joda | N164 | 132/33 kV T/L S/S S/D Palaspanga | 3000003182 | MCB FOR 40MVA 132/33KV AREVA Tfr | SPR.TFR40ARVA.EC35 | ZSPR_ACT | ZSPR | NOS | 1 | 500 | INR
3000 | Northern Zone, Balasore | 3100 | EHT (O&M) Circle, Balasore | 3106 | EHT (O&M) Division, Joda | N164 | 132/33 kV T/L S/S S/D Palaspanga | 3000003183 | RS SWITCH-40MVA 132/33KV AREVATfr | SPR.TFR40ARVA.EC37 | ZSPR_ACT | ZSPR | NOS | 1 | 5000 | INR
3000 | Northern Zone, Balasore | 3100 | EHT (O&M) Circle, Balasore | 3106 | EHT (O&M) Division, Joda | N16B | 220/33 kV GIS S/S Keonjhar | 3000003304 | COOLING FAN FOR 40MVA TR MAKE Tfr | SPR.TFR40TR.EA01 | ZSPR_ACT | ZSPR | NOS | 2 | 27540 | INR
3000 | Northern Zone, Balasore | 3100 | EHT (O&M) Circle, Balasore | 3106 | EHT (O&M) Division, Joda | N16B | 220/33 kV GIS S/S Keonjhar | 3000003306 | TPI FOR 40MVA TR MAKE Tfr | SPR.TFR40TR.EB01 | ZSPR_ACT | ZSPR | NOS | 2 | 5737.72 | INR
3000 | Northern Zone, Balasore | 3100 | EHT (O&M) Circle, Balasore | 3106 | EHT (O&M) Division, Joda | N16B | 220/33 kV GIS S/S Keonjhar | 3000003308 | B. RELAY FOR 40MVA 132/33KV TR MAKE Tfr | SPR.TFR40TR.EC01 | ZSPR_ACT | ZSPR | NOS | 2 | 8032.58 | INR
3000 | Northern Zone, Balasore | 3100 | EHT (O&M) Circle, Balasore | 3106 | EHT (O&M) Division, Joda | N16B | 220/33 kV GIS S/S Keonjhar | 3000003309 | MOLG FOR 40MVA 132/33KV TR MAKE Tfr | SPR.TFR40TR.EC02 | ZSPR_ACT | ZSPR | NOS | 2 | 17212.58 | INR
3000 | Northern Zone, Balasore | 3100 | EHT (O&M) Circle, Balasore | 3106 | EHT (O&M) Division, Joda | N16B | 220/33 kV GIS S/S Keonjhar | 3000003310 | OTI FOR 40MVA 132/33KV TR MAKE Tfr | SPR.TFR40TR.EC03 | ZSPR_ACT | ZSPR | NOS | 1 | 18360 | INR
3000 | Northern Zone, Balasore | 3100 | EHT (O&M) Circle, Balasore | 3106 | EHT (O&M) Division, Joda | N16B | 220/33 kV GIS S/S Keonjhar | 3000003311 | WTI FOR 40MVA 132/33KV TR MAKE Tfr | SPR.TFR40TR.EC04 | ZSPR_ACT | ZSPR | NOS | 1 | 20655 | INR
3000 | Northern Zone, Balasore | 3100 | EHT (O&M) Circle, Balasore | 3106 | EHT (O&M) Division, Joda | N16B | 220/33 kV GIS S/S Keonjhar | 3000003312 | FUSES CONTROL FOR 40MVA TR MAKE Tfr | SPR.TFR40TR.EC09 | ZSPR_ACT | ZSPR | NOS | 2 | 11475.14 | INR
3000 | Northern Zone, Balasore | 3100 | EHT (O&M) Circle, Balasore | 3106 | EHT (O&M) Division, Joda | N16B | 220/33 kV GIS S/S Keonjhar | 3000003313 | LAMP INDICATIVE FOR 40MVA TR MAKE Tfr | SPR.TFR40TR.EC38 | ZSPR_ACT | ZSPR | NOS | 2 | 11475.14 | INR
3000 | Northern Zone, Balasore | 3100 | EHT (O&M) Circle, Balasore | 3106 | EHT (O&M) Division, Joda | N16B | 220/33 kV GIS S/S Keonjhar | 3000003314 | PRD FOR 40MVA 132/33KV Tfr | SPR.TFR40TR.EC40 | ZSPR_ACT | ZSPR | NOS | 2 | 18360 | INR
3000 | Northern Zone, Balasore | 3100 | EHT (O&M) Circle, Balasore | 3106 | EHT (O&M) Division, Joda | N16A | 220/33 kV T/L S/S S/D Telkoi | 3000003353 | 220 KV LA Clamp | SS.CLAMP.A002 | ZSPR_ACT | ZSPR | NOS | 20 | 33748 | INR
3000 | Northern Zone, Balasore | 3100 | EHT (O&M) Circle, Balasore | 3106 | EHT (O&M) Division, Joda | N16A | 220/33 kV T/L S/S S/D Telkoi | 3000003356 | 220 KV Isolator pad clamp for Zebra | SS.CLAMP.A005 | ZSPR_ACT | ZSPR | NOS | 5 | 5487 | INR
3000 | Northern Zone, Balasore | 3100 | EHT (O&M) Circle, Balasore | 3106 | EHT (O&M) Division, Joda | N16A | 220/33 kV T/L S/S S/D Telkoi | 3000003364 | Interconnector Suitable for 4” IPS Tube | SS.CLAMP.A013 | ZSPR_ACT | ZSPR | NOS | 6 | 13077.04 | INR
3000 | Northern Zone, Balasore | 3100 | EHT (O&M) Circle, Balasore | 3106 | EHT (O&M) Division, Joda | N16A | 220/33 kV T/L S/S S/D Telkoi | 3000003365 | Interconnector Suitable for 4" IPS Tube | SS.CLAMP.A014 | ZSPR_ACT | ZSPR | NOS | 12 | 23703.84 | INR
3000 | Northern Zone, Balasore | 3100 | EHT (O&M) Circle, Balasore | 3106 | EHT (O&M) Division, Joda | N16D | 132/33 kV S/S S/D Dhenkikote | 3000003367 | 132KV- LA Clamp (Single Moose) | SS.CLAMP.A016 | ZSPR_ACT | ZSPR | NOS | 3 | 2820.69 | INR
3000 | Northern Zone, Balasore | 3100 | EHT (O&M) Circle, Balasore | 3106 | EHT (O&M) Division, Joda | N16D | 132/33 kV S/S S/D Dhenkikote | 3000003373 | 132KV-IVT Clamp of Single Moose | SS.CLAMP.A026 | ZSPR_ACT | ZSPR | NOS | 6 | 5337.32 | INR
3000 | Northern Zone, Balasore | 3100 | EHT (O&M) Circle, Balasore | 3106 | EHT (O&M) Division, Joda | N16D | 132/33 kV S/S S/D Dhenkikote | 3000003376 | 132KV-T Clamp for Moose-Moose | SS.CLAMP.A029 | ZSPR_ACT | ZSPR | NOS | 12 | 11723.46 | INR
3000 | Northern Zone, Balasore | 3100 | EHT (O&M) Circle, Balasore | 3106 | EHT (O&M) Division, Joda | N16D | 132/33 kV S/S S/D Dhenkikote | 3000003377 | Spacer for Twin 132 KV Bus (Moose) | SS.CLAMP.A031 | ZSPR_ACT | ZSPR | NOS | 24 | 16042.62 | INR
3000 | Northern Zone, Balasore | 3100 | EHT (O&M) Circle, Balasore | 3106 | EHT (O&M) Division, Joda | N16D | 132/33 kV S/S S/D Dhenkikote | 3000003380 | 33 KV IVT Clamp (Single Moose) | SS.CLAMP.A034 | ZSPR_ACT | ZSPR | NOS | 3 | 2820.69 | INR
3000 | Northern Zone, Balasore | 3100 | EHT (O&M) Circle, Balasore | 3106 | EHT (O&M) Division, Joda | N16D | 132/33 kV S/S S/D Dhenkikote | 3000003381 | 33 KV CT Clamp(Bimetallic, Single Moose) | SS.CLAMP.A035 | ZSPR_ACT | ZSPR | NOS | 30 | 33284.87 | INR
3000 | Northern Zone, Balasore | 3100 | EHT (O&M) Circle, Balasore | 3106 | EHT (O&M) Division, Joda | N16D | 132/33 kV S/S S/D Dhenkikote | 3000003382 | 33 KV LA Clamp (Single Moose) | SS.CLAMP.A036 | ZSPR_ACT | ZSPR | NOS | 12 | 11282.74 | INR
3000 | Northern Zone, Balasore | 3100 | EHT (O&M) Circle, Balasore | 3106 | EHT (O&M) Division, Joda | N16D | 132/33 kV S/S S/D Dhenkikote | 3000003383 | 33 KV CB Clamp (Single Moose) | SS.CLAMP.A037 | ZSPR_ACT | ZSPR | NOS | 15 | 14103.43 | INR
3000 | Northern Zone, Balasore | 3100 | EHT (O&M) Circle, Balasore | 3106 | EHT (O&M) Division, Joda | N16D | 132/33 kV S/S S/D Dhenkikote | 3000003388 | Spacer for Twin 33 KV Bus (Moose) | SS.CLAMP.A042 | ZSPR_ACT | ZSPR | NOS | 14 | 8844.02 | INR
3000 | Northern Zone, Balasore | 3100 | EHT (O&M) Circle, Balasore | 3106 | EHT (O&M) Division, Joda | N164 | 132/33 kV T/L S/S S/D Palaspanga | 3000003391 | G1X 132 KV BEAM STRUCTURE | STRS.132BEAM.A002 | ZSPR_US | ZSPR | MT | 1 | 403006 | INR
3000 | Northern Zone, Balasore | 3100 | EHT (O&M) Circle, Balasore | 3106 | EHT (O&M) Division, Joda | N164 | 132/33 kV T/L S/S S/D Palaspanga | 3000003395 | T4S 132 KV COLUMN STRUCTURE | STRS.132COLMN.A002 | ZSPR_US | ZSPR | MT | 1 | 69808.8 | INR
3000 | Northern Zone, Balasore | 3100 | EHT (O&M) Circle, Balasore | 3106 | EHT (O&M) Division, Joda | N16D | 132/33 kV S/S S/D Dhenkikote | 3000003435 | Equipment structure - 33kV CT/NCT | STRS.33EQPT.A010 | ZSPR_ACT | ZSPR | MT | 0.49 | 43204.66 | INR
3000 | Northern Zone, Balasore | 3100 | EHT (O&M) Circle, Balasore | 3106 | EHT (O&M) Division, Joda | N16A | 220/33 kV T/L S/S S/D Telkoi | 3000003445 | HDG MS SS equipment Structures | STRS.GI.A001 | ZSPR_ACT | ZSPR | MT | 1.647 | 183180.31 | INR
3000 | Northern Zone, Balasore | 3100 | EHT (O&M) Circle, Balasore | 3106 | EHT (O&M) Division, Joda | N16D | 132/33 kV S/S S/D Dhenkikote | 3000003452 | VOLTAGE TRANSDUCER | TEL.MISC.A578 | ZSPR_ACT | ZSPR | NOS | 1 | 396658.49 | INR
3000 | Northern Zone, Balasore | 3100 | EHT (O&M) Circle, Balasore | 3106 | EHT (O&M) Division, Joda | N16A | 220/33 kV T/L S/S S/D Telkoi | 3000003455 | WELDING SLEEVE | TNP.MISC.A518 | ZSPR_ACT | ZSPR | NOS | 11 | 15999.67 | INR
3000 | Northern Zone, Balasore | 3100 | EHT (O&M) Circle, Balasore | 3106 | EHT (O&M) Division, Joda | N16A | 220/33 kV T/L S/S S/D Telkoi | 3000003516 | 220 KV OA TYPE TEMPLATE | TWR.220OA.TMPL.A001 | ZSPR_ACT | ZSPR | MT | 2.897 | 316923.99 | INR
3000 | Northern Zone, Balasore | 3100 | EHT (O&M) Circle, Balasore | 3106 | EHT (O&M) Division, Joda | N16A | 220/33 kV T/L S/S S/D Telkoi | 3000003522 | 220 KV OB TYPE TEMPLATE | TWR.220OB.TMPL.A001 | ZSPR_ACT | ZSPR | MT | 1.589 | 173832.32 | INR
3000 | Northern Zone, Balasore | 3100 | EHT (O&M) Circle, Balasore | 3106 | EHT (O&M) Division, Joda | N16A | 220/33 kV T/L S/S S/D Telkoi | 3000003526 | 220 KV OC TYPE TEMPLATE | TWR.220OC.TMPL.A001 | ZSPR_ACT | ZSPR | MT | 1.923 | 210371.02 | INR
3000 | Northern Zone, Balasore | 3100 | EHT (O&M) Circle, Balasore | 3106 | EHT (O&M) Division, Joda | N16A | 220/33 kV T/L S/S S/D Telkoi | 3000003555 | ANTICLIMBING DEVICE | TWR.ACD.A001 | ZSPR_ACT | ZSPR | SET | 4 | 35138.42 | INR
3000 | Northern Zone, Balasore | 3100 | EHT (O&M) Circle, Balasore | 3106 | EHT (O&M) Division, Joda | N16B | 220/33 kV GIS S/S Keonjhar | 3000003557 | BIRD GUARD | TWR.BD.GRD.A001 | ZSPR_ACT | ZSPR | NOS | 84 | 32272.66 | INR
3000 | Northern Zone, Balasore | 3100 | EHT (O&M) Circle, Balasore | 3106 | EHT (O&M) Division, Joda | N16A | 220/33 kV T/L S/S S/D Telkoi | 3000003557 | BIRD GUARD | TWR.BD.GRD.A001 | ZSPR_ACT | ZSPR | NOS | 204 | 78376.46 | INR
3000 | Northern Zone, Balasore | 3100 | EHT (O&M) Circle, Balasore | 3106 | EHT (O&M) Division, Joda | N16A | 220/33 kV T/L S/S S/D Telkoi | 3000003558 | TOWER CIRCUIT PLATE | TWR.CKT.PLT.A001 | ZSPR_ACT | ZSPR | NOS | 8 | 1735.73 | INR
3000 | Northern Zone, Balasore | 3100 | EHT (O&M) Circle, Balasore | 3106 | EHT (O&M) Division, Joda | N163 | 220 kV Line S/D Joda | 3000003561 | DANGER BOARD | TWR.DNGRBRD.A001 | ZSPR_ACT | ZSPR | NOS | 230 | 41400 | INR
3000 | Northern Zone, Balasore | 3100 | EHT (O&M) Circle, Balasore | 3106 | EHT (O&M) Division, Joda | N16A | 220/33 kV T/L S/S S/D Telkoi | 3000003562 | ASSORTED GI TOWER ANGLE | TWR.GI.ANGLE.A001 | ZSPR_ACT | ZSPR | MT | 1.496 | 163658.37 | INR
3000 | Northern Zone, Balasore | 3100 | EHT (O&M) Circle, Balasore | 3106 | EHT (O&M) Division, Joda | N164 | 132/33 kV T/L S/S S/D Palaspanga | 3000003562 | ASSORTED GI TOWER ANGLE | TWR.GI.ANGLE.A001 | ZSPR_US | ZSPR | MT | 1.3 | 3348.48 | INR
3000 | Northern Zone, Balasore | 3100 | EHT (O&M) Circle, Balasore | 3106 | EHT (O&M) Division, Joda | N162 | 220/132/33 kV T/L S/S S/D Joda | 3000003562 | ASSORTED GI TOWER ANGLE | TWR.GI.ANGLE.A001 | ZSPR_US | ZSPR | MT | 2 | 5151.52 | INR
3000 | Northern Zone, Balasore | 3100 | EHT (O&M) Circle, Balasore | 3106 | EHT (O&M) Division, Joda | N164 | 132/33 kV T/L S/S S/D Palaspanga | 3000003564 | 50X50X5MM SIZE GI TOWER ANGLE | TWR.GI.ANGLE.A003 | ZSPR_ACT | ZSPR | MT | 0.076 | 3994.19 | INR
3000 | Northern Zone, Balasore | 3100 | EHT (O&M) Circle, Balasore | 3106 | EHT (O&M) Division, Joda | N16D | 132/33 kV S/S S/D Dhenkikote | 3000003565 | 50X50X6MM SIZE GI ANGLE | TWR.GI.ANGLE.A004 | ZSPR_ACT | ZSPR | MT | 0.18 | 15871.1 | INR
3000 | Northern Zone, Balasore | 3100 | EHT (O&M) Circle, Balasore | 3106 | EHT (O&M) Division, Joda | N16A | 220/33 kV T/L S/S S/D Telkoi | 3000003578 | TOWER NUMBER PLATE | TWR.NO.PLT.A001 | ZSPR_ACT | ZSPR | NOS | 4 | 866.16 | INR
3000 | Northern Zone, Balasore | 3100 | EHT (O&M) Circle, Balasore | 3106 | EHT (O&M) Division, Joda | N163 | 220 kV Line S/D Joda | 3000003578 | TOWER NUMBER PLATE | TWR.NO.PLT.A001 | ZSPR_ACT | ZSPR | NOS | 4 | 866.16 | INR
3000 | Northern Zone, Balasore | 3100 | EHT (O&M) Circle, Balasore | 3106 | EHT (O&M) Division, Joda | N16A | 220/33 kV T/L S/S S/D Telkoi | 3000003579 | TOWER PHASE PLATE | TWR.PH.PLT.A001 | ZSPR_ACT | ZSPR | NOS | 24 | 3078.14 | INR
3000 | Northern Zone, Balasore | 3100 | EHT (O&M) Circle, Balasore | 3106 | EHT (O&M) Division, Joda | N163 | 220 kV Line S/D Joda | 3000003579 | TOWER PHASE PLATE | TWR.PH.PLT.A001 | ZSPR_ACT | ZSPR | NOS | 39 | 5001.97 | INR
3000 | Northern Zone, Balasore | 3100 | EHT (O&M) Circle, Balasore | 3106 | EHT (O&M) Division, Joda | N162 | 220/132/33 kV T/L S/S S/D Joda | 3000003607 | ST CLAMP – 12 BOLTED PANTHER | CLMP.ST.THRU.AL.A003 | ZSPR_ACT | ZSPR | NOS | 5 | 5 | INR
3000 | Northern Zone, Balasore | 3100 | EHT (O&M) Circle, Balasore | 3106 | EHT (O&M) Division, Joda | N16D | 132/33 kV S/S S/D Dhenkikote | 3000003644 | 2 wire Telephone | TEL.2WIRE.A001 | ZSPR_ACT | ZSPR | NOS | 20 | 37394.35 | INR
3000 | Northern Zone, Balasore | 3100 | EHT (O&M) Circle, Balasore | 3106 | EHT (O&M) Division, Joda | N16B | 220/33 kV GIS S/S Keonjhar | 3000003644 | 2 wire Telephone | TEL.2WIRE.A001 | ZSPR_ACT | ZSPR | NOS | 4 | 7478.87 | INR
3000 | Northern Zone, Balasore | 3100 | EHT (O&M) Circle, Balasore | 3106 | EHT (O&M) Division, Joda | N164 | 132/33 kV T/L S/S S/D Palaspanga | 3000003695 | STRAIGHT THROUGH CLAMP FOR MOOSE TO 30 S | CLMP.ST.THRU.AL.A007 | ZSPR_US | ZSPR | NOS | 17 | 8840 | INR
3000 | Northern Zone, Balasore | 3100 | EHT (O&M) Circle, Balasore | 3106 | EHT (O&M) Division, Joda | N162 | 220/132/33 kV T/L S/S S/D Joda | 3000003715 | T CLAMP FOR 50MM PIPE -AAAC MOOSE RUN | CLMP.T.AL.D003 | ZSPR_ACT | ZSPR | NOS | 12 | 24120 | INR
3000 | Northern Zone, Balasore | 3100 | EHT (O&M) Circle, Balasore | 3106 | EHT (O&M) Division, Joda | N16B | 220/33 kV GIS S/S Keonjhar | 3000003799 | Laptop HP Probook 440 | IT.LAPTOP.A001 | ZSPR_FREE | ZSPR | NOS | 1 | 1 | INR
3000 | Northern Zone, Balasore | 3100 | EHT (O&M) Circle, Balasore | 3106 | EHT (O&M) Division, Joda | N163 | 220 kV Line S/D Joda | 4000000004 | FRP Telescopic earth discharge rods | MISC.DISCHARGE.B001 | ZTNP_US | ZTNP | NOS | 3 | 15000 | INR
3000 | Northern Zone, Balasore | 3100 | EHT (O&M) Circle, Balasore | 3106 | EHT (O&M) Division, Joda | N163 | 220 kV Line S/D Joda | 4000000012 | 15 MM/12MM (1/2") BULDOG CLAMP | TNP.BD.CLAMP.A001 | ZTNP_US | ZTNP | NOS | 5 | 750 | INR
3000 | Northern Zone, Balasore | 3100 | EHT (O&M) Circle, Balasore | 3106 | EHT (O&M) Division, Joda | N163 | 220 kV Line S/D Joda | 4000000021 | COM-ALONG CLAMP FOR PANTHER | TNP.CA.CLAMP.A001 | ZTNP_US | ZTNP | NOS | 3 | 600 | INR
3000 | Northern Zone, Balasore | 3100 | EHT (O&M) Circle, Balasore | 3106 | EHT (O&M) Division, Joda | N164 | 132/33 kV T/L S/S S/D Palaspanga | 4000000025 | COMEALONG CLAMP FOR AAAC MOOSE CONDUCTOR | TNP.CA.CLAMP.A005 | ZTNP_US | ZTNP | NOS | 2 | 1000 | INR
3000 | Northern Zone, Balasore | 3100 | EHT (O&M) Circle, Balasore | 3106 | EHT (O&M) Division, Joda | N16D | 132/33 kV S/S S/D Dhenkikote | 4000000048 | D SHACKLE 3/4" | TNP.DSHAKLE.A002 | ZTNP_ACT | ZTNP | NOS | 44 | 32967.02 | INR
3000 | Northern Zone, Balasore | 3100 | EHT (O&M) Circle, Balasore | 3106 | EHT (O&M) Division, Joda | N165 | 132/33 kV S/S S/D Barbil | 4000000080 | CO2 TYPE 4.5 KG FIRE EXTINGUISHER | TNP.FR.EXTGR.A002 | ZTNP_ACT | ZTNP | NOS | 5 | 4200 | INR
3000 | Northern Zone, Balasore | 3100 | EHT (O&M) Circle, Balasore | 3106 | EHT (O&M) Division, Joda | N165 | 132/33 kV S/S S/D Barbil | 4000000082 | CO2 TYPE 6.5KG FIRE EXTINGUISHER | TNP.FR.EXTGR.A004 | ZTNP_ACT | ZTNP | NOS | 1 | 1214 | INR
3000 | Northern Zone, Balasore | 3100 | EHT (O&M) Circle, Balasore | 3106 | EHT (O&M) Division, Joda | N165 | 132/33 kV S/S S/D Barbil | 4000000085 | CO2 TYPE 9 KG FIRE EXTINGUISHER | TNP.FR.EXTGR.A011 | ZTNP_ACT | ZTNP | NOS | 2 | 3360 | INR
3000 | Northern Zone, Balasore | 3100 | EHT (O&M) Circle, Balasore | 3106 | EHT (O&M) Division, Joda | N165 | 132/33 kV S/S S/D Barbil | 4000000087 | Foam 09 Litres Fire Extinguishers | TNP.FR.EXTGR.B001 | ZTNP_ACT | ZTNP | NOS | 2 | 1100 | INR
3000 | Northern Zone, Balasore | 3100 | EHT (O&M) Circle, Balasore | 3106 | EHT (O&M) Division, Joda | N165 | 132/33 kV S/S S/D Barbil | 4000000090 | DCP TYPE 5KG FIRE EXTINGUISHER | TNP.FR.EXTGR.C003 | ZTNP_ACT | ZTNP | NOS | 2 | 298.36 | INR
3000 | Northern Zone, Balasore | 3100 | EHT (O&M) Circle, Balasore | 3106 | EHT (O&M) Division, Joda | N162 | 220/132/33 kV T/L S/S S/D Joda | 4000000090 | DCP TYPE 5KG FIRE EXTINGUISHER | TNP.FR.EXTGR.C003 | ZTNP_ACT | ZTNP | NOS | 15 | 2237.7 | INR
3000 | Northern Zone, Balasore | 3100 | EHT (O&M) Circle, Balasore | 3106 | EHT (O&M) Division, Joda | N165 | 132/33 kV S/S S/D Barbil | 4000000091 | DCP TYPE 10KG FIRE EXTINGUISHER | TNP.FR.EXTGR.C005 | ZTNP_ACT | ZTNP | NOS | 2 | 1960 | INR
3000 | Northern Zone, Balasore | 3100 | EHT (O&M) Circle, Balasore | 3106 | EHT (O&M) Division, Joda | N164 | 132/33 kV T/L S/S S/D Palaspanga | 4000000096 | FIRE EXTINGUESHIER ABC type | TNP.FR.EXTGR.E001 | ZTNP_ACT | ZTNP | NOS | 10 | 12080 | INR
3000 | Northern Zone, Balasore | 3100 | EHT (O&M) Circle, Balasore | 3106 | EHT (O&M) Division, Joda | N164 | 132/33 kV T/L S/S S/D Palaspanga | 4000000131 | DIGITAL MULTIFUNCTIONING METER | TNP.MULTIMETER.B001 | ZTNP_ACT | ZTNP | NOS | 1 | 500 | INR
3000 | Northern Zone, Balasore | 3100 | EHT (O&M) Circle, Balasore | 3106 | EHT (O&M) Division, Joda | N164 | 132/33 kV T/L S/S S/D Palaspanga | 5000000004 | SCRAP CUTPIECE CONDUCTOR | SCRP.COND.CUTPIECE.A001 | ZSRP_SCRAP | ZSRP | MT | 2.94 | 2.94 | INR
3000 | Northern Zone, Balasore | 3100 | EHT (O&M) Circle, Balasore | 3106 | EHT (O&M) Division, Joda | N162 | 220/132/33 kV T/L S/S S/D Joda | 5000000006 | SCRAP 132KV CT DIFFERENT RATIO | SCRP.CT1.132OIL.A001 | ZSRP_SCRAP | ZSRP | NOS | 3 | 3 | INR
3000 | Northern Zone, Balasore | 3100 | EHT (O&M) Circle, Balasore | 3106 | EHT (O&M) Division, Joda | N164 | 132/33 kV T/L S/S S/D Palaspanga | 5000000008 | SCRAP 36KV CT HAVING DIFFERENT RATIO | SCRP.CT1.36OIL.C001 | ZSRP_SCRAP | ZSRP | NOS | 5 | 16623.71 | INR
3000 | Northern Zone, Balasore | 3100 | EHT (O&M) Circle, Balasore | 3106 | EHT (O&M) Division, Joda | N162 | 220/132/33 kV T/L S/S S/D Joda | 5000000008 | SCRAP 36KV CT HAVING DIFFERENT RATIO | SCRP.CT1.36OIL.C001 | ZSRP_SCRAP | ZSRP | NOS | 3 | 9974.23 | INR
3000 | Northern Zone, Balasore | 3100 | EHT (O&M) Circle, Balasore | 3106 | EHT (O&M) Division, Joda | N162 | 220/132/33 kV T/L S/S S/D Joda | 5000000012 | SCRAP/DAMAGED/OLD EMPTY Tfr OIL BARREL | SCRP.EMPTYBRL.A001 | ZSRP_SCRAP | ZSRP | NOS | 50 | 50 | INR
3000 | Northern Zone, Balasore | 3100 | EHT (O&M) Circle, Balasore | 3106 | EHT (O&M) Division, Joda | N164 | 132/33 kV T/L S/S S/D Palaspanga | 5000000030 | SCRAP PORCELAIN DISC INSULATOR | SCRP.INS.POR.DISC.C001 | ZSRP_SCRAP | ZSRP | NOS | 92 | 92 | INR
3000 | Northern Zone, Balasore | 3100 | EHT (O&M) Circle, Balasore | 3106 | EHT (O&M) Division, Joda | N162 | 220/132/33 kV T/L S/S S/D Joda | 5000000033 | SCRAP 132KV IVT / PT | SCRP.IVT.132OIL.A001 | ZSRP_SCRAP | ZSRP | NOS | 1 | 1 | INR
3000 | Northern Zone, Balasore | 3100 | EHT (O&M) Circle, Balasore | 3106 | EHT (O&M) Division, Joda | N16A | 220/33 kV T/L S/S S/D Telkoi | 5000000034 | SCRAP 220KV OIL IVT | SCRP.IVT.220OIL.B001 | ZSRP_SCRAP | ZSRP | NOS | 1 | 1 | INR
3000 | Northern Zone, Balasore | 3100 | EHT (O&M) Circle, Balasore | 3106 | EHT (O&M) Division, Joda | N162 | 220/132/33 kV T/L S/S S/D Joda | 5000000060 | Scrap 132KV SF6 Circuit Breaker | SCRP.MISC.A074 | ZSRP_SCRAP | ZSRP | NOS | 1 | 1 | INR
3000 | Northern Zone, Balasore | 3100 | EHT (O&M) Circle, Balasore | 3106 | EHT (O&M) Division, Joda | N162 | 220/132/33 kV T/L S/S S/D Joda | 5000000066 | SCRAPED/DAMAGED ISOLATOR MECHANISM BOX | SCRP.MISC.A104 | ZSRP_SCRAP | ZSRP | NOS | 4 | 4 | INR
3000 | Northern Zone, Balasore | 3100 | EHT (O&M) Circle, Balasore | 3106 | EHT (O&M) Division, Joda | N164 | 132/33 kV T/L S/S S/D Palaspanga | 5000000067 | 33KV 3 PHASE ENERGY METER | SCRP.MISC.A132 | ZSRP_SCRAP | ZSRP | NOS | 1 | 100 | INR
3000 | Northern Zone, Balasore | 3100 | EHT (O&M) Circle, Balasore | 3106 | EHT (O&M) Division, Joda | N164 | 132/33 kV T/L S/S S/D Palaspanga | 5000000068 | SCRAP BUSHING | SCRP.MISC.A133 | ZSRP_SCRAP | ZSRP | NOS | 2 | 10000 | INR
3000 | Northern Zone, Balasore | 3100 | EHT (O&M) Circle, Balasore | 3106 | EHT (O&M) Division, Joda | N162 | 220/132/33 kV T/L S/S S/D Joda | 5000000069 | Scrap 33 KV VCB | SCRP.MISC.A136 | ZSRP_SCRAP | ZSRP | NOS | 1 | 3000 | INR
3000 | Northern Zone, Balasore | 3100 | EHT (O&M) Circle, Balasore | 3106 | EHT (O&M) Division, Joda | N164 | 132/33 kV T/L S/S S/D Palaspanga | 5000000069 | Scrap 33 KV VCB | SCRP.MISC.A136 | ZSRP_SCRAP | ZSRP | NOS | 4 | 12000 | INR
3000 | Northern Zone, Balasore | 3100 | EHT (O&M) Circle, Balasore | 3106 | EHT (O&M) Division, Joda | N164 | 132/33 kV T/L S/S S/D Palaspanga | 5000000071 | Scrap/Un-serviceable Relays | SCRP.MISC.A155 | ZSRP_SCRAP | ZSRP | NOS | 9 | 2500 | INR
3000 | Northern Zone, Balasore | 3100 | EHT (O&M) Circle, Balasore | 3106 | EHT (O&M) Division, Joda | N164 | 132/33 kV T/L S/S S/D Palaspanga | 5000000073 | SCRAP EMPTY DRUM | SCRP.MISC.A158 | ZSRP_SCRAP | ZSRP | NOS | 8 | 8 | INR
3000 | Northern Zone, Balasore | 3100 | EHT (O&M) Circle, Balasore | 3106 | EHT (O&M) Division, Joda | N165 | 132/33 kV S/S S/D Barbil | 5000000085 | Scrap 33KV PT / IVT | SCRP.MISC.A218 | ZSRP_SCRAP | ZSRP | NOS | 4 | 4003.2 | INR
3000 | Northern Zone, Balasore | 3100 | EHT (O&M) Circle, Balasore | 3106 | EHT (O&M) Division, Joda | N164 | 132/33 kV T/L S/S S/D Palaspanga | 5000000085 | Scrap 33KV PT / IVT | SCRP.MISC.A218 | ZSRP_SCRAP | ZSRP | NOS | 1 | 1000.8 | INR
3000 | Northern Zone, Balasore | 3100 | EHT (O&M) Circle, Balasore | 3106 | EHT (O&M) Division, Joda | N164 | 132/33 kV T/L S/S S/D Palaspanga | 5000000087 | 33KV VCB LIMB | SCRP.MISC.A228 | ZSRP_SCRAP | ZSRP | NOS | 2 | 1000 | INR
3000 | Northern Zone, Balasore | 3100 | EHT (O&M) Circle, Balasore | 3106 | EHT (O&M) Division, Joda | N164 | 132/33 kV T/L S/S S/D Palaspanga | 5000000105 | Scrap Battery cell container | SCRP.MISC.A325 | ZSRP_SCRAP | ZSRP | NOS | 1 | 500 | INR
3000 | Northern Zone, Balasore | 3100 | EHT (O&M) Circle, Balasore | 3106 | EHT (O&M) Division, Joda | N164 | 132/33 kV T/L S/S S/D Palaspanga | 5000000115 | Damaged/scrap Mechanism box | SCRP.MISC.A354 | ZSRP_SCRAP | ZSRP | NOS | 2 | 3000 | INR
3000 | Northern Zone, Balasore | 3100 | EHT (O&M) Circle, Balasore | 3106 | EHT (O&M) Division, Joda | N164 | 132/33 kV T/L S/S S/D Palaspanga | 5000000119 | Scrap 33KV LA | SCRP.MISC.A372 | ZSRP_SCRAP | ZSRP | NOS | 2 | 400 | INR
3000 | Northern Zone, Balasore | 3100 | EHT (O&M) Circle, Balasore | 3106 | EHT (O&M) Division, Joda | N162 | 220/132/33 kV T/L S/S S/D Joda | 5000000149 | SCRAP APEX METER | SCRP.MTR.APEX.A001 | ZSRP_SCRAP | ZSRP | NOS | 3 | 3 | INR
3000 | Northern Zone, Balasore | 3100 | EHT (O&M) Circle, Balasore | 3106 | EHT (O&M) Division, Joda | N164 | 132/33 kV T/L S/S S/D Palaspanga | 5000000161 | SCRAP SURGE ARRESTER | SCRP.SA.132MO.A002 | ZSRP_SCRAP | ZSRP | NOS | 2 | 2 | INR
3000 | Northern Zone, Balasore | 3100 | EHT (O&M) Circle, Balasore | 3106 | EHT (O&M) Division, Joda | N164 | 132/33 kV T/L S/S S/D Palaspanga | 5000000163 | SCRAP 132KV SURGE ARRESTER / LA | SCRP.SPR.SA132.A001 | ZSRP_SCRAP | ZSRP | NOS | 7 | 700 | INR
3000 | Northern Zone, Balasore | 3100 | EHT (O&M) Circle, Balasore | 3106 | EHT (O&M) Division, Joda | N164 | 132/33 kV T/L S/S S/D Palaspanga | 5000000164 | SCRAP BATTERY CHARGER | SCRP.SPRCHRG.A001 | ZSRP_SCRAP | ZSRP | NOS | 1 | 1 | INR
3000 | Northern Zone, Balasore | 3100 | EHT (O&M) Circle, Balasore | 3106 | EHT (O&M) Division, Joda | N164 | 132/33 kV T/L S/S S/D Palaspanga | 5000000173 | scrap tower material | SCRP.TWR.A001 | ZSRP_SCRAP | ZSRP | MT | 0.2 | 0.2 | INR
3000 | Northern Zone, Balasore | 3100 | EHT (O&M) Circle, Balasore | 3107 | 400 kV S/S Division,New Duburi | N172 | 400 kV S/S S/D New Duburi | 1000000002 | 220KV SF6 CB with Structure | BKR.245SF6.S.S.K001 | ZCAP_ACT | ZCAP | NOS | 4 | 5660551.07 | INR
3000 | Northern Zone, Balasore | 3100 | EHT (O&M) Circle, Balasore | 3107 | 400 kV S/S Division,New Duburi | N172 | 400 kV S/S S/D New Duburi | 1000000005 | 420KV SF6 BREAKER with Structure | BKR.420SF6.S.S.H011 | ZCAP_ACT | ZCAP | NOS | 4 | 11802351.58 | INR
3000 | Northern Zone, Balasore | 3100 | EHT (O&M) Circle, Balasore | 3107 | 400 kV S/S Division,New Duburi | N172 | 400 kV S/S S/D New Duburi | 1000000015 | AAAC MOOSE CONDUCTOR | COND.AAAC.A003 | ZCAP_ACT | ZCAP | KM | 1.737 | 315166.21 | INR
3000 | Northern Zone, Balasore | 3100 | EHT (O&M) Circle, Balasore | 3107 | 400 kV S/S Division,New Duburi | N172 | 400 kV S/S S/D New Duburi | 1000000017 | ACSR ZEBRA CONDUCTOR | COND.ACSR.A003 | ZCAP_ACT | ZCAP | KM | 1.94 | 384297.35 | INR
3000 | Northern Zone, Balasore | 3100 | EHT (O&M) Circle, Balasore | 3107 | 400 kV S/S Division,New Duburi | N172 | 400 kV S/S S/D New Duburi | 1000000017 | ACSR ZEBRA CONDUCTOR | COND.ACSR.A003 | ZCAP_ACT | ZCAP | KM | 0.428 | 84783.13 | INR
3000 | Northern Zone, Balasore | 3100 | EHT (O&M) Circle, Balasore | 3107 | 400 kV S/S Division,New Duburi | N172 | 400 kV S/S S/D New Duburi | 1000000017 | ACSR ZEBRA CONDUCTOR | COND.ACSR.A003 | ZCAP_SCRAP | ZCAP | KM | 2.37 | 2370 | INR
3000 | Northern Zone, Balasore | 3100 | EHT (O&M) Circle, Balasore | 3107 | 400 kV S/S Division,New Duburi | N172 | 400 kV S/S S/D New Duburi | 1000000018 | ACSR MOOSE CONDUCTOR | COND.ACSR.A004 | ZCAP_FREE | ZCAP | KM | 0.215 | 0 | INR
3000 | Northern Zone, Balasore | 3100 | EHT (O&M) Circle, Balasore | 3107 | 400 kV S/S Division,New Duburi | N172 | 400 kV S/S S/D New Duburi | 1000000018 | ACSR MOOSE CONDUCTOR | COND.ACSR.A004 | ZCAP_SCRAP | ZCAP | KM | 1.128 | 1128 | INR
3000 | Northern Zone, Balasore | 3100 | EHT (O&M) Circle, Balasore | 3107 | 400 kV S/S Division,New Duburi | N172 | 400 kV S/S S/D New Duburi | 1000000018 | ACSR MOOSE CONDUCTOR | COND.ACSR.A004 | ZCAP_ACT | ZCAP | KM | 10.858 | 4899803.01 | INR
3000 | Northern Zone, Balasore | 3100 | EHT (O&M) Circle, Balasore | 3107 | 400 kV S/S Division,New Duburi | N172 | 400 kV S/S S/D New Duburi | 1000000048 | 132KV CT -600-300-150/1-1-1-1A | CT1.132OIL600.C004 | ZCAP_US | ZCAP | NOS | 12 | 1045380 | INR
3000 | Northern Zone, Balasore | 3100 | EHT (O&M) Circle, Balasore | 3107 | 400 kV S/S Division,New Duburi | N172 | 400 kV S/S S/D New Duburi | 1000000057 | 220KV CT RATIO 1200-600-300/1-1-1-1-1A | CT1.245OIL1200.C005 | ZCAP_US | ZCAP | NOS | 8 | 842042.64 | INR
3000 | Northern Zone, Balasore | 3100 | EHT (O&M) Circle, Balasore | 3107 | 400 kV S/S Division,New Duburi | N172 | 400 kV S/S S/D New Duburi | 1000000057 | 220KV CT RATIO 1200-600-300/1-1-1-1-1A | CT1.245OIL1200.C005 | ZCAP_ACT | ZCAP | NOS | 4 | 1656160.64 | INR
3000 | Northern Zone, Balasore | 3100 | EHT (O&M) Circle, Balasore | 3107 | 400 kV S/S Division,New Duburi | N172 | 400 kV S/S S/D New Duburi | 1000000066 | 33kV CT (800-400-200/1-1-1) | CT1.36OIL800.C003 | ZCAP_ACT | ZCAP | NOS | 2 | 143461 | INR
3000 | Northern Zone, Balasore | 3100 | EHT (O&M) Circle, Balasore | 3107 | 400 kV S/S Division,New Duburi | N172 | 400 kV S/S S/D New Duburi | 1000000068 | 400KV 2000-1000-500/1-1-1-1-1A | CT1.420OIL2000.C005 | ZCAP_ACT | ZCAP | NOS | 14 | 6855808 | INR
3000 | Northern Zone, Balasore | 3100 | EHT (O&M) Circle, Balasore | 3107 | 400 kV S/S Division,New Duburi | N172 | 400 kV S/S S/D New Duburi | 1000000068 | 400KV 2000-1000-500/1-1-1-1-1A | CT1.420OIL2000.C005 | ZCAP_SCRAP | ZCAP | NOS | 2 | 305001 | INR
3000 | Northern Zone, Balasore | 3100 | EHT (O&M) Circle, Balasore | 3107 | 400 kV S/S Division,New Duburi | N172 | 400 kV S/S S/D New Duburi | 1000000070 | 220 KV CVT | CVT.220OIL.S.B002 | ZCAP_ACT | ZCAP | NOS | 4 | 500717.52 | INR
3000 | Northern Zone, Balasore | 3100 | EHT (O&M) Circle, Balasore | 3107 | 400 kV S/S Division,New Duburi | N172 | 400 kV S/S S/D New Duburi | 1000000070 | 220 KV CVT | CVT.220OIL.S.B002 | ZCAP_US | ZCAP | NOS | 1 | 126728.94 | INR
3000 | Northern Zone, Balasore | 3100 | EHT (O&M) Circle, Balasore | 3107 | 400 kV S/S Division,New Duburi | N172 | 400 kV S/S S/D New Duburi | 1000000071 | 400KV CVT | CVT.420OIL.S.C003 | ZCAP_ACT | ZCAP | NOS | 6 | 1402800 | INR
3000 | Northern Zone, Balasore | 3100 | EHT (O&M) Circle, Balasore | 3107 | 400 kV S/S Division,New Duburi | N172 | 400 kV S/S S/D New Duburi | 1000000120 | 220KV OIL 2C IVT/PT | IVT.220OIL.S.B003 | ZCAP_US | ZCAP | NOS | 6 | 940704 | INR
3000 | Northern Zone, Balasore | 3100 | EHT (O&M) Circle, Balasore | 3107 | 400 kV S/S Division,New Duburi | N172 | 400 kV S/S S/D New Duburi | 1000000131 | 216KV SURGE ARRESTER & SAS integration | SA.216MO.A005 | ZCAP_ACT | ZCAP | NOS | 6 | 494925.12 | INR
3000 | Northern Zone, Balasore | 3100 | EHT (O&M) Circle, Balasore | 3107 | 400 kV S/S Division,New Duburi | N172 | 400 kV S/S S/D New Duburi | 1000000132 | 220KV MO WITH RING SURGE ARRESTER | SA.245MO.WR.A005 | ZCAP_FREE | ZCAP | NOS | 14 | 0 | INR
3000 | Northern Zone, Balasore | 3100 | EHT (O&M) Circle, Balasore | 3107 | 400 kV S/S Division,New Duburi | N172 | 400 kV S/S S/D New Duburi | 1000000134 | 36KV MO W/O SURGE ARRESTER | SA.36MO.WOR.A001 | ZCAP_SCRAP | ZCAP | NOS | 1 | 1 | INR
3000 | Northern Zone, Balasore | 3100 | EHT (O&M) Circle, Balasore | 3107 | 400 kV S/S Division,New Duburi | N172 | 400 kV S/S S/D New Duburi | 1000000134 | 36KV MO W/O SURGE ARRESTER | SA.36MO.WOR.A001 | ZCAP_ACT | ZCAP | NOS | 5 | 54348.9 | INR
3000 | Northern Zone, Balasore | 3100 | EHT (O&M) Circle, Balasore | 3107 | 400 kV S/S Division,New Duburi | N172 | 400 kV S/S S/D New Duburi | 1000000135 | 420KV MO WITH RING SURGE ARRESTER | SA.420MO.WR.A006 | ZCAP_ACT | ZCAP | NOS | 26 | 4537893.5 | INR
3000 | Northern Zone, Balasore | 3100 | EHT (O&M) Circle, Balasore | 3107 | 400 kV S/S Division,New Duburi | N172 | 400 kV S/S S/D New Duburi | 1000000135 | 420KV MO WITH RING SURGE ARRESTER | SA.420MO.WR.A006 | ZCAP_US | ZCAP | NOS | 2 | 200000 | INR
3000 | Northern Zone, Balasore | 3100 | EHT (O&M) Circle, Balasore | 3107 | 400 kV S/S Division,New Duburi | N172 | 400 kV S/S S/D New Duburi | 1000000158 | 500KVA 33/0.433KV Station Tfr | TFR.500ST33H.A003 | ZCAP_FREE | ZCAP | NOS | 1 | 0 | INR
3000 | Northern Zone, Balasore | 3100 | EHT (O&M) Circle, Balasore | 3107 | 400 kV S/S Division,New Duburi | N173 | 400 kV Line S/D New Duburi | 1000000256 | 400KV DB TYPE TOWER (JYOTI) MEMBER | TWR.400DB.L.A002 | ZCAP_ACT | ZCAP | MT | 50.777 | 2734090.78 | INR
3000 | Northern Zone, Balasore | 3100 | EHT (O&M) Circle, Balasore | 3107 | 400 kV S/S Division,New Duburi | N172 | 400 kV S/S S/D New Duburi | 1000000321 | 1.5 sqmm 10 Core control cable | CBLE.CTRL.AR.A005 | ZCAP_ACT | ZCAP | KM | 0.869 | 128167.07 | INR
3000 | Northern Zone, Balasore | 3100 | EHT (O&M) Circle, Balasore | 3107 | 400 kV S/S Division,New Duburi | N172 | 400 kV S/S S/D New Duburi | 1000000384 | 0.5 SQ.MM 4 PAIR TELEPHONE CABLE UNARMO | CBLE.TEL.UAR.A004 | ZCAP_ACT | ZCAP | KM | 0.236 | 38249.23 | INR
3000 | Northern Zone, Balasore | 3100 | EHT (O&M) Circle, Balasore | 3107 | 400 kV S/S Division,New Duburi | N172 | 400 kV S/S S/D New Duburi | 2000000203 | LIGHT FIXTURES TUBE LIGHT D FITTING | ILWR.TL.FT.D.A001 | ZCON_SCRAP | ZCON | NOS | 12 | 10800 | INR
3000 | Northern Zone, Balasore | 3100 | EHT (O&M) Circle, Balasore | 3107 | 400 kV S/S Division,New Duburi | N171 | 400 kV S/S Division, New Duburi | 2000000287 | Duster/Towel |  | ZCON_ACT | ZCON | NOS | 10 | 8035 | INR
3000 | Northern Zone, Balasore | 3100 | EHT (O&M) Circle, Balasore | 3107 | 400 kV S/S Division,New Duburi | N171 | 400 kV S/S Division, New Duburi | 2000000288 | Drinking Container/Tumbler |  | ZCON_ACT | ZCON | NOS | 10 | 1800 | INR
3000 | Northern Zone, Balasore | 3100 | EHT (O&M) Circle, Balasore | 3107 | 400 kV S/S Division,New Duburi | N172 | 400 kV S/S S/D New Duburi | 3000000122 | 2.5sq.mm Control cable 10core | CBLE.CTRL.AR.D010 | ZSPR_ACT | ZSPR | KM | 2.579 | 669598.66 | INR
3000 | Northern Zone, Balasore | 3100 | EHT (O&M) Circle, Balasore | 3107 | 400 kV S/S Division,New Duburi | N172 | 400 kV S/S S/D New Duburi | 3000000123 | 2.5 SQMM 12C CONTROL CABLE CU | CBLE.CTRL.AR.D012 | ZSPR_ACT | ZSPR | KM | 0.026 | 26 | INR
3000 | Northern Zone, Balasore | 3100 | EHT (O&M) Circle, Balasore | 3107 | 400 kV S/S Division,New Duburi | N172 | 400 kV S/S S/D New Duburi | 3000000123 | 2.5 SQMM 12C CONTROL CABLE CU | CBLE.CTRL.AR.D012 | ZSPR_ACT | ZSPR | KM | 0.058 | 58 | INR
3000 | Northern Zone, Balasore | 3100 | EHT (O&M) Circle, Balasore | 3107 | 400 kV S/S Division,New Duburi | N172 | 400 kV S/S S/D New Duburi | 3000000123 | 2.5 SQMM 12C CONTROL CABLE CU | CBLE.CTRL.AR.D012 | ZSPR_ACT | ZSPR | KM | 0.042 | 42 | INR
3000 | Northern Zone, Balasore | 3100 | EHT (O&M) Circle, Balasore | 3107 | 400 kV S/S Division,New Duburi | N172 | 400 kV S/S S/D New Duburi | 3000000124 | 2.5 SQMM MSTRAND 14C AR CCABLE | CBLE.CTRL.AR.D014 | ZSPR_ACT | ZSPR | KM | 1.721 | 594896.35 | INR
3000 | Northern Zone, Balasore | 3100 | EHT (O&M) Circle, Balasore | 3107 | 400 kV S/S Division,New Duburi | N172 | 400 kV S/S S/D New Duburi | 3000000127 | 2.5 SQMM 19C CONTROL CABLE AR | CBLE.CTRL.AR.D019 | ZSPR_ACT | ZSPR | KM | 1.018 | 377802.17 | INR
3000 | Northern Zone, Balasore | 3100 | EHT (O&M) Circle, Balasore | 3107 | 400 kV S/S Division,New Duburi | N172 | 400 kV S/S S/D New Duburi | 3000000127 | 2.5 SQMM 19C CONTROL CABLE AR | CBLE.CTRL.AR.D019 | ZSPR_ACT | ZSPR | KM | 0.292 | 108367.62 | INR
3000 | Northern Zone, Balasore | 3100 | EHT (O&M) Circle, Balasore | 3107 | 400 kV S/S Division,New Duburi | N172 | 400 kV S/S S/D New Duburi | 3000000127 | 2.5 SQMM 19C CONTROL CABLE AR | CBLE.CTRL.AR.D019 | ZSPR_ACT | ZSPR | KM | 0.079 | 29318.64 | INR
3000 | Northern Zone, Balasore | 3100 | EHT (O&M) Circle, Balasore | 3107 | 400 kV S/S Division,New Duburi | N172 | 400 kV S/S S/D New Duburi | 3000000145 | 2C X 2.5SQMM CONTROL UNARMOURED CABLE | CBLE.CTRL.UAR.D002 | ZSPR_ACT | ZSPR | KM | 0.962 | 60577.14 | INR
3000 | Northern Zone, Balasore | 3100 | EHT (O&M) Circle, Balasore | 3107 | 400 kV S/S Division,New Duburi | N172 | 400 kV S/S S/D New Duburi | 3000000192 | 3.5Cx25Sqmm AL PWR cable | CBLE.PWR.AL.AR.D003 | ZSPR_ACT | ZSPR | KM | 0.491 | 44568.07 | INR
3000 | Northern Zone, Balasore | 3100 | EHT (O&M) Circle, Balasore | 3107 | 400 kV S/S Division,New Duburi | N172 | 400 kV S/S S/D New Duburi | 3000000193 | 3.5Cx35 Sqmm AL PWR cable | CBLE.PWR.AL.AR.D004 | ZSPR_ACT | ZSPR | KM | 4.323 | 757108.61 | INR
3000 | Northern Zone, Balasore | 3100 | EHT (O&M) Circle, Balasore | 3107 | 400 kV S/S Division,New Duburi | N172 | 400 kV S/S S/D New Duburi | 3000000195 | 3.5Cx70 Sqmm AL PWR cable | CBLE.PWR.AL.AR.D006 | ZSPR_ACT | ZSPR | KM | 1.237 | 383890.58 | INR
3000 | Northern Zone, Balasore | 3100 | EHT (O&M) Circle, Balasore | 3107 | 400 kV S/S Division,New Duburi | N172 | 400 kV S/S S/D New Duburi | 3000000196 | 3.5Cx95 Sqmm AL PWR cable | CBLE.PWR.AL.AR.D007 | ZSPR_ACT | ZSPR | KM | 0.1 | 23869 | INR
3000 | Northern Zone, Balasore | 3100 | EHT (O&M) Circle, Balasore | 3107 | 400 kV S/S Division,New Duburi | N172 | 400 kV S/S S/D New Duburi | 3000000198 | 3.5Cx185 Sqmm AL PWR cable | CBLE.PWR.AL.AR.D010 | ZSPR_ACT | ZSPR | KM | 0.026 | 3120 | INR
3000 | Northern Zone, Balasore | 3100 | EHT (O&M) Circle, Balasore | 3107 | 400 kV S/S Division,New Duburi | N172 | 400 kV S/S S/D New Duburi | 3000000199 | 3.5Cx300 Sqmm AL PWR cable | CBLE.PWR.AL.AR.D011 | ZSPR_ACT | ZSPR | KM | 0.205 | 142179.89 | INR
3000 | Northern Zone, Balasore | 3100 | EHT (O&M) Circle, Balasore | 3107 | 400 kV S/S Division,New Duburi | N172 | 400 kV S/S S/D New Duburi | 3000000199 | 3.5Cx300 Sqmm AL PWR cable | CBLE.PWR.AL.AR.D011 | ZSPR_ACT | ZSPR | KM | 0.06 | 41613.63 | INR
3000 | Northern Zone, Balasore | 3100 | EHT (O&M) Circle, Balasore | 3107 | 400 kV S/S Division,New Duburi | N172 | 400 kV S/S S/D New Duburi | 3000000209 | 2Cx6 Sqmm AL POWER CABLE | CBLE.PWR.AL.UAR.A005 | ZSPR_ACT | ZSPR | KM | 0.237 | 15291.71 | INR
3000 | Northern Zone, Balasore | 3100 | EHT (O&M) Circle, Balasore | 3107 | 400 kV S/S Division,New Duburi | N172 | 400 kV S/S S/D New Duburi | 3000000261 | DIFFERENT TYPES OF ASSORTED CLAMPS | CLMP.ASRT.A001 | ZSPR_SCRAP | ZSPR | NOS | 12 | 90130 | INR
3000 | Northern Zone, Balasore | 3100 | EHT (O&M) Circle, Balasore | 3107 | 400 kV S/S Division,New Duburi | N172 | 400 kV S/S S/D New Duburi | 3000000261 | DIFFERENT TYPES OF ASSORTED CLAMPS | CLMP.ASRT.A001 | ZSPR_ACT | ZSPR | NOS | 45 | 81025.4 | INR
3000 | Northern Zone, Balasore | 3100 | EHT (O&M) Circle, Balasore | 3107 | 400 kV S/S Division,New Duburi | N172 | 400 kV S/S S/D New Duburi | 3000000262 | T-CLAMP OF DIFFERENT SIZE | CLMP.ASRT.A0011 | ZSPR_ACT | ZSPR | NOS | 47 | 58750 | INR
3000 | Northern Zone, Balasore | 3100 | EHT (O&M) Circle, Balasore | 3107 | 400 kV S/S Division,New Duburi | N172 | 400 kV S/S S/D New Duburi | 3000000348 | 2 BOLTED PG CLAMP FOR ZEBRA - ZEBRA | CLMP.PG.B002 | ZSPR_ACT | ZSPR | NOS | 30 | 9377.1 | INR
3000 | Northern Zone, Balasore | 3100 | EHT (O&M) Circle, Balasore | 3107 | 400 kV S/S Division,New Duburi | N172 | 400 kV S/S S/D New Duburi | 3000000358 | 3 BOLTED PG CLAMP FOR MOOSE - MOOSE | CLMP.PG.C004 | ZSPR_ACT | ZSPR | NOS | 20 | 14035.82 | INR
3000 | Northern Zone, Balasore | 3100 | EHT (O&M) Circle, Balasore | 3107 | 400 kV S/S Division,New Duburi | N172 | 400 kV S/S S/D New Duburi | 3000000366 | 4 BOLTED PG CLAMP FOR MOOSE - MOOSE | CLMP.PG.D004 | ZSPR_ACT | ZSPR | NOS | 42 | 27568.55 | INR
3000 | Northern Zone, Balasore | 3100 | EHT (O&M) Circle, Balasore | 3107 | 400 kV S/S Division,New Duburi | N173 | 400 kV Line S/D New Duburi | 3000000366 | 4 BOLTED PG CLAMP FOR MOOSE - MOOSE | CLMP.PG.D004 | ZSPR_ACT | ZSPR | NOS | 40 | 26255.76 | INR
3000 | Northern Zone, Balasore | 3100 | EHT (O&M) Circle, Balasore | 3107 | 400 kV S/S Division,New Duburi | N172 | 400 kV S/S S/D New Duburi | 3000000380 | 12bolted T Clamp for ACSR Zebra to Zebra | CLMP.SP.CT.AL.A001 | ZSPR_ACT | ZSPR | NOS | 6 | 3600 | INR
3000 | Northern Zone, Balasore | 3100 | EHT (O&M) Circle, Balasore | 3107 | 400 kV S/S Division,New Duburi | N172 | 400 kV S/S S/D New Duburi | 3000000386 | STRAIGHT THROUGH CLAMP ZEBRA BIMETALLIC | CLMP.ST.THRU.AL.A001 | ZSPR_ACT | ZSPR | NOS | 10 | 3031.9 | INR
3000 | Northern Zone, Balasore | 3100 | EHT (O&M) Circle, Balasore | 3107 | 400 kV S/S Division,New Duburi | N172 | 400 kV S/S S/D New Duburi | 3000000387 | ST CLAMP AL FOR CT STUD-MOOSE | CLMP.ST.THRU.AL.A002 | ZSPR_ACT | ZSPR | NOS | 10 | 3832.3 | INR
3000 | Northern Zone, Balasore | 3100 | EHT (O&M) Circle, Balasore | 3107 | 400 kV S/S Division,New Duburi | N172 | 400 kV S/S S/D New Duburi | 3000000388 | T Clamp for Panther run-Panther Drop | CLMP.T.AL.A001 | ZSPR_ACT | ZSPR | NOS | 7 | 11480.14 | INR
3000 | Northern Zone, Balasore | 3100 | EHT (O&M) Circle, Balasore | 3107 | 400 kV S/S Division,New Duburi | N172 | 400 kV S/S S/D New Duburi | 3000000388 | T Clamp for Panther run-Panther Drop | CLMP.T.AL.A001 | ZSPR_SCRAP | ZSPR | NOS | 2 | 3280.04 | INR
3000 | Northern Zone, Balasore | 3100 | EHT (O&M) Circle, Balasore | 3107 | 400 kV S/S Division,New Duburi | N172 | 400 kV S/S S/D New Duburi | 3000000391 | T CLAMP ALFOR ZEBRA RUN - ZEBRA DROP | CLMP.T.AL.A004 | ZSPR_ACT | ZSPR | NOS | 14 | 4655.56 | INR
3000 | Northern Zone, Balasore | 3100 | EHT (O&M) Circle, Balasore | 3107 | 400 kV S/S Division,New Duburi | N172 | 400 kV S/S S/D New Duburi | 3000000407 | SPR T CLAMP AL TWIN MOOSE RUN-MOOSE DROP | CLMP.T.AL.B003 | ZSPR_ACT | ZSPR | NOS | 1 | 1700 | INR
3000 | Northern Zone, Balasore | 3100 | EHT (O&M) Circle, Balasore | 3107 | 400 kV S/S Division,New Duburi | N172 | 400 kV S/S S/D New Duburi | 3000000414 | JUMPER CONE FOR ACSR ZEBRA CONDUCTOR | COND.ACCES.A003 | ZSPR_ACT | ZSPR | NOS | 9 | 9 | INR
3000 | Northern Zone, Balasore | 3100 | EHT (O&M) Circle, Balasore | 3107 | 400 kV S/S Division,New Duburi | N172 | 400 kV S/S S/D New Duburi | 3000000415 | JUMPER CONE FOR ACSR MOOSE CONDUCTOR | COND.ACCES.A004 | ZSPR_ACT | ZSPR | NOS | 9 | 10035.9 | INR
3000 | Northern Zone, Balasore | 3100 | EHT (O&M) Circle, Balasore | 3107 | 400 kV S/S Division,New Duburi | N172 | 400 kV S/S S/D New Duburi | 3000000417 | Rigid Spacer for ACSR MOOSE Conductor | COND.ACCES.A006 | ZSPR_ACT | ZSPR | NOS | 21 | 21 | INR
3000 | Northern Zone, Balasore | 3100 | EHT (O&M) Circle, Balasore | 3107 | 400 kV S/S Division,New Duburi | N172 | 400 kV S/S S/D New Duburi | 3000000417 | Rigid Spacer for ACSR MOOSE Conductor | COND.ACCES.A006 | ZSPR_SCRAP | ZSPR | NOS | 5 | 210 | INR
3000 | Northern Zone, Balasore | 3100 | EHT (O&M) Circle, Balasore | 3107 | 400 kV S/S Division,New Duburi | N172 | 400 kV S/S S/D New Duburi | 3000000438 | MS JOINT FOR ACSR ZEBRA CONDUCTOR | COND.ACCES.C003 | ZSPR_SCRAP | ZSPR | NOS | 2 | 81.2 | INR
3000 | Northern Zone, Balasore | 3100 | EHT (O&M) Circle, Balasore | 3107 | 400 kV S/S Division,New Duburi | N172 | 400 kV S/S S/D New Duburi | 3000000438 | MS JOINT FOR ACSR ZEBRA CONDUCTOR | COND.ACCES.C003 | ZSPR_ACT | ZSPR | NOS | 49 | 29209.85 | INR
3000 | Northern Zone, Balasore | 3100 | EHT (O&M) Circle, Balasore | 3107 | 400 kV S/S Division,New Duburi | N173 | 400 kV Line S/D New Duburi | 3000000439 | MS JOINT FOR ACSR MOOSE CONDUCTOR | COND.ACCES.C004 | ZSPR_ACT | ZSPR | NOS | 12 | 10740.6 | INR
3000 | Northern Zone, Balasore | 3100 | EHT (O&M) Circle, Balasore | 3107 | 400 kV S/S Division,New Duburi | N172 | 400 kV S/S S/D New Duburi | 3000000451 | Spacer clamp ACSR Twin moose 250mm | COND.ACCES.D005 | ZSPR_ACT | ZSPR | NOS | 1 | 372.17 | INR
3000 | Northern Zone, Balasore | 3100 | EHT (O&M) Circle, Balasore | 3107 | 400 kV S/S Division,New Duburi | N172 | 400 kV S/S S/D New Duburi | 3000000456 | VD OF ACSR ZEBRA CONDUCTOR | COND.ACCES.E003 | ZSPR_ACT | ZSPR | NOS | 12 | 12 | INR
3000 | Northern Zone, Balasore | 3100 | EHT (O&M) Circle, Balasore | 3107 | 400 kV S/S Division,New Duburi | N173 | 400 kV Line S/D New Duburi | 3000000457 | VD OF ACSR MOOSE CONDUCTOR | COND.ACCES.E004 | ZSPR_ACT | ZSPR | NOS | 6 | 6 | INR
3000 | Northern Zone, Balasore | 3100 | EHT (O&M) Circle, Balasore | 3107 | 400 kV S/S Division,New Duburi | N172 | 400 kV S/S S/D New Duburi | 3000000466 | REPAIR SLEEVE FOR ACSR ZEBRA CONDUCTOR | COND.ACCES.F003 | ZSPR_ACT | ZSPR | NOS | 38 | 5221.61 | INR
3000 | Northern Zone, Balasore | 3100 | EHT (O&M) Circle, Balasore | 3107 | 400 kV S/S Division,New Duburi | N173 | 400 kV Line S/D New Duburi | 3000000467 | REPAIR SLEEVE FOR ACSR MOOSE CONDUCTOR | COND.ACCES.F004 | ZSPR_ACT | ZSPR | NOS | 2 | 2 | INR
3000 | Northern Zone, Balasore | 3100 | EHT (O&M) Circle, Balasore | 3107 | 400 kV S/S Division,New Duburi | N172 | 400 kV S/S S/D New Duburi | 3000000481 | IPS 4" Aluminium Tubes | COND.IPS.TUBE.A001 | ZSPR_ACT | ZSPR | M | 13.7 | 26822.73 | INR
3000 | Northern Zone, Balasore | 3100 | EHT (O&M) Circle, Balasore | 3107 | 400 kV S/S Division,New Duburi | N172 | 400 kV S/S S/D New Duburi | 3000000617 | VD FOR 7/3.66 MM EARTH WIRE | EW.ACCES.B003 | ZSPR_ACT | ZSPR | NOS | 2 | 546 | INR
3000 | Northern Zone, Balasore | 3100 | EHT (O&M) Circle, Balasore | 3107 | 400 kV S/S Division,New Duburi | N172 | 400 kV S/S S/D New Duburi | 3000000740 | DS HARDWARE FITTING ACSR ZEBRA | HWF.DS.A003 | ZSPR_ACT | ZSPR | NOS | 10 | 48419.57 | INR
3000 | Northern Zone, Balasore | 3100 | EHT (O&M) Circle, Balasore | 3107 | 400 kV S/S Division,New Duburi | N172 | 400 kV S/S S/D New Duburi | 3000000800 | DT HARDWARE FITTING ACSR ZEBRA | HWF.DT.A003 | ZSPR_ACT | ZSPR | NOS | 10 | 50488.74 | INR
3000 | Northern Zone, Balasore | 3100 | EHT (O&M) Circle, Balasore | 3107 | 400 kV S/S Division,New Duburi | N172 | 400 kV S/S S/D New Duburi | 3000000801 | DT HARDWARE FITTING ACSR MOOSE | HWF.DT.A004 | ZSPR_SCRAP | ZSPR | NOS | 7 | 47387.62 | INR
3000 | Northern Zone, Balasore | 3100 | EHT (O&M) Circle, Balasore | 3107 | 400 kV S/S Division,New Duburi | N172 | 400 kV S/S S/D New Duburi | 3000000803 | DT HARDWARE FITTING FOR ACSR PANTHER | HWF.DT.A006 | ZSPR_ACT | ZSPR | NOS | 1 | 2400.75 | INR
3000 | Northern Zone, Balasore | 3100 | EHT (O&M) Circle, Balasore | 3107 | 400 kV S/S Division,New Duburi | N173 | 400 kV Line S/D New Duburi | 3000000803 | DT HARDWARE FITTING FOR ACSR PANTHER | HWF.DT.A006 | ZSPR_ACT | ZSPR | NOS | 3 | 7202.25 | INR
3000 | Northern Zone, Balasore | 3100 | EHT (O&M) Circle, Balasore | 3107 | 400 kV S/S Division,New Duburi | N172 | 400 kV S/S S/D New Duburi | 3000000803 | DT HARDWARE FITTING FOR ACSR PANTHER | HWF.DT.A006 | ZSPR_SCRAP | ZSPR | NOS | 1 | 9600 | INR
3000 | Northern Zone, Balasore | 3100 | EHT (O&M) Circle, Balasore | 3107 | 400 kV S/S Division,New Duburi | N172 | 400 kV S/S S/D New Duburi | 3000000806 | DT HARDWARE FITTING AAAC MOOSE | HWF.DT.A011 | ZSPR_ACT | ZSPR | NOS | 4 | 17680 | INR
3000 | Northern Zone, Balasore | 3100 | EHT (O&M) Circle, Balasore | 3107 | 400 kV S/S Division,New Duburi | N172 | 400 kV S/S S/D New Duburi | 3000000807 | DT HWF FOR AAAC TWIN MOOSE | HWF.DT.A013 | ZSPR_ACT | ZSPR | NOS | 3 | 17840.1 | INR
3000 | Northern Zone, Balasore | 3100 | EHT (O&M) Circle, Balasore | 3107 | 400 kV S/S Division,New Duburi | N172 | 400 kV S/S S/D New Duburi | 3000000847 | SS HARDWARE FITTING ACSR ZEBRA | HWF.SS.A003 | ZSPR_ACT | ZSPR | NOS | 40 | 91998.98 | INR
3000 | Northern Zone, Balasore | 3100 | EHT (O&M) Circle, Balasore | 3107 | 400 kV S/S Division,New Duburi | N172 | 400 kV S/S S/D New Duburi | 3000000847 | SS HARDWARE FITTING ACSR ZEBRA | HWF.SS.A003 | ZSPR_SCRAP | ZSPR | NOS | 10 | 28801.28 | INR
3000 | Northern Zone, Balasore | 3100 | EHT (O&M) Circle, Balasore | 3107 | 400 kV S/S Division,New Duburi | N172 | 400 kV S/S S/D New Duburi | 3000000850 | SS HARDWARE FITTING ACSR TWIN MOOSE | HWF.SS.A006 | ZSPR_ACT | ZSPR | NOS | 1 | 6376.4 | INR
3000 | Northern Zone, Balasore | 3100 | EHT (O&M) Circle, Balasore | 3107 | 400 kV S/S Division,New Duburi | N173 | 400 kV Line S/D New Duburi | 3000000850 | SS HARDWARE FITTING ACSR TWIN MOOSE | HWF.SS.A006 | ZSPR_ACT | ZSPR | NOS | 4 | 25505.6 | INR
3000 | Northern Zone, Balasore | 3100 | EHT (O&M) Circle, Balasore | 3107 | 400 kV S/S Division,New Duburi | N172 | 400 kV S/S S/D New Duburi | 3000000853 | SS HWF FOR AAAC MOOSE | HWF.SS.A011 | ZSPR_ACT | ZSPR | NOS | 2 | 1800 | INR
3000 | Northern Zone, Balasore | 3100 | EHT (O&M) Circle, Balasore | 3107 | 400 kV S/S Division,New Duburi | N172 | 400 kV S/S S/D New Duburi | 3000000855 | SS HWF FOR AAAC TWIN MOOSE CONDUCTOR | HWF.SS.A013 | ZSPR_ACT | ZSPR | NOS | 31 | 168282.3 | INR
3000 | Northern Zone, Balasore | 3100 | EHT (O&M) Circle, Balasore | 3107 | 400 kV S/S Division,New Duburi | N172 | 400 kV S/S S/D New Duburi | 3000000856 | SS HWF-AAAC TWIN HIGHER MOOSE | HWF.SS.A014 | ZSPR_ACT | ZSPR | NOS | 2 | 1440 | INR
3000 | Northern Zone, Balasore | 3100 | EHT (O&M) Circle, Balasore | 3107 | 400 kV S/S Division,New Duburi | N172 | 400 kV S/S S/D New Duburi | 3000000866 | CLAMP OF SS HWF FOR ACSR ZEBRA | HWF.SS.C003 | ZSPR_SCRAP | ZSPR | NOS | 7 | 7 | INR
3000 | Northern Zone, Balasore | 3100 | EHT (O&M) Circle, Balasore | 3107 | 400 kV S/S Division,New Duburi | N172 | 400 kV S/S S/D New Duburi | 3000000867 | CLAMP OF SS HWF FOR ACSR MOOSE | HWF.SS.C004 | ZSPR_SCRAP | ZSPR | NOS | 6 | 6 | INR
3000 | Northern Zone, Balasore | 3100 | EHT (O&M) Circle, Balasore | 3107 | 400 kV S/S Division,New Duburi | N172 | 400 kV S/S S/D New Duburi | 3000000877 | ST Hard wares fittings 120KN insulator | HWF.ST.A002 | ZSPR_ACT | ZSPR | NOS | 6 | 6 | INR
3000 | Northern Zone, Balasore | 3100 | EHT (O&M) Circle, Balasore | 3107 | 400 kV S/S Division,New Duburi | N172 | 400 kV S/S S/D New Duburi | 3000000878 | ST HWF FOR ACSR ZEBRA | HWF.ST.A003 | ZSPR_ACT | ZSPR | NOS | 9 | 21574.52 | INR
3000 | Northern Zone, Balasore | 3100 | EHT (O&M) Circle, Balasore | 3107 | 400 kV S/S Division,New Duburi | N172 | 400 kV S/S S/D New Duburi | 3000000931 | 90KN ANTIFOG DISC INSULATOR | INS.AF.DISC.B002 | ZSPR_ACT | ZSPR | NOS | 24 | 15641.18 | INR
3000 | Northern Zone, Balasore | 3100 | EHT (O&M) Circle, Balasore | 3107 | 400 kV S/S Division,New Duburi | N173 | 400 kV Line S/D New Duburi | 3000000933 | 160KN ANTIFOG DISC INSULATOR | INS.AF.DISC.B004 | ZSPR_ACT | ZSPR | NOS | 176 | 166144 | INR
3000 | Northern Zone, Balasore | 3100 | EHT (O&M) Circle, Balasore | 3107 | 400 kV S/S Division,New Duburi | N172 | 400 kV S/S S/D New Duburi | 3000000945 | 220KV Bus Post Insulator | INS.POR.BPI.E001 | ZSPR_SCRAP | ZSPR | NOS | 1 | 1120 | INR
3000 | Northern Zone, Balasore | 3100 | EHT (O&M) Circle, Balasore | 3107 | 400 kV S/S Division,New Duburi | N172 | 400 kV S/S S/D New Duburi | 3000000947 | 90KN PORCELAIN DISC INSULATOR | INS.POR.DISC.B002 | ZSPR_ACT | ZSPR | NOS | 12 | 12 | INR
3000 | Northern Zone, Balasore | 3100 | EHT (O&M) Circle, Balasore | 3107 | 400 kV S/S Division,New Duburi | N172 | 400 kV S/S S/D New Duburi | 3000000948 | 120KN PORCELAIN DISC INSULATOR | INS.POR.DISC.B003 | ZSPR_ACT | ZSPR | NOS | 170 | 42307.9 | INR
3000 | Northern Zone, Balasore | 3100 | EHT (O&M) Circle, Balasore | 3107 | 400 kV S/S Division,New Duburi | N172 | 400 kV S/S S/D New Duburi | 3000000949 | 160KN PORCELAIN DISC INSULATOR | INS.POR.DISC.B004 | ZSPR_ACT | ZSPR | NOS | 147 | 237589.78 | INR
3000 | Northern Zone, Balasore | 3100 | EHT (O&M) Circle, Balasore | 3107 | 400 kV S/S Division,New Duburi | N172 | 400 kV S/S S/D New Duburi | 3000000973 | 220KV LMU MODULAR DESIGN ONE PAIR | LMU.MCD.B002 | ZSPR_SCRAP | ZSPR | NOS | 1 | 20800 | INR
3000 | Northern Zone, Balasore | 3100 | EHT (O&M) Circle, Balasore | 3107 | 400 kV S/S Division,New Duburi | N172 | 400 kV S/S S/D New Duburi | 3000000974 | 400KV LMU MODULAR DESIGN ONE PAIR | LMU.MCD.B003 | ZSPR_SCRAP | ZSPR | NOS | 1 | 150 | INR
3000 | Northern Zone, Balasore | 3100 | EHT (O&M) Circle, Balasore | 3107 | 400 kV S/S Division,New Duburi | N172 | 400 kV S/S S/D New Duburi | 3000000992 | PT/IVT/CVT CONSOLE BOX | MISC.CONSOLE.A001 | ZSPR_ACT | ZSPR | NOS | 2 | 8000 | INR
3000 | Northern Zone, Balasore | 3100 | EHT (O&M) Circle, Balasore | 3107 | 400 kV S/S Division,New Duburi | N172 | 400 kV S/S S/D New Duburi | 3000000996 | CT CONSOLE BOX | MISC.CT.CONSOLE.A001 | ZSPR_ACT | ZSPR | NOS | 2 | 30400.46 | INR
3000 | Northern Zone, Balasore | 3100 | EHT (O&M) Circle, Balasore | 3107 | 400 kV S/S Division,New Duburi | N172 | 400 kV S/S S/D New Duburi | 3000001014 | RELAY PANEL JACK PAD | MISC.JACKPAD.A001 | ZSPR_ACT | ZSPR | NOS | 4 | 5600 | INR
3000 | Northern Zone, Balasore | 3100 | EHT (O&M) Circle, Balasore | 3107 | 400 kV S/S Division,New Duburi | N172 | 400 kV S/S S/D New Duburi | 3000001076 | ASSORTED SIZE SF6 EMPTY GAS CYLINDER | MISC.SF6CYLNDR.C001 | ZSPR_SCRAP | ZSPR | NOS | 10 | 10 | INR
3000 | Northern Zone, Balasore | 3100 | EHT (O&M) Circle, Balasore | 3107 | 400 kV S/S Division,New Duburi | N172 | 400 kV S/S S/D New Duburi | 3000001094 | NEW EHV GRADE Napthelin based Tfr OIL | MISC.TFROIL.A001 | ZSPR_ACT | ZSPR | L | 7095 | 788141.44 | INR
3000 | Northern Zone, Balasore | 3100 | EHT (O&M) Circle, Balasore | 3107 | 400 kV S/S Division,New Duburi | N172 | 400 kV S/S S/D New Duburi | 3000001103 | WELDING ROD | MISC.WELDINGROD.A001 | ZSPR_ACT | ZSPR | NOS | 2 | 944 | INR
3000 | Northern Zone, Balasore | 3100 | EHT (O&M) Circle, Balasore | 3107 | 400 kV S/S Division,New Duburi | N172 | 400 kV S/S S/D New Duburi | 3000001138 | THREE PHASE DIGITAL MEGA WATT METER | MTR.MWMETER.D.A003 | ZSPR_ACT | ZSPR | NOS | 3 | 9166.5 | INR
3000 | Northern Zone, Balasore | 3100 | EHT (O&M) Circle, Balasore | 3107 | 400 kV S/S Division,New Duburi | N172 | 400 kV S/S S/D New Duburi | 3000001138 | THREE PHASE DIGITAL MEGA WATT METER | MTR.MWMETER.D.A003 | ZSPR_SCRAP | ZSPR | NOS | 4 | 12222 | INR
3000 | Northern Zone, Balasore | 3100 | EHT (O&M) Circle, Balasore | 3107 | 400 kV S/S Division,New Duburi | N172 | 400 kV S/S S/D New Duburi | 3000001142 | 3P 4W L.T Static W/C energy Meter | MTR.STATIC.E.A001 | ZSPR_ACT | ZSPR | NOS | 4 | 4 | INR
3000 | Northern Zone, Balasore | 3100 | EHT (O&M) Circle, Balasore | 3107 | 400 kV S/S Division,New Duburi | N172 | 400 kV S/S S/D New Duburi | 3000001144 | 0-500 V AC VOLT METER | MTR.VOLTMETER.A.A003 | ZSPR_ACT | ZSPR | NOS | 1 | 450 | INR
3000 | Northern Zone, Balasore | 3100 | EHT (O&M) Circle, Balasore | 3107 | 400 kV S/S Division,New Duburi | N172 | 400 kV S/S S/D New Duburi | 3000001149 | 33KV Digital AC Voltmeter | MTR.VOLTMETER.D.A003 | ZSPR_ACT | ZSPR | NOS | 1 | 420 | INR
3000 | Northern Zone, Balasore | 3100 | EHT (O&M) Circle, Balasore | 3107 | 400 kV S/S Division,New Duburi | N172 | 400 kV S/S S/D New Duburi | 3000001150 | DIGITAL VOLTMETER | MTR.VOLTMETER.D.B001 | ZSPR_SCRAP | ZSPR | NOS | 1 | 1455 | INR
3000 | Northern Zone, Balasore | 3100 | EHT (O&M) Circle, Balasore | 3107 | 400 kV S/S Division,New Duburi | N173 | 400 kV Line S/D New Duburi | 3000001154 | NUTS AND BOLTS | NBW.ASRT.GINB.A001 | ZSPR_ACT | ZSPR | KG | 1360.56 | 101293.69 | INR
3000 | Northern Zone, Balasore | 3100 | EHT (O&M) Circle, Balasore | 3107 | 400 kV S/S Division,New Duburi | N172 | 400 kV S/S S/D New Duburi | 3000001313 | 220 KV reused dismentalled wave trap | RCVR.220WT.A001 | ZSPR_ACT | ZSPR | NOS | 1 | 15000 | INR
3000 | Northern Zone, Balasore | 3100 | EHT (O&M) Circle, Balasore | 3107 | 400 kV S/S Division,New Duburi | N173 | 400 kV Line S/D New Duburi | 3000001318 | Recovery(Used) ACSR Panther Conductor | RCVR.COND.A001 | ZSPR_SH | ZSPR | KM | 0.012 | 0.01 | INR
3000 | Northern Zone, Balasore | 3100 | EHT (O&M) Circle, Balasore | 3107 | 400 kV S/S Division,New Duburi | N172 | 400 kV S/S S/D New Duburi | 3000001325 | 8 WINDOW FACIA ANNUNCIATOR RELAY | RLAY.ANCITOR.A001 | ZSPR_SCRAP | ZSPR | NOS | 1 | 8285 | INR
3000 | Northern Zone, Balasore | 3100 | EHT (O&M) Circle, Balasore | 3107 | 400 kV S/S Division,New Duburi | N172 | 400 kV S/S S/D New Duburi | 3000001329 | ELECTROMAGNETIC AUXILLARY RELAY | RLAY.AUX.A001 | ZSPR_ACT | ZSPR | NOS | 6 | 7433.52 | INR
3000 | Northern Zone, Balasore | 3100 | EHT (O&M) Circle, Balasore | 3107 | 400 kV S/S Division,New Duburi | N172 | 400 kV S/S S/D New Duburi | 3000001333 | Auxiliary relay | RLAY.AUX.A023 | ZSPR_ACT | ZSPR | NOS | 1 | 2100.4 | INR
3000 | Northern Zone, Balasore | 3100 | EHT (O&M) Circle, Balasore | 3107 | 400 kV S/S Division,New Duburi | N172 | 400 kV S/S S/D New Duburi | 3000001351 | Numerical Feeder Management Relay | RLAY.DP.C001 | ZSPR_ACT | ZSPR | NOS | 3 | 122799.15 | INR
3000 | Northern Zone, Balasore | 3100 | EHT (O&M) Circle, Balasore | 3107 | 400 kV S/S Division,New Duburi | N172 | 400 kV S/S S/D New Duburi | 3000001421 | TC Supervision Relay | RLAY.SUPERVISION.A002 | ZSPR_ACT | ZSPR | NOS | 6 | 43896 | INR
3000 | Northern Zone, Balasore | 3100 | EHT (O&M) Circle, Balasore | 3107 | 400 kV S/S Division,New Duburi | N172 | 400 kV S/S S/D New Duburi | 3000001427 | Bus VT Selection Relay | RLAY.VT.A001 | ZSPR_ACT | ZSPR | NOS | 3 | 46020 | INR
3000 | Northern Zone, Balasore | 3100 | EHT (O&M) Circle, Balasore | 3107 | 400 kV S/S Division,New Duburi | N172 | 400 kV S/S S/D New Duburi | 3000001474 | T CONNECTOR AAAC ZEBRA TO MOOSE ACSR | SPR.AAAC.A004 | ZSPR_SCRAP | ZSPR | NOS | 4 | 8400 | INR
3000 | Northern Zone, Balasore | 3100 | EHT (O&M) Circle, Balasore | 3107 | 400 kV S/S Division,New Duburi | N172 | 400 kV S/S S/D New Duburi | 3000001565 | MOLECULAR FILTER 132KV CGL MAKE SF6 CB | SPR.BKR132CGL.D003 | ZSPR_ACT | ZSPR | NOS | 3 | 450 | INR
3000 | Northern Zone, Balasore | 3100 | EHT (O&M) Circle, Balasore | 3107 | 400 kV S/S Division,New Duburi | N172 | 400 kV S/S S/D New Duburi | 3000001680 | ACTUATOR OF 220KV ABB SF6 CB | SPR.BKR220ABB.D002 | ZSPR_ACT | ZSPR | NOS | 6 | 6 | INR
3000 | Northern Zone, Balasore | 3100 | EHT (O&M) Circle, Balasore | 3107 | 400 kV S/S Division,New Duburi | N172 | 400 kV S/S S/D New Duburi | 3000001681 | COMPRESSOR ASSEMBLY 220KV ABB SF6CB | SPR.BKR220ABB.D003 | ZSPR_ACT | ZSPR | NOS | 4 | 4 | INR
3000 | Northern Zone, Balasore | 3100 | EHT (O&M) Circle, Balasore | 3107 | 400 kV S/S Division,New Duburi | N172 | 400 kV S/S S/D New Duburi | 3000001695 | CLOSING COIL FOR 220KV ABB MAKE SF6 CB | SPR.BKR220ABB.D018 | ZSPR_ACT | ZSPR | NOS | 1 | 500 | INR
3000 | Northern Zone, Balasore | 3100 | EHT (O&M) Circle, Balasore | 3107 | 400 kV S/S Division,New Duburi | N172 | 400 kV S/S S/D New Duburi | 3000001696 | TRIPPING COIL FOR 220KV ABB MAKE SF6 CB | SPR.BKR220ABB.D019 | ZSPR_ACT | ZSPR | NOS | 1 | 200 | INR
3000 | Northern Zone, Balasore | 3100 | EHT (O&M) Circle, Balasore | 3107 | 400 kV S/S Division,New Duburi | N172 | 400 kV S/S S/D New Duburi | 3000001723 | CLOSING COIL ASSEMBLY 220KV ABB SF6 CB | SPR.BKR220ABB.D049 | ZSPR_ACT | ZSPR | NOS | 4 | 26904 | INR
3000 | Northern Zone, Balasore | 3100 | EHT (O&M) Circle, Balasore | 3107 | 400 kV S/S Division,New Duburi | N172 | 400 kV S/S S/D New Duburi | 3000001728 | THERMAL OVERLOAD RELAY 220KV ABB SF6CB | SPR.BKR220ABB.D054 | ZSPR_ACT | ZSPR | NOS | 2 | 25200 | INR
3000 | Northern Zone, Balasore | 3100 | EHT (O&M) Circle, Balasore | 3107 | 400 kV S/S Division,New Duburi | N172 | 400 kV S/S S/D New Duburi | 3000001735 | COPPER PIPE FOR 220KV ABB MAKE SF6 CB | SPR.BKR220ABB.D062 | ZSPR_SCRAP | ZSPR | NOS | 30 | 12000 | INR
3000 | Northern Zone, Balasore | 3100 | EHT (O&M) Circle, Balasore | 3107 | 400 kV S/S Division,New Duburi | N172 | 400 kV S/S S/D New Duburi | 3000001752 | MANUAL ROTARY SWITCH FOR 220KV SF6CB ABB | SPR.BKR220ABB.D081 | ZSPR_ACT | ZSPR | NOS | 2 | 340 | INR
3000 | Northern Zone, Balasore | 3100 | EHT (O&M) Circle, Balasore | 3107 | 400 kV S/S Division,New Duburi | N172 | 400 kV S/S S/D New Duburi | 3000001761 | VARIABLE RESISTOR FOR 220KV SF6 CB ABB | SPR.BKR220ABB.D093 | ZSPR_ACT | ZSPR | NOS | 24 | 3360 | INR
3000 | Northern Zone, Balasore | 3100 | EHT (O&M) Circle, Balasore | 3107 | 400 kV S/S Division,New Duburi | N172 | 400 kV S/S S/D New Duburi | 3000001762 | ANTI-HUNTING RELAY FOR 220KV SF6 CB ABB | SPR.BKR220ABB.D094 | ZSPR_ACT | ZSPR | NOS | 9 | 9900 | INR
3000 | Northern Zone, Balasore | 3100 | EHT (O&M) Circle, Balasore | 3107 | 400 kV S/S Division,New Duburi | N172 | 400 kV S/S S/D New Duburi | 3000001763 | PD RELAY OF 220KV SF6 CB ABB | SPR.BKR220ABB.D095 | ZSPR_ACT | ZSPR | NOS | 3 | 3300 | INR
3000 | Northern Zone, Balasore | 3100 | EHT (O&M) Circle, Balasore | 3107 | 400 kV S/S Division,New Duburi | N172 | 400 kV S/S S/D New Duburi | 3000001773 | DENSITY MONITOR FOR 220KV SF6 CB ABB | SPR.BKR220ABB.D117 | ZSPR_ACT | ZSPR | NOS | 3 | 210 | INR
3000 | Northern Zone, Balasore | 3100 | EHT (O&M) Circle, Balasore | 3107 | 400 kV S/S Division,New Duburi | N172 | 400 kV S/S S/D New Duburi | 3000001775 | RESISTOR FOR 220KV SF6 CB ABB | SPR.BKR220ABB.D119 | ZSPR_ACT | ZSPR | NOS | 8 | 1200 | INR
3000 | Northern Zone, Balasore | 3100 | EHT (O&M) Circle, Balasore | 3107 | 400 kV S/S Division,New Duburi | N172 | 400 kV S/S S/D New Duburi | 3000001776 | TERMINAL CONNECTORS FOR 220KV SF6 CB ABB | SPR.BKR220ABB.D120 | ZSPR_ACT | ZSPR | NOS | 4 | 800 | INR
3000 | Northern Zone, Balasore | 3100 | EHT (O&M) Circle, Balasore | 3107 | 400 kV S/S Division,New Duburi | N172 | 400 kV S/S S/D New Duburi | 3000001781 | OPERATION COUNTER FOR 220KV SF6 CB ABB | SPR.BKR220ABB.D125 | ZSPR_SCRAP | ZSPR | NOS | 1 | 180 | INR
3000 | Northern Zone, Balasore | 3100 | EHT (O&M) Circle, Balasore | 3107 | 400 kV S/S Division,New Duburi | N172 | 400 kV S/S S/D New Duburi | 3000001782 | FERRULE FOR 220KV SF6 CB ABB | SPR.BKR220ABB.D127 | ZSPR_ACT | ZSPR | NOS | 1 | 150 | INR
3000 | Northern Zone, Balasore | 3100 | EHT (O&M) Circle, Balasore | 3107 | 400 kV S/S Division,New Duburi | N172 | 400 kV S/S S/D New Duburi | 3000001785 | AUTO DRAIN VALVE FOR 220KV SF6 CB ABB | SPR.BKR220ABB.D130 | ZSPR_ACT | ZSPR | NOS | 1 | 720 | INR
3000 | Northern Zone, Balasore | 3100 | EHT (O&M) Circle, Balasore | 3107 | 400 kV S/S Division,New Duburi | N172 | 400 kV S/S S/D New Duburi | 3000001788 | PRESSURE GAUGE FOR 220KV SF6 CB ABB | SPR.BKR220ABB.D133 | ZSPR_ACT | ZSPR | NOS | 1 | 200 | INR
3000 | Northern Zone, Balasore | 3100 | EHT (O&M) Circle, Balasore | 3107 | 400 kV S/S Division,New Duburi | N172 | 400 kV S/S S/D New Duburi | 3000001803 | PUSH BUTTON SWITCH 220 KV ABB BREAKER | SPR.BKR220ABB.D177 | ZSPR_ACT | ZSPR | NOS | 1 | 50 | INR
3000 | Northern Zone, Balasore | 3100 | EHT (O&M) Circle, Balasore | 3107 | 400 kV S/S Division,New Duburi | N172 | 400 kV S/S S/D New Duburi | 3000002006 | BRACKET of 420KV SF6 CB BHEL | SPR.BKR420BHEL.D029 | ZSPR_ACT | ZSPR | NOS | 8 | 336 | INR
3000 | Northern Zone, Balasore | 3100 | EHT (O&M) Circle, Balasore | 3107 | 400 kV S/S Division,New Duburi | N172 | 400 kV S/S S/D New Duburi | 3000002007 | CORONA RING FOR 420KV SF6 CB BHEL | SPR.BKR420BHEL.D030 | ZSPR_ACT | ZSPR | NOS | 6 | 115 | INR
3000 | Northern Zone, Balasore | 3100 | EHT (O&M) Circle, Balasore | 3107 | 400 kV S/S Division,New Duburi | N172 | 400 kV S/S S/D New Duburi | 3000002008 | FILTER MATERIAL FOR 420KV SF6 CB BHEL | SPR.BKR420BHEL.D038 | ZSPR_SCRAP | ZSPR | NOS | 1 | 0.01 | INR
3000 | Northern Zone, Balasore | 3100 | EHT (O&M) Circle, Balasore | 3107 | 400 kV S/S Division,New Duburi | N172 | 400 kV S/S S/D New Duburi | 3000002014 | TIME DELAY RELAY-420KV SF6 CB BHEL | SPR.BKR420BHEL.D044 | ZSPR_SCRAP | ZSPR | NOS | 1 | 1800 | INR
3000 | Northern Zone, Balasore | 3100 | EHT (O&M) Circle, Balasore | 3107 | 400 kV S/S Division,New Duburi | N172 | 400 kV S/S S/D New Duburi | 3000002015 | OVER LOAD RELAY FOR 420KV SF6 CB BHEL | SPR.BKR420BHEL.D045 | ZSPR_ACT | ZSPR | NOS | 1 | 45000 | INR
3000 | Northern Zone, Balasore | 3100 | EHT (O&M) Circle, Balasore | 3107 | 400 kV S/S Division,New Duburi | N172 | 400 kV S/S S/D New Duburi | 3000002016 | CONTACTOR FOR 420KV SF6 CB BHEL | SPR.BKR420BHEL.D049 | ZSPR_ACT | ZSPR | NOS | 1 | 2400 | INR
3000 | Northern Zone, Balasore | 3100 | EHT (O&M) Circle, Balasore | 3107 | 400 kV S/S Division,New Duburi | N172 | 400 kV S/S S/D New Duburi | 3000002020 | PUSH BUTTON ON FOR 420KV SF6 CB BHEL | SPR.BKR420BHEL.D057 | ZSPR_ACT | ZSPR | NOS | 4 | 80 | INR
3000 | Northern Zone, Balasore | 3100 | EHT (O&M) Circle, Balasore | 3107 | 400 kV S/S Division,New Duburi | N172 | 400 kV S/S S/D New Duburi | 3000002021 | PUSH BUTTON OFF FOR 420KV SF6 CB BHEL | SPR.BKR420BHEL.D058 | ZSPR_ACT | ZSPR | NOS | 4 | 40 | INR
3000 | Northern Zone, Balasore | 3100 | EHT (O&M) Circle, Balasore | 3107 | 400 kV S/S Division,New Duburi | N172 | 400 kV S/S S/D New Duburi | 3000002025 | CLOSING COIL ASSY FOR 420KV SF6 CB BHEL | SPR.BKR420BHEL.D076 | ZSPR_ACT | ZSPR | NOS | 3 | 4940.01 | INR
3000 | Northern Zone, Balasore | 3100 | EHT (O&M) Circle, Balasore | 3107 | 400 kV S/S Division,New Duburi | N172 | 400 kV S/S S/D New Duburi | 3000002026 | TRIP COIL ASSEMBLY OF 420KV SF6 CB BHEL | SPR.BKR420BHEL.D077 | ZSPR_ACT | ZSPR | NOS | 5 | 8860 | INR
3000 | Northern Zone, Balasore | 3100 | EHT (O&M) Circle, Balasore | 3107 | 400 kV S/S Division,New Duburi | N172 | 400 kV S/S S/D New Duburi | 3000002027 | TPAD & CONNECTOR FOR 420KV SF6 CB BHEL | SPR.BKR420BHEL.D078 | ZSPR_ACT | ZSPR | NOS | 3 | 1500 | INR
3000 | Northern Zone, Balasore | 3100 | EHT (O&M) Circle, Balasore | 3107 | 400 kV S/S Division,New Duburi | N172 | 400 kV S/S S/D New Duburi | 3000002028 | CORONA RINGS FOR 420KV SF6 CB BHEL | SPR.BKR420BHEL.D079 | ZSPR_ACT | ZSPR | NOS | 2 | 40 | INR
3000 | Northern Zone, Balasore | 3100 | EHT (O&M) Circle, Balasore | 3107 | 400 kV S/S Division,New Duburi | N172 | 400 kV S/S S/D New Duburi | 3000002029 | FLANGE COUPLING FOR 420KV SF6 CB BHEL | SPR.BKR420BHEL.D081 | ZSPR_ACT | ZSPR | NOS | 3 | 5400 | INR
3000 | Northern Zone, Balasore | 3100 | EHT (O&M) Circle, Balasore | 3107 | 400 kV S/S Division,New Duburi | N172 | 400 kV S/S S/D New Duburi | 3000002030 | THREAD NIPPLE FOR 420KV SF6 CB BHEL | SPR.BKR420BHEL.D082 | ZSPR_ACT | ZSPR | NOS | 2 | 30 | INR
3000 | Northern Zone, Balasore | 3100 | EHT (O&M) Circle, Balasore | 3107 | 400 kV S/S Division,New Duburi | N172 | 400 kV S/S S/D New Duburi | 3000002033 | TOP AUX. SWITCH ASSY.420KV SF6 CB BHEL | SPR.BKR420BHEL.D087 | ZSPR_ACT | ZSPR | NOS | 3 | 5100 | INR
3000 | Northern Zone, Balasore | 3100 | EHT (O&M) Circle, Balasore | 3107 | 400 kV S/S Division,New Duburi | N172 | 400 kV S/S S/D New Duburi | 3000002034 | AUX. SWITCH ASSY. FOR 420KV SF6 CB BHEL | SPR.BKR420BHEL.D088 | ZSPR_ACT | ZSPR | NOS | 1 | 1800 | INR
3000 | Northern Zone, Balasore | 3100 | EHT (O&M) Circle, Balasore | 3107 | 400 kV S/S Division,New Duburi | N172 | 400 kV S/S S/D New Duburi | 3000002035 | OPERATION COUNTER FOR 420KV SF6 CB BHEL | SPR.BKR420BHEL.D089 | ZSPR_ACT | ZSPR | NOS | 1 | 1200 | INR
3000 | Northern Zone, Balasore | 3100 | EHT (O&M) Circle, Balasore | 3107 | 400 kV S/S Division,New Duburi | N172 | 400 kV S/S S/D New Duburi | 3000002045 | PIOLET VALVE FOR 420KV SF6 CB BHEL | SPR.BKR420BHEL.D101 | ZSPR_ACT | ZSPR | NOS | 3 | 4350 | INR
3000 | Northern Zone, Balasore | 3100 | EHT (O&M) Circle, Balasore | 3107 | 400 kV S/S Division,New Duburi | N172 | 400 kV S/S S/D New Duburi | 3000002089 | Tripping coil 420KV SF6 CB of Simens | SPR.BKR420SMNS.D003 | ZSPR_FREE | ZSPR | NOS | 11 | 0 | INR
3000 | Northern Zone, Balasore | 3100 | EHT (O&M) Circle, Balasore | 3107 | 400 kV S/S Division,New Duburi | N172 | 400 kV S/S S/D New Duburi | 3000002090 | Closing coil 420KV SF6 CB of Simens | SPR.BKR420SMNS.D004 | ZSPR_FREE | ZSPR | NOS | 20 | 0 | INR
3000 | Northern Zone, Balasore | 3100 | EHT (O&M) Circle, Balasore | 3107 | 400 kV S/S Division,New Duburi | N172 | 400 kV S/S S/D New Duburi | 3000002091 | SC motor for 420KV SF6 CB Smns | SPR.BKR420SMNS.D005 | ZSPR_FREE | ZSPR | NOS | 5 | 0 | INR
3000 | Northern Zone, Balasore | 3100 | EHT (O&M) Circle, Balasore | 3107 | 400 kV S/S Division,New Duburi | N172 | 400 kV S/S S/D New Duburi | 3000002092 | Limit switch for 420KV SF6 CB Simens | SPR.BKR420SMNS.D006 | ZSPR_FREE | ZSPR | NOS | 5 | 0 | INR
3000 | Northern Zone, Balasore | 3100 | EHT (O&M) Circle, Balasore | 3107 | 400 kV S/S Division,New Duburi | N172 | 400 kV S/S S/D New Duburi | 3000002095 | Auxilary Switch for 400 KV SF6 CB | SPR.BKR420SMNS.D009 | ZSPR_ACT | ZSPR | NOS | 1 | 1 | INR
3000 | Northern Zone, Balasore | 3100 | EHT (O&M) Circle, Balasore | 3107 | 400 kV S/S Division,New Duburi | N172 | 400 kV S/S S/D New Duburi | 3000002098 | FAN IMPELLER&SHAFT ASSEMBLYFOR AC VOLTAS | SPR.C.AC.VLTS.A001 | ZSPR_ACT | ZSPR | NOS | 2 | 2540 | INR
3000 | Northern Zone, Balasore | 3100 | EHT (O&M) Circle, Balasore | 3107 | 400 kV S/S Division,New Duburi | N172 | 400 kV S/S S/D New Duburi | 3000002099 | BEARING FOR MOTOR FOR of AC VOLTAS | SPR.C.AC.VLTS.A002 | ZSPR_ACT | ZSPR | NOS | 2 | 1000 | INR
3000 | Northern Zone, Balasore | 3100 | EHT (O&M) Circle, Balasore | 3107 | 400 kV S/S Division,New Duburi | N172 | 400 kV S/S S/D New Duburi | 3000002100 | FAN BLADES FOR AC VOLTAS | SPR.C.AC.VLTS.A003 | ZSPR_ACT | ZSPR | NOS | 2 | 400 | INR
3000 | Northern Zone, Balasore | 3100 | EHT (O&M) Circle, Balasore | 3107 | 400 kV S/S Division,New Duburi | N172 | 400 kV S/S S/D New Duburi | 3000002101 | THERMOSTAT/SENSOR FOR AC VOLTAS | SPR.C.AC.VLTS.A004 | ZSPR_ACT | ZSPR | NOS | 2 | 300 | INR
3000 | Northern Zone, Balasore | 3100 | EHT (O&M) Circle, Balasore | 3107 | 400 kV S/S Division,New Duburi | N172 | 400 kV S/S S/D New Duburi | 3000002102 | COMPRESSOR FOR AC VOLTAS | SPR.C.AC.VLTS.A005 | ZSPR_SCRAP | ZSPR | NOS | 2 | 10000 | INR
3000 | Northern Zone, Balasore | 3100 | EHT (O&M) Circle, Balasore | 3107 | 400 kV S/S Division,New Duburi | N172 | 400 kV S/S S/D New Duburi | 3000002104 | FUSES FOR AC VOLTAS | SPR.C.AC.VLTS.A007 | ZSPR_ACT | ZSPR | NOS | 1 | 50 | INR
3000 | Northern Zone, Balasore | 3100 | EHT (O&M) Circle, Balasore | 3107 | 400 kV S/S Division,New Duburi | N172 | 400 kV S/S S/D New Duburi | 3000002105 | CONTACTOR COILS FOR AC VOLTAS | SPR.C.AC.VLTS.A008 | ZSPR_ACT | ZSPR | NOS | 2 | 2400 | INR
3000 | Northern Zone, Balasore | 3100 | EHT (O&M) Circle, Balasore | 3107 | 400 kV S/S Division,New Duburi | N172 | 400 kV S/S S/D New Duburi | 3000002106 | VALVES for AC VOLTAS | SPR.C.AC.VLTS.A009 | ZSPR_ACT | ZSPR | NOS | 2 | 400 | INR
3000 | Northern Zone, Balasore | 3100 | EHT (O&M) Circle, Balasore | 3107 | 400 kV S/S Division,New Duburi | N172 | 400 kV S/S S/D New Duburi | 3000002123 | 22OV CHARGER CONTROLCARDS CHARGERS CLDN | SPR.CHRG.CLDN.A012 | ZSPR_ACT | ZSPR | NOS | 8 | 4400 | INR
3000 | Northern Zone, Balasore | 3100 | EHT (O&M) Circle, Balasore | 3107 | 400 kV S/S Division,New Duburi | N172 | 400 kV S/S S/D New Duburi | 3000002124 | 220V RELAYS 22OV&48V BAT CHARGERS CLDN | SPR.CHRG.CLDN.A013 | ZSPR_ACT | ZSPR | NOS | 1 | 1170 | INR
3000 | Northern Zone, Balasore | 3100 | EHT (O&M) Circle, Balasore | 3107 | 400 kV S/S Division,New Duburi | N172 | 400 kV S/S S/D New Duburi | 3000002127 | MICRO SWITCHES 22OV&48V BAT CHARGER CLDN | SPR.CHRG.CLDN.A018 | ZSPR_ACT | ZSPR | NOS | 1 | 260.67 | INR
3000 | Northern Zone, Balasore | 3100 | EHT (O&M) Circle, Balasore | 3107 | 400 kV S/S Division,New Duburi | N172 | 400 kV S/S S/D New Duburi | 3000002129 | SWITCHES 22OV&48V BAT CHARGER CALDYNE | SPR.CHRG.CLDN.A020 | ZSPR_ACT | ZSPR | NOS | 1 | 50 | INR
3000 | Northern Zone, Balasore | 3100 | EHT (O&M) Circle, Balasore | 3107 | 400 kV S/S Division,New Duburi | N172 | 400 kV S/S S/D New Duburi | 3000002146 | CAPACITORS FOR BAT CHARGER CLDN | SPR.CHRG.CLDN.A038 | ZSPR_ACT | ZSPR | NOS | 1 | 40050 | INR
3000 | Northern Zone, Balasore | 3100 | EHT (O&M) Circle, Balasore | 3107 | 400 kV S/S Division,New Duburi | N172 | 400 kV S/S S/D New Duburi | 3000002149 | THYRESISTAR 220 V BAT Charger CLDN | SPR.CHRG.CLDN.A042 | ZSPR_SCRAP | ZSPR | NOS | 1 | 1200 | INR
3000 | Northern Zone, Balasore | 3100 | EHT (O&M) Circle, Balasore | 3107 | 400 kV S/S Division,New Duburi | N172 | 400 kV S/S S/D New Duburi | 3000002149 | THYRESISTAR 220 V BAT Charger CLDN | SPR.CHRG.CLDN.A042 | ZSPR_ACT | ZSPR | NOS | 5 | 6000 | INR
3000 | Northern Zone, Balasore | 3100 | EHT (O&M) Circle, Balasore | 3107 | 400 kV S/S Division,New Duburi | N172 | 400 kV S/S S/D New Duburi | 3000002150 | AMP HOUR METER 220 V BAT Charger CLDN | SPR.CHRG.CLDN.A044 | ZSPR_ACT | ZSPR | NOS | 2 | 4200 | INR
3000 | Northern Zone, Balasore | 3100 | EHT (O&M) Circle, Balasore | 3107 | 400 kV S/S Division,New Duburi | N172 | 400 kV S/S S/D New Duburi | 3000002151 | 220 V DC Battery Earth Fault Relay | SPR.CHRG.CLDN.A045 | ZSPR_ACT | ZSPR | NOS | 1 | 1980 | INR
3000 | Northern Zone, Balasore | 3100 | EHT (O&M) Circle, Balasore | 3107 | 400 kV S/S Division,New Duburi | N172 | 400 kV S/S S/D New Duburi | 3000002229 | Rigid TC for 420 KV CT | SPR.CT420.A002 | ZSPR_SCRAP | ZSPR | NOS | 2 | 11700 | INR
3000 | Northern Zone, Balasore | 3100 | EHT (O&M) Circle, Balasore | 3107 | 400 kV S/S Division,New Duburi | N172 | 400 kV S/S S/D New Duburi | 3000002235 | Terminal Connector for CVT | SPR.CVT420.A001 | ZSPR_SCRAP | ZSPR | NOS | 3 | 3660 | INR
3000 | Northern Zone, Balasore | 3100 | EHT (O&M) Circle, Balasore | 3107 | 400 kV S/S Division,New Duburi | N172 | 400 kV S/S S/D New Duburi | 3000002237 | VACUM INDICATER ( 250 KVA DG CGL Make) | SPR.DG.CGL.A001 | ZSPR_ACT | ZSPR | NOS | 1 | 30 | INR
3000 | Northern Zone, Balasore | 3100 | EHT (O&M) Circle, Balasore | 3107 | 400 kV S/S Division,New Duburi | N172 | 400 kV S/S S/D New Duburi | 3000002238 | DIESEL FILTER 250KVA CGL Diesel Engine | SPR.DG.CGL.A003 | ZSPR_ACT | ZSPR | NOS | 4 | 600 | INR
3000 | Northern Zone, Balasore | 3100 | EHT (O&M) Circle, Balasore | 3107 | 400 kV S/S Division,New Duburi | N172 | 400 kV S/S S/D New Duburi | 3000002239 | AIR FILTER 250KVA CGL Diesel Engine | SPR.DG.CGL.A004 | ZSPR_ACT | ZSPR | NOS | 2 | 360 | INR
3000 | Northern Zone, Balasore | 3100 | EHT (O&M) Circle, Balasore | 3107 | 400 kV S/S Division,New Duburi | N172 | 400 kV S/S S/D New Duburi | 3000002240 | OIL FILTER ASSMILY 250KVA CGL DG | SPR.DG.CGL.A005 | ZSPR_ACT | ZSPR | NOS | 5 | 740 | INR
3000 | Northern Zone, Balasore | 3100 | EHT (O&M) Circle, Balasore | 3107 | 400 kV S/S Division,New Duburi | N172 | 400 kV S/S S/D New Duburi | 3000002241 | DIESEL PIPE 250KVA CGL Diesel Engine | SPR.DG.CGL.A006 | ZSPR_ACT | ZSPR | NOS | 1 | 100 | INR
3000 | Northern Zone, Balasore | 3100 | EHT (O&M) Circle, Balasore | 3107 | 400 kV S/S Division,New Duburi | N172 | 400 kV S/S S/D New Duburi | 3000002242 | RING TYPE CTFor 250 KVA CGL Make DG Set | SPR.DG.CGL.A008 | ZSPR_ACT | ZSPR | NOS | 2 | 2400 | INR
3000 | Northern Zone, Balasore | 3100 | EHT (O&M) Circle, Balasore | 3107 | 400 kV S/S Division,New Duburi | N172 | 400 kV S/S S/D New Duburi | 3000002269 | FILTERS FOR LUBRICANT OIL 250KVA DG GC | SPR.GEN.GC.A001 | ZSPR_SCRAP | ZSPR | NOS | 1 | 80 | INR
3000 | Northern Zone, Balasore | 3100 | EHT (O&M) Circle, Balasore | 3107 | 400 kV S/S Division,New Duburi | N172 | 400 kV S/S S/D New Duburi | 3000002270 | SOLENOID COIL ASSY.FOR 250KVA GC DG Set | SPR.GEN.GC.A002 | ZSPR_ACT | ZSPR | NOS | 1 | 400 | INR
3000 | Northern Zone, Balasore | 3100 | EHT (O&M) Circle, Balasore | 3107 | 400 kV S/S Division,New Duburi | N172 | 400 kV S/S S/D New Duburi | 3000002271 | SELF STATOR ASSY. 250KVA DG OF GC | SPR.GEN.GC.A003 | ZSPR_ACT | ZSPR | NOS | 1 | 580 | INR
3000 | Northern Zone, Balasore | 3100 | EHT (O&M) Circle, Balasore | 3107 | 400 kV S/S Division,New Duburi | N172 | 400 kV S/S S/D New Duburi | 3000002272 | Pressure Control / sensor of DG set | SPR.GEN.GC.A004 | ZSPR_ACT | ZSPR | NOS | 1 | 420 | INR
3000 | Northern Zone, Balasore | 3100 | EHT (O&M) Circle, Balasore | 3107 | 400 kV S/S Division,New Duburi | N172 | 400 kV S/S S/D New Duburi | 3000002273 | TEMP. CONTROL FOR 250KVA DG GC | SPR.GEN.GC.A005 | ZSPR_ACT | ZSPR | NOS | 1 | 200 | INR
3000 | Northern Zone, Balasore | 3100 | EHT (O&M) Circle, Balasore | 3107 | 400 kV S/S Division,New Duburi | N172 | 400 kV S/S S/D New Duburi | 3000002275 | AVR CARD of DG set | SPR.GEN.GC.A007 | ZSPR_ACT | ZSPR | NOS | 1 | 700 | INR
3000 | Northern Zone, Balasore | 3100 | EHT (O&M) Circle, Balasore | 3107 | 400 kV S/S Division,New Duburi | N172 | 400 kV S/S S/D New Duburi | 3000002413 | MALE&FEMALECONTACTFOR 220KV GRP ISOLAOR | SPR.ISO220GRP.A001 | ZSPR_ACT | ZSPR | NOS | 11 | 733.37 | INR
3000 | Northern Zone, Balasore | 3100 | EHT (O&M) Circle, Balasore | 3107 | 400 kV S/S Division,New Duburi | N172 | 400 kV S/S S/D New Duburi | 3000002415 | TCFor S. 642SQMM AAAC- 220KV GR ISOLAOR | SPR.ISO220GRP.A004 | ZSPR_SCRAP | ZSPR | NOS | 8 | 2860 | INR
3000 | Northern Zone, Balasore | 3100 | EHT (O&M) Circle, Balasore | 3107 | 400 kV S/S Division,New Duburi | N172 | 400 kV S/S S/D New Duburi | 3000002416 | HINGE PINS,T.CONNECTOR,T.PAD 220 kV ISOL | SPR.ISO220GRP.A005 | ZSPR_SCRAP | ZSPR | NOS | 1 | 80 | INR
3000 | Northern Zone, Balasore | 3100 | EHT (O&M) Circle, Balasore | 3107 | 400 kV S/S Division,New Duburi | N172 | 400 kV S/S S/D New Duburi | 3000002417 | TCFor ACSR MOOSE - 220KV GR ISOLAOR | SPR.ISO220GRP.A006 | ZSPR_SCRAP | ZSPR | NOS | 3 | 240 | INR
3000 | Northern Zone, Balasore | 3100 | EHT (O&M) Circle, Balasore | 3107 | 400 kV S/S Division,New Duburi | N172 | 400 kV S/S S/D New Duburi | 3000002418 | TERMINAL PAD1600A 220KV GRP ISOLAOR | SPR.ISO220GRP.A009 | ZSPR_SCRAP | ZSPR | NOS | 2 | 1022 | INR
3000 | Northern Zone, Balasore | 3100 | EHT (O&M) Circle, Balasore | 3107 | 400 kV S/S Division,New Duburi | N172 | 400 kV S/S S/D New Duburi | 3000002419 | LS &AUX CONTACT220KV GRP ISOLAOR | SPR.ISO220GRP.A010 | ZSPR_SCRAP | ZSPR | NOS | 1 | 398 | INR
3000 | Northern Zone, Balasore | 3100 | EHT (O&M) Circle, Balasore | 3107 | 400 kV S/S Division,New Duburi | N172 | 400 kV S/S S/D New Duburi | 3000002420 | ER BLADE CONTACT220KV ISOLAOR | SPR.ISO220GRP.A011 | ZSPR_SCRAP | ZSPR | NOS | 3 | 162 | INR
3000 | Northern Zone, Balasore | 3100 | EHT (O&M) Circle, Balasore | 3107 | 400 kV S/S Division,New Duburi | N172 | 400 kV S/S S/D New Duburi | 3000002421 | ROTOR HOUSING ASSY. 220KV GRP ISOLAOR | SPR.ISO220GRP.A012 | ZSPR_SCRAP | ZSPR | NOS | 6 | 6126 | INR
3000 | Northern Zone, Balasore | 3100 | EHT (O&M) Circle, Balasore | 3107 | 400 kV S/S Division,New Duburi | N172 | 400 kV S/S S/D New Duburi | 3000002422 | MOTOR & ASSY.FOR 220KV GRP ISOLAOR | SPR.ISO220GRP.A013 | ZSPR_ACT | ZSPR | NOS | 1 | 100 | INR
3000 | Northern Zone, Balasore | 3100 | EHT (O&M) Circle, Balasore | 3107 | 400 kV S/S Division,New Duburi | N172 | 400 kV S/S S/D New Duburi | 3000002535 | MALE&FEMALE CONTACT-400KV ISOLATOR ELPRO | SPR.ISO400ELPR.A001 | ZSPR_SCRAP | ZSPR | NOS | 3 | 5400 | INR
3000 | Northern Zone, Balasore | 3100 | EHT (O&M) Circle, Balasore | 3107 | 400 kV S/S Division,New Duburi | N172 | 400 kV S/S S/D New Duburi | 3000002536 | RPC,switch&Fuses FOR 400KV ELPR ISOLATOR | SPR.ISO400ELPR.A002 | ZSPR_ACT | ZSPR | NOS | 1 | 1500 | INR
3000 | Northern Zone, Balasore | 3100 | EHT (O&M) Circle, Balasore | 3107 | 400 kV S/S Division,New Duburi | N172 | 400 kV S/S S/D New Duburi | 3000002537 | HINGE PINS FOR 400KV ISOLATOR ELPRO MAKE | SPR.ISO400ELPR.A003 | ZSPR_ACT | ZSPR | NOS | 1 | 5 | INR
3000 | Northern Zone, Balasore | 3100 | EHT (O&M) Circle, Balasore | 3107 | 400 kV S/S Division,New Duburi | N172 | 400 kV S/S S/D New Duburi | 3000002538 | TERMINAL PAD 400KV ISOLATOR ELPRO MAKE | SPR.ISO400ELPR.A004 | ZSPR_SCRAP | ZSPR | NOS | 4 | 2560 | INR
3000 | Northern Zone, Balasore | 3100 | EHT (O&M) Circle, Balasore | 3107 | 400 kV S/S Division,New Duburi | N172 | 400 kV S/S S/D New Duburi | 3000002539 | LS&AUX CONTACT400KV ISOLATOR ELPRO | SPR.ISO400ELPR.A005 | ZSPR_ACT | ZSPR | NOS | 1 | 1200 | INR
3000 | Northern Zone, Balasore | 3100 | EHT (O&M) Circle, Balasore | 3107 | 400 kV S/S Division,New Duburi | N172 | 400 kV S/S S/D New Duburi | 3000002540 | ER&BLADE CONTACT400KV ISOLATOR ELPRO | SPR.ISO400ELPR.A006 | ZSPR_SCRAP | ZSPR | NOS | 1 | 340 | INR
3000 | Northern Zone, Balasore | 3100 | EHT (O&M) Circle, Balasore | 3107 | 400 kV S/S Division,New Duburi | N172 | 400 kV S/S S/D New Duburi | 3000002541 | RHB ASSEMBLY 400KV ISOLATOR ELPRO | SPR.ISO400ELPR.A007 | ZSPR_SCRAP | ZSPR | NOS | 1 | 800 | INR
3000 | Northern Zone, Balasore | 3100 | EHT (O&M) Circle, Balasore | 3107 | 400 kV S/S Division,New Duburi | N172 | 400 kV S/S S/D New Duburi | 3000002542 | MOTOR&GA-400KV ISOLATOR ELPRO | SPR.ISO400ELPR.A008 | ZSPR_ACT | ZSPR | NOS | 1 | 320 | INR
3000 | Northern Zone, Balasore | 3100 | EHT (O&M) Circle, Balasore | 3107 | 400 kV S/S Division,New Duburi | N172 | 400 kV S/S S/D New Duburi | 3000002543 | CORONA SHIELDING 400KV ISOLATOR ELPRO | SPR.ISO400ELPR.A009 | ZSPR_SCRAP | ZSPR | NOS | 1 | 320 | INR
3000 | Northern Zone, Balasore | 3100 | EHT (O&M) Circle, Balasore | 3107 | 400 kV S/S Division,New Duburi | N172 | 400 kV S/S S/D New Duburi | 3000002544 | BEARING OF EACH 400KV ISOLATOR ELPRO | SPR.ISO400ELPR.A010 | ZSPR_SCRAP | ZSPR | NOS | 1 | 1400 | INR
3000 | Northern Zone, Balasore | 3100 | EHT (O&M) Circle, Balasore | 3107 | 400 kV S/S Division,New Duburi | N172 | 400 kV S/S S/D New Duburi | 3000002545 | INTERLOCKING COIL FOR400KV ELPR ISOLATOR | SPR.ISO400ELPR.A011 | ZSPR_ACT | ZSPR | NOS | 1 | 480 | INR
3000 | Northern Zone, Balasore | 3100 | EHT (O&M) Circle, Balasore | 3107 | 400 kV S/S Division,New Duburi | N172 | 400 kV S/S S/D New Duburi | 3000002547 | TC FOR 400KV ELPR ISOLATOR | SPR.ISO400ELPR.A013 | ZSPR_ACT | ZSPR | NOS | 1 | 800 | INR
3000 | Northern Zone, Balasore | 3100 | EHT (O&M) Circle, Balasore | 3107 | 400 kV S/S Division,New Duburi | N172 | 400 kV S/S S/D New Duburi | 3000002548 | F.TERMINAL CONNECTOR-400KV ISO ELPRO | SPR.ISO400ELPR.A014 | ZSPR_ACT | ZSPR | NOS | 3 | 2640 | INR
3000 | Northern Zone, Balasore | 3100 | EHT (O&M) Circle, Balasore | 3107 | 400 kV S/S Division,New Duburi | N172 | 400 kV S/S S/D New Duburi | 3000002549 | Rigid TC-4" IPS AL-400KV ELPR ISOLATOR | SPR.ISO400ELPR.A015 | ZSPR_ACT | ZSPR | NOS | 3 | 2760 | INR
3000 | Northern Zone, Balasore | 3100 | EHT (O&M) Circle, Balasore | 3107 | 400 kV S/S Division,New Duburi | N172 | 400 kV S/S S/D New Duburi | 3000002550 | Rigid TC-4" IPS AL-HOR. ELPR ISOLATOR | SPR.ISO400ELPR.A016 | ZSPR_ACT | ZSPR | NOS | 5 | 4600 | INR
3000 | Northern Zone, Balasore | 3100 | EHT (O&M) Circle, Balasore | 3107 | 400 kV S/S Division,New Duburi | N172 | 400 kV S/S S/D New Duburi | 3000002551 | One Pole-400KV ELPR ISOLATOR | SPR.ISO400ELPR.A017 | ZSPR_ACT | ZSPR | NOS | 1 | 135000 | INR
3000 | Northern Zone, Balasore | 3100 | EHT (O&M) Circle, Balasore | 3107 | 400 kV S/S Division,New Duburi | N172 | 400 kV S/S S/D New Duburi | 3000002554 | MISCELLANEOUS SPARE ITEMS | SPR.MISC.A001 | ZSPR_ACT | ZSPR | NOS | 4 | 4 | INR
3000 | Northern Zone, Balasore | 3100 | EHT (O&M) Circle, Balasore | 3107 | 400 kV S/S Division,New Duburi | N172 | 400 kV S/S S/D New Duburi | 3000002577 | Silica gel breather for Tfr in Nos | SPR.MISC.A051 | ZSPR_ACT | ZSPR | NOS | 1 | 2773 | INR
3000 | Northern Zone, Balasore | 3100 | EHT (O&M) Circle, Balasore | 3107 | 400 kV S/S Division,New Duburi | N172 | 400 kV S/S S/D New Duburi | 3000002603 | HOSE PIPE OF 18MTR LONG FILTER MACHINE | SPR.MISC.A115 | ZSPR_ACT | ZSPR | NOS | 1 | 1 | INR
3000 | Northern Zone, Balasore | 3100 | EHT (O&M) Circle, Balasore | 3107 | 400 kV S/S Division,New Duburi | N172 | 400 kV S/S S/D New Duburi | 3000002701 | Jumper of different sizes | SPR.MISC.A317 | ZSPR_ACT | ZSPR | NOS | 12 | 12 | INR
3000 | Northern Zone, Balasore | 3100 | EHT (O&M) Circle, Balasore | 3107 | 400 kV S/S Division,New Duburi | N172 | 400 kV S/S S/D New Duburi | 3000002772 | TC-BPI FOR TWIN 642 SQ MM AAAC | SPR.MISC.A524 | ZSPR_SCRAP | ZSPR | NOS | 3 | 2460 | INR
3000 | Northern Zone, Balasore | 3100 | EHT (O&M) Circle, Balasore | 3107 | 400 kV S/S Division,New Duburi | N172 | 400 kV S/S S/D New Duburi | 3000002774 | RIGID BUS THROUGH TYPE TC ON BPI | SPR.MISC.A531 | ZSPR_ACT | ZSPR | NOS | 2 | 1500 | INR
3000 | Northern Zone, Balasore | 3100 | EHT (O&M) Circle, Balasore | 3107 | 400 kV S/S Division,New Duburi | N172 | 400 kV S/S S/D New Duburi | 3000002775 | FLEX BUT THROUGH TYPE TC ON BPI | SPR.MISC.A532 | ZSPR_SCRAP | ZSPR | NOS | 3 | 2250 | INR
3000 | Northern Zone, Balasore | 3100 | EHT (O&M) Circle, Balasore | 3107 | 400 kV S/S Division,New Duburi | N172 | 400 kV S/S S/D New Duburi | 3000002777 | AL.DEAD END | SPR.MISC.A541 | ZSPR_SCRAP | ZSPR | NOS | 12 | 12 | INR
3000 | Northern Zone, Balasore | 3100 | EHT (O&M) Circle, Balasore | 3107 | 400 kV S/S Division,New Duburi | N172 | 400 kV S/S S/D New Duburi | 3000002778 | AL.JUMPER DEAD END | SPR.MISC.A543 | ZSPR_SCRAP | ZSPR | NOS | 13 | 13 | INR
3000 | Northern Zone, Balasore | 3100 | EHT (O&M) Circle, Balasore | 3107 | 400 kV S/S Division,New Duburi | N172 | 400 kV S/S S/D New Duburi | 3000002779 | STEEL DEAD END | SPR.MISC.A545 | ZSPR_ACT | ZSPR | NOS | 6 | 6 | INR
3000 | Northern Zone, Balasore | 3100 | EHT (O&M) Circle, Balasore | 3107 | 400 kV S/S Division,New Duburi | N172 | 400 kV S/S S/D New Duburi | 3000002780 | 400KV CORONA RINGS (AL )small | SPR.MISC.A547 | ZSPR_ACT | ZSPR | NOS | 26 | 1650 | INR
3000 | Northern Zone, Balasore | 3100 | EHT (O&M) Circle, Balasore | 3107 | 400 kV S/S Division,New Duburi | N172 | 400 kV S/S S/D New Duburi | 3000002785 | DUMMY PLATE -1.10MTR.DIA,15 MM THICKNESS | SPR.MISC.A554 | ZSPR_ACT | ZSPR | NOS | 9 | 9 | INR
3000 | Northern Zone, Balasore | 3100 | EHT (O&M) Circle, Balasore | 3107 | 400 kV S/S Division,New Duburi | N172 | 400 kV S/S S/D New Duburi | 3000002800 | Meter to PC Cable for Apex Meter. | SPR.MISC.AB14 | ZSPR_ACT | ZSPR | NOS | 2 | 0.54 | INR
3000 | Northern Zone, Balasore | 3100 | EHT (O&M) Circle, Balasore | 3107 | 400 kV S/S Division,New Duburi | N172 | 400 kV S/S S/D New Duburi | 3000002825 | SPRING CHARGING MOTOR FOR ACDC | SPR.PNL400MKTL.A002 | ZSPR_ACT | ZSPR | NOS | 2 | 3600 | INR
3000 | Northern Zone, Balasore | 3100 | EHT (O&M) Circle, Balasore | 3107 | 400 kV S/S Division,New Duburi | N172 | 400 kV S/S S/D New Duburi | 3000002826 | AUX. CONTACTSETS FOR ACDC | SPR.PNL400MKTL.A003 | ZSPR_ACT | ZSPR | NOS | 4 | 4560 | INR
3000 | Northern Zone, Balasore | 3100 | EHT (O&M) Circle, Balasore | 3107 | 400 kV S/S Division,New Duburi | N172 | 400 kV S/S S/D New Duburi | 3000002827 | BUSBAR INSULATOR FOR ACDC | SPR.PNL400MKTL.A004 | ZSPR_ACT | ZSPR | NOS | 5 | 4830 | INR
3000 | Northern Zone, Balasore | 3100 | EHT (O&M) Circle, Balasore | 3107 | 400 kV S/S Division,New Duburi | N172 | 400 kV S/S S/D New Duburi | 3000002829 | FIXED CONTACTFOR ACDC | SPR.PNL400MKTL.A006 | ZSPR_ACT | ZSPR | NOS | 2 | 100 | INR
3000 | Northern Zone, Balasore | 3100 | EHT (O&M) Circle, Balasore | 3107 | 400 kV S/S Division,New Duburi | N172 | 400 kV S/S S/D New Duburi | 3000002830 | MOVING CONTACTFOR ACDC | SPR.PNL400MKTL.A007 | ZSPR_ACT | ZSPR | NOS | 2 | 100 | INR
3000 | Northern Zone, Balasore | 3100 | EHT (O&M) Circle, Balasore | 3107 | 400 kV S/S Division,New Duburi | N172 | 400 kV S/S S/D New Duburi | 3000002831 | INTERPHASE BARRIERE FOR ACDC | SPR.PNL400MKTL.A008 | ZSPR_ACT | ZSPR | NOS | 2 | 400 | INR
3000 | Northern Zone, Balasore | 3100 | EHT (O&M) Circle, Balasore | 3107 | 400 kV S/S Division,New Duburi | N172 | 400 kV S/S S/D New Duburi | 3000002836 | CB CONTROL SWITCH&SPRING FOR ACDC | SPR.PNL400MKTL.A013 | ZSPR_ACT | ZSPR | NOS | 2 | 3700 | INR
3000 | Northern Zone, Balasore | 3100 | EHT (O&M) Circle, Balasore | 3107 | 400 kV S/S Division,New Duburi | N172 | 400 kV S/S S/D New Duburi | 3000002837 | CURRENT Tfr FOR ACDC | SPR.PNL400MKTL.A014 | ZSPR_SCRAP | ZSPR | NOS | 1 | 22577 | INR
3000 | Northern Zone, Balasore | 3100 | EHT (O&M) Circle, Balasore | 3107 | 400 kV S/S Division,New Duburi | N172 | 400 kV S/S S/D New Duburi | 3000002837 | CURRENT Tfr FOR ACDC | SPR.PNL400MKTL.A014 | ZSPR_ACT | ZSPR | NOS | 1 | 22577 | INR
3000 | Northern Zone, Balasore | 3100 | EHT (O&M) Circle, Balasore | 3107 | 400 kV S/S Division,New Duburi | N172 | 400 kV S/S S/D New Duburi | 3000002838 | VOLTAGE Tfr FOR ACDC | SPR.PNL400MKTL.A015 | ZSPR_ACT | ZSPR | NOS | 1 | 22577 | INR
3000 | Northern Zone, Balasore | 3100 | EHT (O&M) Circle, Balasore | 3107 | 400 kV S/S Division,New Duburi | N172 | 400 kV S/S S/D New Duburi | 3000002842 | Reactor Roller/wheels | SPR.RCTR400.A004 | ZSPR_ACT | ZSPR | NOS | 4 | 4 | INR
3000 | Northern Zone, Balasore | 3100 | EHT (O&M) Circle, Balasore | 3107 | 400 kV S/S Division,New Duburi | N172 | 400 kV S/S S/D New Duburi | 3000003000 | WTI(REMOTE) FOR 20MVA 132/33KV ASTM Tfr | SPR.TFR20ASTM.EC02 | ZSPR_ACT | ZSPR | NOS | 1 | 14691 | INR
3000 | Northern Zone, Balasore | 3100 | EHT (O&M) Circle, Balasore | 3107 | 400 kV S/S Division,New Duburi | N172 | 400 kV S/S S/D New Duburi | 3000003078 | HV N. Bushing for 20MVA,220/33kVT&R Tfr | SPR.TFR20T&R.DB03 | ZSPR_ACT | ZSPR | NOS | 1 | 1 | INR
3000 | Northern Zone, Balasore | 3100 | EHT (O&M) Circle, Balasore | 3107 | 400 kV S/S Division,New Duburi | N172 | 400 kV S/S S/D New Duburi | 3000003095 | Buchholz relay 20MVA 132/33KV Trf | SPR.TFR20T&R.EB10 | ZSPR_ACT | ZSPR | NOS | 1 | 1 | INR
3000 | Northern Zone, Balasore | 3100 | EHT (O&M) Circle, Balasore | 3107 | 400 kV S/S Division,New Duburi | N172 | 400 kV S/S S/D New Duburi | 3000003112 | CF & MOTOR 400/220/33KV 315MVA ICT | SPR.TFR315BHEL.BA02 | ZSPR_ACT | ZSPR | NOS | 1 | 1 | INR
3000 | Northern Zone, Balasore | 3100 | EHT (O&M) Circle, Balasore | 3107 | 400 kV S/S Division,New Duburi | N172 | 400 kV S/S S/D New Duburi | 3000003138 | PROJECTORS of 315MVA 400/220KV ICTBHEL | SPR.TFR315BHEL.BF02 | ZSPR_ACT | ZSPR | NOS | 12 | 1800 | INR
3000 | Northern Zone, Balasore | 3100 | EHT (O&M) Circle, Balasore | 3107 | 400 kV S/S Division,New Duburi | N172 | 400 kV S/S S/D New Duburi | 3000003138 | PROJECTORS of 315MVA 400/220KV ICTBHEL | SPR.TFR315BHEL.BF02 | ZSPR_SCRAP | ZSPR | NOS | 3 | 450 | INR
3000 | Northern Zone, Balasore | 3100 | EHT (O&M) Circle, Balasore | 3107 | 400 kV S/S Division,New Duburi | N172 | 400 kV S/S S/D New Duburi | 3000003139 | H.DETECTOR of 315MVA 400/220KV ICTBHEL | SPR.TFR315BHEL.BF03 | ZSPR_ACT | ZSPR | NOS | 2 | 1000 | INR
3000 | Northern Zone, Balasore | 3100 | EHT (O&M) Circle, Balasore | 3107 | 400 kV S/S Division,New Duburi | N172 | 400 kV S/S S/D New Duburi | 3000003141 | VALVES of 315MVA 400/220KV ICTBHEL | SPR.TFR315BHEL.BF05 | ZSPR_ACT | ZSPR | NOS | 2 | 300 | INR
3000 | Northern Zone, Balasore | 3100 | EHT (O&M) Circle, Balasore | 3107 | 400 kV S/S Division,New Duburi | N172 | 400 kV S/S S/D New Duburi | 3000003143 | S.VALVE of 315MVA 400/220KV ICTBHEL | SPR.TFR315BHEL.BF07 | ZSPR_SCRAP | ZSPR | NOS | 2 | 600 | INR
3000 | Northern Zone, Balasore | 3100 | EHT (O&M) Circle, Balasore | 3107 | 400 kV S/S Division,New Duburi | N172 | 400 kV S/S S/D New Duburi | 3000003144 | G. VALVE of 315MVA 400/220KV ICTBHEL | SPR.TFR315BHEL.BF08 | ZSPR_ACT | ZSPR | NOS | 2 | 560 | INR
3000 | Northern Zone, Balasore | 3100 | EHT (O&M) Circle, Balasore | 3107 | 400 kV S/S Division,New Duburi | N172 | 400 kV S/S S/D New Duburi | 3000003147 | Current convertor of 315MVA ICT | SPR.TFR315BHEL.BF11 | ZSPR_ACT | ZSPR | NOS | 15 | 4200 | INR
3000 | Northern Zone, Balasore | 3100 | EHT (O&M) Circle, Balasore | 3107 | 400 kV S/S Division,New Duburi | N172 | 400 kV S/S S/D New Duburi | 3000003245 | MOLG FOR 40MVA 132/33KV BHEL Tfr | SPR.TFR40BHEL.EC08 | ZSPR_ACT | ZSPR | NOS | 2 | 800 | INR
3000 | Northern Zone, Balasore | 3100 | EHT (O&M) Circle, Balasore | 3107 | 400 kV S/S Division,New Duburi | N172 | 400 kV S/S S/D New Duburi | 3000003341 | SPARE CORONA BELL FOR 220KV WAVE TRAP | SPR.WT.CB.A002 | ZSPR_ACT | ZSPR | NOS | 10 | 1500 | INR
3000 | Northern Zone, Balasore | 3100 | EHT (O&M) Circle, Balasore | 3107 | 400 kV S/S Division,New Duburi | N172 | 400 kV S/S S/D New Duburi | 3000003342 | SPARE CORONA BELL FOR 400KV WAVE TRAP | SPR.WT.CB.A003 | ZSPR_ACT | ZSPR | NOS | 10 | 1500 | INR
3000 | Northern Zone, Balasore | 3100 | EHT (O&M) Circle, Balasore | 3107 | 400 kV S/S Division,New Duburi | N172 | 400 kV S/S S/D New Duburi | 3000003343 | CLAMP FOR 220KV WAVE TRAP | SPR.WT.CLMP.A001 | ZSPR_ACT | ZSPR | NOS | 1 | 450 | INR
3000 | Northern Zone, Balasore | 3100 | EHT (O&M) Circle, Balasore | 3107 | 400 kV S/S Division,New Duburi | N172 | 400 kV S/S S/D New Duburi | 3000003345 | SPARE L.A FOR 220KV WAVE TRAP | SPR.WT.LA.A002 | ZSPR_ACT | ZSPR | NOS | 1 | 12000 | INR
3000 | Northern Zone, Balasore | 3100 | EHT (O&M) Circle, Balasore | 3107 | 400 kV S/S Division,New Duburi | N172 | 400 kV S/S S/D New Duburi | 3000003346 | SPARE L.A FOR 400KV WAVE TRAP | SPR.WT.LA.A003 | ZSPR_ACT | ZSPR | NOS | 1 | 12000 | INR
3000 | Northern Zone, Balasore | 3100 | EHT (O&M) Circle, Balasore | 3107 | 400 kV S/S Division,New Duburi | N172 | 400 kV S/S S/D New Duburi | 3000003349 | SPARE TUNNING POT FOR 220KV WAVE TRAP | SPR.WT.TPOT.A002 | ZSPR_ACT | ZSPR | NOS | 1 | 680 | INR
3000 | Northern Zone, Balasore | 3100 | EHT (O&M) Circle, Balasore | 3107 | 400 kV S/S Division,New Duburi | N172 | 400 kV S/S S/D New Duburi | 3000003350 | SPARE TUNNING POT FOR 400KV WAVE TRAP | SPR.WT.TPOT.A003 | ZSPR_ACT | ZSPR | NOS | 1 | 360 | INR
3000 | Northern Zone, Balasore | 3100 | EHT (O&M) Circle, Balasore | 3107 | 400 kV S/S Division,New Duburi | N172 | 400 kV S/S S/D New Duburi | 3000003443 | Substation Assorted Structure as per BoQ | STRS.ASSORTED.A001 | ZSPR_THEFT | ZSPR | MT | 3.796 | 204485 | INR
3000 | Northern Zone, Balasore | 3100 | EHT (O&M) Circle, Balasore | 3107 | 400 kV S/S Division,New Duburi | N172 | 400 kV S/S S/D New Duburi | 3000003455 | WELDING SLEEVE | TNP.MISC.A518 | ZSPR_ACT | ZSPR | NOS | 3 | 720 | INR
3000 | Northern Zone, Balasore | 3100 | EHT (O&M) Circle, Balasore | 3107 | 400 kV S/S Division,New Duburi | N173 | 400 kV Line S/D New Duburi | 3000003562 | ASSORTED GI TOWER ANGLE | TWR.GI.ANGLE.A001 | ZSPR_ACT | ZSPR | MT | 0.071 | 3655.82 | INR
3000 | Northern Zone, Balasore | 3100 | EHT (O&M) Circle, Balasore | 3107 | 400 kV S/S Division,New Duburi | N172 | 400 kV S/S S/D New Duburi | 3000003588 | 220KV 1600A 1MH WAVE TRAP | WT.220.E005 | ZSPR_ACT | ZSPR | NOS | 1 | 15000 | INR
3000 | Northern Zone, Balasore | 3100 | EHT (O&M) Circle, Balasore | 3107 | 400 kV S/S Division,New Duburi | N172 | 400 kV S/S S/D New Duburi | 3000003588 | 220KV 1600A 1MH WAVE TRAP | WT.220.E005 | ZSPR_SCRAP | ZSPR | NOS | 9 | 9 | INR
3000 | Northern Zone, Balasore | 3100 | EHT (O&M) Circle, Balasore | 3107 | 400 kV S/S Division,New Duburi | N172 | 400 kV S/S S/D New Duburi | 3000003590 | 400KV WAVE TRAP 2000A/1mH | WT.400.E005 | ZSPR_ACT | ZSPR | NOS | 1 | 14500 | INR
3000 | Northern Zone, Balasore | 3100 | EHT (O&M) Circle, Balasore | 3107 | 400 kV S/S Division,New Duburi | N172 | 400 kV S/S S/D New Duburi | 3000003590 | 400KV WAVE TRAP 2000A/1mH | WT.400.E005 | ZSPR_SCRAP | ZSPR | NOS | 4 | 4 | INR
3000 | Northern Zone, Balasore | 3100 | EHT (O&M) Circle, Balasore | 3107 | 400 kV S/S Division,New Duburi | N172 | 400 kV S/S S/D New Duburi | 3000003601 | SPACER Y CLAMP ALLUMINIUM FOR TWIN MOOSE | CLMP.Y.AL.B002 | ZSPR_SCRAP | ZSPR | NOS | 4 | 4 | INR
3000 | Northern Zone, Balasore | 3100 | EHT (O&M) Circle, Balasore | 3107 | 400 kV S/S Division,New Duburi | N172 | 400 kV S/S S/D New Duburi | 3000003604 | 1.5SQMM 12C CONTROL CABLE | CBLE.CTRL.UAR.A012 | ZSPR_ACT | ZSPR | KM | 0.46 | 460 | INR
3000 | Northern Zone, Balasore | 3100 | EHT (O&M) Circle, Balasore | 3107 | 400 kV S/S Division,New Duburi | N172 | 400 kV S/S S/D New Duburi | 3000003605 | 4 SQMM 12C CONTROL CABLE | CBLE.CTRL.UAR.F012 | ZSPR_ACT | ZSPR | KM | 0.285 | 143613.5 | INR
3000 | Northern Zone, Balasore | 3100 | EHT (O&M) Circle, Balasore | 3107 | 400 kV S/S Division,New Duburi | N172 | 400 kV S/S S/D New Duburi | 3000003635 | ALLUMINIUM PIPE | MISC.AL.PIPE.A001 | ZSPR_ACT | ZSPR | M | 9 | 9 | INR
3000 | Northern Zone, Balasore | 3100 | EHT (O&M) Circle, Balasore | 3107 | 400 kV S/S Division,New Duburi | N172 | 400 kV S/S S/D New Duburi | 3000003716 | FLEXI BUS SPACER | COND.ACCES.A015 | ZSPR_ACT | ZSPR | NOS | 4 | 180 | INR
3000 | Northern Zone, Balasore | 3100 | EHT (O&M) Circle, Balasore | 3107 | 400 kV S/S Division,New Duburi | N172 | 400 kV S/S S/D New Duburi | 3000003757 | Cable tie of different size | CBLE.TIE.A003 | ZSPR_ACT | ZSPR | PAC | 5 | 1298 | INR
3000 | Northern Zone, Balasore | 3100 | EHT (O&M) Circle, Balasore | 3107 | 400 kV S/S Division,New Duburi | N172 | 400 kV S/S S/D New Duburi | 3000003824 | Oil sampling Bottle of 500 MVA AT | SPR.TFR500BHEL.DC17 | ZSPR_ACT | ZSPR | NOS | 6 | 51684 | INR
3000 | Northern Zone, Balasore | 3100 | EHT (O&M) Circle, Balasore | 3107 | 400 kV S/S Division,New Duburi | N172 | 400 kV S/S S/D New Duburi | 4000000004 | FRP Telescopic earth discharge rods | MISC.DISCHARGE.B001 | ZTNP_ACT | ZTNP | NOS | 6 | 96925.2 | INR
3000 | Northern Zone, Balasore | 3100 | EHT (O&M) Circle, Balasore | 3107 | 400 kV S/S Division,New Duburi | N172 | 400 kV S/S S/D New Duburi | 4000000051 | D' SHACKLE OF DIFFERENT SIZES | TNP.DSHAKLE.A006 | ZTNP_ACT | ZTNP | NOS | 94 | 8460 | INR
3000 | Northern Zone, Balasore | 3100 | EHT (O&M) Circle, Balasore | 3107 | 400 kV S/S Division,New Duburi | N172 | 400 kV S/S S/D New Duburi | 4000000163 | Come Along Clamps for HTLS Conductor | TNP.SPR.HTLS.A002 | ZTNP_SCRAP | ZTNP | SET | 3 | 3 | INR
3000 | Northern Zone, Balasore | 3100 | EHT (O&M) Circle, Balasore | 3107 | 400 kV S/S Division,New Duburi | N172 | 400 kV S/S S/D New Duburi | 5000000036 | SCRAP 220KV SF6 BREAKER | SCRP.MISC.A010 | ZSRP_SCRAP | ZSRP | NOS | 1 | 1 | INR
3000 | Northern Zone, Balasore | 3100 | EHT (O&M) Circle, Balasore | 3107 | 400 kV S/S Division,New Duburi | N172 | 400 kV S/S S/D New Duburi | 5000000102 | Scrap Sodium vapor 250watt Flood light | SCRP.MISC.A316 | ZSRP_SCRAP | ZSRP | NOS | 70 | 70 | INR
3000 | Northern Zone, Balasore | 3100 | EHT (O&M) Circle, Balasore | 3107 | 400 kV S/S Division,New Duburi | N172 | 400 kV S/S S/D New Duburi | 5000000109 | Scrap Breather complete | SCRP.MISC.A333 | ZSRP_SCRAP | ZSRP | NOS | 1 | 1 | INR
3000 | Northern Zone, Balasore | 3100 | EHT (O&M) Circle, Balasore | 3107 | 400 kV S/S Division,New Duburi | N172 | 400 kV S/S S/D New Duburi | 5000000161 | SCRAP SURGE ARRESTER | SCRP.SA.132MO.A002 | ZSRP_SCRAP | ZSRP | NOS | 2 | 2000 | INR
3000 | Northern Zone, Balasore | 3100 | EHT (O&M) Circle, Balasore | 3107 | 400 kV S/S Division,New Duburi | N172 | 400 kV S/S S/D New Duburi | 5000000164 | SCRAP BATTERY CHARGER | SCRP.SPRCHRG.A001 | ZSRP_SCRAP | ZSRP | NOS | 1 | 1 | INR
3000 | Northern Zone, Balasore | 3100 | EHT (O&M) Circle, Balasore | 3107 | 400 kV S/S Division,New Duburi | N172 | 400 kV S/S S/D New Duburi | 5000000178 | SCRAP-33KV BUSHING OF DIFF.TRANSFORMER | SCRP.BUSH.33.A001 | ZSRP_SCRAP | ZSRP | NOS | 1 | 1 | INR
3000 | Northern Zone, Balasore | 3100 | EHT (O&M) Circle, Balasore | 3107 | 400 kV S/S Division,New Duburi | N172 | 400 kV S/S S/D New Duburi | 5000000179 | Damaged 132 KV Bushing of different rat | SCRP.BUSH.132.A001 | ZSRP_SCRAP | ZSRP | NOS | 3 | 3 | INR
3000 | Northern Zone, Balasore | 3200 | EHT(Construction)Circle, | 3201 | EHT (Construction) Division, | N212 | Construction Sub-Division Balasore | 1000000000 | 132KV SF6 CB with Strcture | BKR.145SF6.G.P.AI08 | ZCAP_ACT | ZCAP | NOS | 1 | 672324.5 | INR
3000 | Northern Zone, Balasore | 3200 | EHT(Construction)Circle, | 3201 | EHT (Construction) Division, | N212 | Construction Sub-Division Balasore | 1000000006 | 33KV1CX300 SQMM XLPE outdoor term., kit | CBLE.T KIT.A001 | ZCAP_ACT | ZCAP | NOS | 3 | 38232 | INR
3000 | Northern Zone, Balasore | 3200 | EHT(Construction)Circle, | 3201 | EHT (Construction) Division, | N212 | Construction Sub-Division Balasore | 1000000014 | AAAC ZEBRA CONDUCTOR | COND.AAAC.A002 | ZCAP_ACT | ZCAP | KM | 1.195 | 332629.45 | INR
3000 | Northern Zone, Balasore | 3200 | EHT(Construction)Circle, | 3201 | EHT (Construction) Division, | N212 | Construction Sub-Division Balasore | 1000000016 | ACSR PANTHER CONDUCTOR | COND.ACSR.A002 | ZCAP_ACT | ZCAP | KM | 63.968 | 11931297.44 | INR
3000 | Northern Zone, Balasore | 3200 | EHT(Construction)Circle, | 3201 | EHT (Construction) Division, | N211 | EHT (Construction) Division, Balasore | 1000000016 | ACSR PANTHER CONDUCTOR | COND.ACSR.A002 | ZCAP_ACT | ZCAP | KM | 14.44 | 2693345.66 | INR
3000 | Northern Zone, Balasore | 3200 | EHT(Construction)Circle, | 3201 | EHT (Construction) Division, | N213 | Construction Sub-Division Bhadrak | 1000000016 | ACSR PANTHER CONDUCTOR | COND.ACSR.A002 | ZCAP_ACT | ZCAP | KM | 0.255 | 47562.54 | INR
3000 | Northern Zone, Balasore | 3200 | EHT(Construction)Circle, | 3201 | EHT (Construction) Division, | N213 | Construction Sub-Division Bhadrak | 1000000016 | ACSR PANTHER CONDUCTOR | COND.ACSR.A002 | ZCAP_ACT | ZCAP | KM | 4.22 | 787113.48 | INR
3000 | Northern Zone, Balasore | 3200 | EHT(Construction)Circle, | 3201 | EHT (Construction) Division, | N212 | Construction Sub-Division Balasore | 1000000016 | ACSR PANTHER CONDUCTOR | COND.ACSR.A002 | ZCAP_ACT | ZCAP | KM | 3.14 | 585672.12 | INR
3000 | Northern Zone, Balasore | 3200 | EHT(Construction)Circle, | 3201 | EHT (Construction) Division, | N212 | Construction Sub-Division Balasore | 1000000016 | ACSR PANTHER CONDUCTOR | COND.ACSR.A002 | ZCAP_ACT | ZCAP | KM | 0.722 | 134667.28 | INR
3000 | Northern Zone, Balasore | 3200 | EHT(Construction)Circle, | 3201 | EHT (Construction) Division, | N212 | Construction Sub-Division Balasore | 1000000016 | ACSR PANTHER CONDUCTOR | COND.ACSR.A002 | ZCAP_SUP | ZCAP | KM | 2.356 | 406461.67 | INR
3000 | Northern Zone, Balasore | 3200 | EHT(Construction)Circle, | 3201 | EHT (Construction) Division, | N212 | Construction Sub-Division Balasore | 1000000016 | ACSR PANTHER CONDUCTOR | COND.ACSR.A002 | ZCAP_ACT | ZCAP | KM | 48.615 | 9067659.22 | INR
3000 | Northern Zone, Balasore | 3200 | EHT(Construction)Circle, | 3201 | EHT (Construction) Division, | N212 | Construction Sub-Division Balasore | 1000000016 | ACSR PANTHER CONDUCTOR | COND.ACSR.A002 | ZCAP_SUP | ZCAP | KM | 0.84 | 144918.42 | INR
3000 | Northern Zone, Balasore | 3200 | EHT(Construction)Circle, | 3201 | EHT (Construction) Division, | N212 | Construction Sub-Division Balasore | 1000000016 | ACSR PANTHER CONDUCTOR | COND.ACSR.A002 | ZCAP_SUP | ZCAP | KM | 4.608 | 794981.05 | INR
3000 | Northern Zone, Balasore | 3200 | EHT(Construction)Circle, | 3201 | EHT (Construction) Division, | N213 | Construction Sub-Division Bhadrak | 1000000018 | ACSR MOOSE CONDUCTOR | COND.ACSR.A004 | ZCAP_ACT | ZCAP | KM | 0.248 | 119195.48 | INR
3000 | Northern Zone, Balasore | 3200 | EHT(Construction)Circle, | 3201 | EHT (Construction) Division, | N212 | Construction Sub-Division Balasore | 1000000048 | 132KV CT -600-300-150/1-1-1-1A | CT1.132OIL600.C004 | ZCAP_ACT | ZCAP | NOS | 3 | 364036.38 | INR
3000 | Northern Zone, Balasore | 3200 | EHT(Construction)Circle, | 3201 | EHT (Construction) Division, | N212 | Construction Sub-Division Balasore | 1000000069 | 132KV CVT | CVT.132OIL.S.C003 | ZCAP_ACT | ZCAP | NOS | 2 | 264851 | INR
3000 | Northern Zone, Balasore | 3200 | EHT(Construction)Circle, | 3201 | EHT (Construction) Division, | N212 | Construction Sub-Division Balasore | 1000000074 | 7/3.15 MM SIZE G.I. EARTH WIRE | EW.STEEL.A002 | ZCAP_SUP | ZCAP | KM | 0.028 | 588.59 | INR
3000 | Northern Zone, Balasore | 3200 | EHT(Construction)Circle, | 3201 | EHT (Construction) Division, | N213 | Construction Sub-Division Bhadrak | 1000000074 | 7/3.15 MM SIZE G.I. EARTH WIRE | EW.STEEL.A002 | ZCAP_SUP | ZCAP | KM | 0.2 | 4204.23 | INR
3000 | Northern Zone, Balasore | 3200 | EHT(Construction)Circle, | 3201 | EHT (Construction) Division, | N213 | Construction Sub-Division Bhadrak | 1000000074 | 7/3.15 MM SIZE G.I. EARTH WIRE | EW.STEEL.A002 | ZCAP_SUP | ZCAP | KM | 0.216 | 4540.57 | INR
3000 | Northern Zone, Balasore | 3200 | EHT(Construction)Circle, | 3201 | EHT (Construction) Division, | N212 | Construction Sub-Division Balasore | 1000000074 | 7/3.15 MM SIZE G.I. EARTH WIRE | EW.STEEL.A002 | ZCAP_ACT | ZCAP | KM | 3 | 23711.61 | INR
3000 | Northern Zone, Balasore | 3200 | EHT(Construction)Circle, | 3201 | EHT (Construction) Division, | N212 | Construction Sub-Division Balasore | 1000000074 | 7/3.15 MM SIZE G.I. EARTH WIRE | EW.STEEL.A002 | ZCAP_US | ZCAP | KM | 0.3 | 7494.59 | INR
3000 | Northern Zone, Balasore | 3200 | EHT(Construction)Circle, | 3201 | EHT (Construction) Division, | N212 | Construction Sub-Division Balasore | 1000000078 | 132KV 2000A DI W/O ES ISOLATOR | ISO.132DI.DB.A002 | ZCAP_ACT | ZCAP | SET | 1 | 309690 | INR
3000 | Northern Zone, Balasore | 3200 | EHT(Construction)Circle, | 3201 | EHT (Construction) Division, | N212 | Construction Sub-Division Balasore | 1000000086 | 132KV 1200A SI W/O ES ISOLATORS | ISO.132SI.DB.A002 | ZCAP_ACT | ZCAP | SET | 1 | 226693.04 | INR
3000 | Northern Zone, Balasore | 3200 | EHT(Construction)Circle, | 3201 | EHT (Construction) Division, | N212 | Construction Sub-Division Balasore | 1000000108 | 33KV DI WITH DB WITH ES OF 1200A | ISO.33DI.DB.B002 | ZCAP_SUP | ZCAP | SET | 2 | 558428 | INR
3000 | Northern Zone, Balasore | 3200 | EHT(Construction)Circle, | 3201 | EHT (Construction) Division, | N212 | Construction Sub-Division Balasore | 1000000130 | 132KV SURGE ARRESTER OF 120 KV | SA.145MO.GL.A001 | ZCAP_SUP | ZCAP | NOS | 1 | 17714.71 | INR
3000 | Northern Zone, Balasore | 3200 | EHT(Construction)Circle, | 3201 | EHT (Construction) Division, | N214 | Construction Sub-Division Dhamara | 1000000134 | 36KV MO W/O SURGE ARRESTER | SA.36MO.WOR.A001 | ZCAP_ACT | ZCAP | NOS | 0 | 0 | INR
3000 | Northern Zone, Balasore | 3200 | EHT(Construction)Circle, | 3201 | EHT (Construction) Division, | N213 | Construction Sub-Division Bhadrak | 1000000193 | 132 KV PB TYPE TOWER | TWR.132PB.L.A001 | ZCAP_ACT | ZCAP | MT | 0.434 | 43659.17 | INR
3000 | Northern Zone, Balasore | 3200 | EHT(Construction)Circle, | 3201 | EHT (Construction) Division, | N212 | Construction Sub-Division Balasore | 1000000195 | 3 Mtr Extension to 132KV PB Tower | TWR.132PB+3.L.A001 | ZCAP_ACT | ZCAP | MT | 0.974 | 64905.07 | INR
3000 | Northern Zone, Balasore | 3200 | EHT(Construction)Circle, | 3201 | EHT (Construction) Division, | N212 | Construction Sub-Division Balasore | 1000000195 | 3 Mtr Extension to 132KV PB Tower | TWR.132PB+3.L.A001 | ZCAP_ACT | ZCAP | MT | 0.289 | 19258.28 | INR
3000 | Northern Zone, Balasore | 3200 | EHT(Construction)Circle, | 3201 | EHT (Construction) Division, | N212 | Construction Sub-Division Balasore | 1000000199 | 3mtr extension to 132 KV PC type Tower | TWR.132PC+3.L.A001 | ZCAP_ACT | ZCAP | MT | 0.414 | 14650.72 | INR
3000 | Northern Zone, Balasore | 3200 | EHT(Construction)Circle, | 3201 | EHT (Construction) Division, | N212 | Construction Sub-Division Balasore | 1000000200 | 132KV ASSORTED PC+3 TOWER | TWR.132PC+3.L.A002 | ZCAP_ACT | ZCAP | MT | 1.066 | 56843.38 | INR
3000 | Northern Zone, Balasore | 3200 | EHT(Construction)Circle, | 3201 | EHT (Construction) Division, | N213 | Construction Sub-Division Bhadrak | 1000000205 | 220KV D Special Tower Template | TWR.220D.TMPL.C001 | ZCAP_SUP | ZCAP | MT | 0.828 | 70665.44 | INR
3000 | Northern Zone, Balasore | 3200 | EHT(Construction)Circle, | 3201 | EHT (Construction) Division, | N212 | Construction Sub-Division Balasore | 1000000237 | Stub & Cleat for 220KV OB Type Tower. | TWR.220OB.STUB.A001 | ZCAP_ACT | ZCAP | MT | 0.872 | 61528.62 | INR
3000 | Northern Zone, Balasore | 3200 | EHT(Construction)Circle, | 3201 | EHT (Construction) Division, | N212 | Construction Sub-Division Balasore | 1000000245 | 220 KV UR type Tower with stub & cleat | TWR.220UR.L.A003 | ZCAP_ACT | ZCAP | MT | 13.811 | 900841.81 | INR
3000 | Northern Zone, Balasore | 3200 | EHT(Construction)Circle, | 3201 | EHT (Construction) Division, | N212 | Construction Sub-Division Balasore | 1000000246 | 6mtr extension to 220 KV UR type Tower | TWR.220UR+6.L.A001 | ZCAP_ACT | ZCAP | MT | 4.161 | 271374.52 | INR
3000 | Northern Zone, Balasore | 3200 | EHT(Construction)Circle, | 3201 | EHT (Construction) Division, | N212 | Construction Sub-Division Balasore | 1000000302 | 25 PAIR TELEPHONE,AJF | CBLE.TEL.AJF.B025 | ZCAP_ACT | ZCAP | KM | 1.032 | 105264 | INR
3000 | Northern Zone, Balasore | 3200 | EHT(Construction)Circle, | 3201 | EHT (Construction) Division, | N212 | Construction Sub-Division Balasore | 2000000066 | PVC PIPE OF SIZE 200MM | CVL.PVC.PIPE.A025 | ZCON_ACT | ZCON | KM | 0.02 | 6500 | INR
3000 | Northern Zone, Balasore | 3200 | EHT(Construction)Circle, | 3201 | EHT (Construction) Division, | N212 | Construction Sub-Division Balasore | 2000000087 | EXHAUST FAN | ILWR.FANACCS.E001 | ZCON_ACT | ZCON | NOS | 6 | 14979 | INR
3000 | Northern Zone, Balasore | 3200 | EHT(Construction)Circle, | 3201 | EHT (Construction) Division, | N213 | Construction Sub-Division Bhadrak | 3000000104 | 75 OHM HF COAXIAL CABLE | CBLE.COX.AR.G001 | ZSPR_SUP | ZSPR | KM | 0.72 | 46179.61 | INR
3000 | Northern Zone, Balasore | 3200 | EHT(Construction)Circle, | 3201 | EHT (Construction) Division, | N213 | Construction Sub-Division Bhadrak | 3000000104 | 75 OHM HF COAXIAL CABLE | CBLE.COX.AR.G001 | ZSPR_SUP | ZSPR | KM | 0.02 | 1282.77 | INR
3000 | Northern Zone, Balasore | 3200 | EHT(Construction)Circle, | 3201 | EHT (Construction) Division, | N212 | Construction Sub-Division Balasore | 3000000122 | 2.5sq.mm Control cable 10core | CBLE.CTRL.AR.D010 | ZSPR_SUP | ZSPR | KM | 0.19 | 28125.7 | INR
3000 | Northern Zone, Balasore | 3200 | EHT(Construction)Circle, | 3201 | EHT (Construction) Division, | N212 | Construction Sub-Division Balasore | 3000000125 | 2.5 SQMM 16C CONTROL CABLE CU | CBLE.CTRL.AR.D016 | ZSPR_SUP | ZSPR | KM | 0.93 | 81216.9 | INR
3000 | Northern Zone, Balasore | 3200 | EHT(Construction)Circle, | 3201 | EHT (Construction) Division, | N212 | Construction Sub-Division Balasore | 3000000127 | 2.5 SQMM 19C CONTROL CABLE AR | CBLE.CTRL.AR.D019 | ZSPR_SUP | ZSPR | KM | 0.045 | 11844 | INR
3000 | Northern Zone, Balasore | 3200 | EHT(Construction)Circle, | 3201 | EHT (Construction) Division, | N212 | Construction Sub-Division Balasore | 3000000144 | 12C X 2.5SQMM CONTROL UNARMOURED CABLE | CBLE.CTRL.UAR.D0012 | ZSPR_SUP | ZSPR | KM | 0.48 | 81552 | INR
3000 | Northern Zone, Balasore | 3200 | EHT(Construction)Circle, | 3201 | EHT (Construction) Division, | N213 | Construction Sub-Division Bhadrak | 3000000145 | 2C X 2.5SQMM CONTROL UNARMOURED CABLE | CBLE.CTRL.UAR.D002 | ZSPR_ACT | ZSPR | KM | 5.038 | 317242.87 | INR
3000 | Northern Zone, Balasore | 3200 | EHT(Construction)Circle, | 3201 | EHT (Construction) Division, | N213 | Construction Sub-Division Bhadrak | 3000000149 | 7C X 2.5SQMM CONTROL UNARMOURED CABLE | CBLE.CTRL.UAR.D007 | ZSPR_ACT | ZSPR | KM | 5.001 | 917648.09 | INR
3000 | Northern Zone, Balasore | 3200 | EHT(Construction)Circle, | 3201 | EHT (Construction) Division, | N212 | Construction Sub-Division Balasore | 3000000150 | 9C X 2.5SQMM CONTROL UNARMOURED CABLE | CBLE.CTRL.UAR.D009 | ZSPR_SUP | ZSPR | KM | 0.305 | 31255.49 | INR
3000 | Northern Zone, Balasore | 3200 | EHT(Construction)Circle, | 3201 | EHT (Construction) Division, | N213 | Construction Sub-Division Bhadrak | 3000000187 | 1Cx150SQMM AL POWER CABLE | CBLE.PWR.AL.AR.A009 | ZSPR_SUP | ZSPR | KM | 0.188 | 17484 | INR
3000 | Northern Zone, Balasore | 3200 | EHT(Construction)Circle, | 3201 | EHT (Construction) Division, | N212 | Construction Sub-Division Balasore | 3000000192 | 3.5Cx25Sqmm AL PWR cable | CBLE.PWR.AL.AR.D003 | ZSPR_SUP | ZSPR | KM | 0.35 | 32434.5 | INR
3000 | Northern Zone, Balasore | 3200 | EHT(Construction)Circle, | 3201 | EHT (Construction) Division, | N213 | Construction Sub-Division Bhadrak | 3000000195 | 3.5Cx70 Sqmm AL PWR cable | CBLE.PWR.AL.AR.D006 | ZSPR_ACT | ZSPR | KM | 0.35 | 32550 | INR
3000 | Northern Zone, Balasore | 3200 | EHT(Construction)Circle, | 3201 | EHT (Construction) Division, | N213 | Construction Sub-Division Bhadrak | 3000000198 | 3.5Cx185 Sqmm AL PWR cable | CBLE.PWR.AL.AR.D010 | ZSPR_SUP | ZSPR | KM | 0.04 | 3720 | INR
3000 | Northern Zone, Balasore | 3200 | EHT(Construction)Circle, | 3201 | EHT (Construction) Division, | N212 | Construction Sub-Division Balasore | 3000000237 | 33kV outdoor 630 sqmm cable term., Kit | CBLE.T KIT.A005 | ZSPR_ACT | ZSPR | NOS | 4 | 26668 | INR
3000 | Northern Zone, Balasore | 3200 | EHT(Construction)Circle, | 3201 | EHT (Construction) Division, | N212 | Construction Sub-Division Balasore | 3000000245 | 0.5 SQ.MM 4PTELEPHONE CABLE CU JF | CBLE.TEL.ARJ.A004 | ZSPR_SUP | ZSPR | KM | 0.18 | 51300 | INR
3000 | Northern Zone, Balasore | 3200 | EHT(Construction)Circle, | 3201 | EHT (Construction) Division, | N213 | Construction Sub-Division Bhadrak | 3000000255 | 150x75x2500 cable tray in mtr | CBLE.TRAY.A016 | ZSPR_ACT | ZSPR | M | 150 | 85207.5 | INR
3000 | Northern Zone, Balasore | 3200 | EHT(Construction)Circle, | 3201 | EHT (Construction) Division, | N213 | Construction Sub-Division Bhadrak | 3000000261 | DIFFERENT TYPES OF ASSORTED CLAMPS | CLMP.ASRT.A001 | ZSPR_US | ZSPR | NOS | 12 | 1860 | INR
3000 | Northern Zone, Balasore | 3200 | EHT(Construction)Circle, | 3201 | EHT (Construction) Division, | N212 | Construction Sub-Division Balasore | 3000000263 | Al Clamps for 30mm CTStud-80mm Al pipe | CLMP.ASRT.A0012 | ZSPR_ACT | ZSPR | NOS | 28 | 52080 | INR
3000 | Northern Zone, Balasore | 3200 | EHT(Construction)Circle, | 3201 | EHT (Construction) Division, | N213 | Construction Sub-Division Bhadrak | 3000000267 | BIMETALLIC CTSTUD CLAMP 40MM | CLMP.ASRT.A005 | ZSPR_US | ZSPR | NOS | 4 | 1500 | INR
3000 | Northern Zone, Balasore | 3200 | EHT(Construction)Circle, | 3201 | EHT (Construction) Division, | N213 | Construction Sub-Division Bhadrak | 3000000267 | BIMETALLIC CTSTUD CLAMP 40MM | CLMP.ASRT.A005 | ZSPR_SUP | ZSPR | NOS | 1 | 155 | INR
3000 | Northern Zone, Balasore | 3200 | EHT(Construction)Circle, | 3201 | EHT (Construction) Division, | N212 | Construction Sub-Division Balasore | 3000000295 | Isolator Pad Clamp for Moose | CLMP.ISO.AL.A006 | ZSPR_ACT | ZSPR | NOS | 35 | 5425 | INR
3000 | Northern Zone, Balasore | 3200 | EHT(Construction)Circle, | 3201 | EHT (Construction) Division, | N212 | Construction Sub-Division Balasore | 3000000317 | 220kV CB PAD CLAMP AL FOR MOOSE | CLMP.LPAD.AL.B001 | ZSPR_SUP | ZSPR | NOS | 5 | 3000 | INR
3000 | Northern Zone, Balasore | 3200 | EHT(Construction)Circle, | 3201 | EHT (Construction) Division, | N213 | Construction Sub-Division Bhadrak | 3000000319 | 33kV CB PAD CLAMP AL FOR ZEBRA | CLMP.PAD.AL.A002 | ZSPR_SUP | ZSPR | NOS | 1 | 155 | INR
3000 | Northern Zone, Balasore | 3200 | EHT(Construction)Circle, | 3201 | EHT (Construction) Division, | N212 | Construction Sub-Division Balasore | 3000000325 | 132kV CB PAD CLAMP FOR TWIN ACSR MOOSE | CLMP.PAD.AL.A008 | ZSPR_SUP | ZSPR | NOS | 7 | 3437 | INR
3000 | Northern Zone, Balasore | 3200 | EHT(Construction)Circle, | 3201 | EHT (Construction) Division, | N212 | Construction Sub-Division Balasore | 3000000326 | PAD CLAMP ALLUMINIUM FOR PANTHER | CLMP.PAD.AL.B001 | ZSPR_ACT | ZSPR | NOS | 184 | 28520 | INR
3000 | Northern Zone, Balasore | 3200 | EHT(Construction)Circle, | 3201 | EHT (Construction) Division, | N212 | Construction Sub-Division Balasore | 3000000326 | PAD CLAMP ALLUMINIUM FOR PANTHER | CLMP.PAD.AL.B001 | ZSPR_SUP | ZSPR | NOS | 62 | 9610 | INR
3000 | Northern Zone, Balasore | 3200 | EHT(Construction)Circle, | 3201 | EHT (Construction) Division, | N212 | Construction Sub-Division Balasore | 3000000347 | 2 BOLTED PG CLAMP FOR PANTHER -PANTHER | CLMP.PG.B001 | ZSPR_ACT | ZSPR | NOS | 4 | 1740 | INR
3000 | Northern Zone, Balasore | 3200 | EHT(Construction)Circle, | 3201 | EHT (Construction) Division, | N212 | Construction Sub-Division Balasore | 3000000355 | 3 BOLTED PG CLAMP FOR PANTHER -PANTHER | CLMP.PG.C001 | ZSPR_ACT | ZSPR | NOS | 13 | 2600 | INR
3000 | Northern Zone, Balasore | 3200 | EHT(Construction)Circle, | 3201 | EHT (Construction) Division, | N212 | Construction Sub-Division Balasore | 3000000358 | 3 BOLTED PG CLAMP FOR MOOSE - MOOSE | CLMP.PG.C004 | ZSPR_ACT | ZSPR | NOS | 24 | 8592 | INR
3000 | Northern Zone, Balasore | 3200 | EHT(Construction)Circle, | 3201 | EHT (Construction) Division, | N212 | Construction Sub-Division Balasore | 3000000370 | ASSORTED SIZE PG CLAMP | CLMP.PG.E002 | ZSPR_SUP | ZSPR | NOS | 571 | 11420 | INR
3000 | Northern Zone, Balasore | 3200 | EHT(Construction)Circle, | 3201 | EHT (Construction) Division, | N212 | Construction Sub-Division Balasore | 3000000389 | T CLAMP ALFOR PANTHER RUN-ZEBRA DROP | CLMP.T.AL.A002 | ZSPR_ACT | ZSPR | NOS | 43 | 15265 | INR
3000 | Northern Zone, Balasore | 3200 | EHT(Construction)Circle, | 3201 | EHT (Construction) Division, | N212 | Construction Sub-Division Balasore | 3000000395 | T CLAMP ALFOR MOOSE RUN- ZEBRA DROP | CLMP.T.AL.A008 | ZSPR_ACT | ZSPR | NOS | 63 | 33104.5 | INR
3000 | Northern Zone, Balasore | 3200 | EHT(Construction)Circle, | 3201 | EHT (Construction) Division, | N212 | Construction Sub-Division Balasore | 3000000395 | T CLAMP ALFOR MOOSE RUN- ZEBRA DROP | CLMP.T.AL.A008 | ZSPR_SUP | ZSPR | NOS | 1 | 534.5 | INR
3000 | Northern Zone, Balasore | 3200 | EHT(Construction)Circle, | 3201 | EHT (Construction) Division, | N212 | Construction Sub-Division Balasore | 3000000415 | JUMPER CONE FOR ACSR MOOSE CONDUCTOR | COND.ACCES.A004 | ZSPR_ACT | ZSPR | NOS | 60 | 21000 | INR
3000 | Northern Zone, Balasore | 3200 | EHT(Construction)Circle, | 3201 | EHT (Construction) Division, | N212 | Construction Sub-Division Balasore | 3000000426 | PA ROD ACSR HORSE IN SET | COND.ACCES.B001 | ZSPR_SUP | ZSPR | NOS | 41 | 6150 | INR
3000 | Northern Zone, Balasore | 3200 | EHT(Construction)Circle, | 3201 | EHT (Construction) Division, | N212 | Construction Sub-Division Balasore | 3000000427 | PA ROD ACSR PANTHER IN SET | COND.ACCES.B002 | ZSPR_ACT | ZSPR | NOS | 318 | 125388.78 | INR
3000 | Northern Zone, Balasore | 3200 | EHT(Construction)Circle, | 3201 | EHT (Construction) Division, | N212 | Construction Sub-Division Balasore | 3000000428 | PA ROD ACSR ZEBRA IN SET | COND.ACCES.B003 | ZSPR_ACT | ZSPR | NOS | 134 | 30519.84 | INR
3000 | Northern Zone, Balasore | 3200 | EHT(Construction)Circle, | 3201 | EHT (Construction) Division, | N213 | Construction Sub-Division Bhadrak | 3000000428 | PA ROD ACSR ZEBRA IN SET | COND.ACCES.B003 | ZSPR_SUP | ZSPR | NOS | 6 | 8748 | INR
3000 | Northern Zone, Balasore | 3200 | EHT(Construction)Circle, | 3201 | EHT (Construction) Division, | N212 | Construction Sub-Division Balasore | 3000000429 | PA ROD ACSR MOOSE IN SET | COND.ACCES.B004 | ZSPR_ACT | ZSPR | NOS | 20 | 31380 | INR
3000 | Northern Zone, Balasore | 3200 | EHT(Construction)Circle, | 3201 | EHT (Construction) Division, | N212 | Construction Sub-Division Balasore | 3000000436 | MS JOINT FOR ACSR HORSE CONDUCTOR | COND.ACCES.C001 | ZSPR_SUP | ZSPR | NOS | 11 | 1171.5 | INR
3000 | Northern Zone, Balasore | 3200 | EHT(Construction)Circle, | 3201 | EHT (Construction) Division, | N212 | Construction Sub-Division Balasore | 3000000437 | MS JOINT FOR ACSR PANTHER CONDUCTOR | COND.ACCES.C002 | ZSPR_SUP | ZSPR | NOS | 47 | 13476.78 | INR
3000 | Northern Zone, Balasore | 3200 | EHT(Construction)Circle, | 3201 | EHT (Construction) Division, | N212 | Construction Sub-Division Balasore | 3000000437 | MS JOINT FOR ACSR PANTHER CONDUCTOR | COND.ACCES.C002 | ZSPR_ACT | ZSPR | NOS | 390 | 138800.48 | INR
3000 | Northern Zone, Balasore | 3200 | EHT(Construction)Circle, | 3201 | EHT (Construction) Division, | N213 | Construction Sub-Division Bhadrak | 3000000437 | MS JOINT FOR ACSR PANTHER CONDUCTOR | COND.ACCES.C002 | ZSPR_SUP | ZSPR | NOS | 33 | 9462.42 | INR
3000 | Northern Zone, Balasore | 3200 | EHT(Construction)Circle, | 3201 | EHT (Construction) Division, | N213 | Construction Sub-Division Bhadrak | 3000000437 | MS JOINT FOR ACSR PANTHER CONDUCTOR | COND.ACCES.C002 | ZSPR_ACT | ZSPR | NOS | 20 | 7117.97 | INR
3000 | Northern Zone, Balasore | 3200 | EHT(Construction)Circle, | 3201 | EHT (Construction) Division, | N212 | Construction Sub-Division Balasore | 3000000439 | MS JOINT FOR ACSR MOOSE CONDUCTOR | COND.ACCES.C004 | ZSPR_ACT | ZSPR | NOS | 60 | 18000 | INR
3000 | Northern Zone, Balasore | 3200 | EHT(Construction)Circle, | 3201 | EHT (Construction) Division, | N212 | Construction Sub-Division Balasore | 3000000443 | MS JOINT AAAC ZEBRA EQUIVALENT | COND.ACCES.C008 | ZSPR_ACT | ZSPR | NOS | 82 | 46267.68 | INR
3000 | Northern Zone, Balasore | 3200 | EHT(Construction)Circle, | 3201 | EHT (Construction) Division, | N212 | Construction Sub-Division Balasore | 3000000451 | Spacer clamp ACSR Twin moose 250mm | COND.ACCES.D005 | ZSPR_ACT | ZSPR | NOS | 48 | 16800 | INR
3000 | Northern Zone, Balasore | 3200 | EHT(Construction)Circle, | 3201 | EHT (Construction) Division, | N212 | Construction Sub-Division Balasore | 3000000454 | VD FOR ACSR HORSE CONDUCTOR | COND.ACCES.E001 | ZSPR_SUP | ZSPR | NOS | 74 | 21312 | INR
3000 | Northern Zone, Balasore | 3200 | EHT(Construction)Circle, | 3201 | EHT (Construction) Division, | N212 | Construction Sub-Division Balasore | 3000000455 | VD OFACSR PANTHER CONDUCTOR | COND.ACCES.E002 | ZSPR_ACT | ZSPR | NOS | 1091 | 507065.4 | INR
3000 | Northern Zone, Balasore | 3200 | EHT(Construction)Circle, | 3201 | EHT (Construction) Division, | N213 | Construction Sub-Division Bhadrak | 3000000455 | VD OFACSR PANTHER CONDUCTOR | COND.ACCES.E002 | ZSPR_SUP | ZSPR | NOS | 6 | 2707.09 | INR
3000 | Northern Zone, Balasore | 3200 | EHT(Construction)Circle, | 3201 | EHT (Construction) Division, | N212 | Construction Sub-Division Balasore | 3000000455 | VD OFACSR PANTHER CONDUCTOR | COND.ACCES.E002 | ZSPR_SUP | ZSPR | NOS | 147 | 66323.6 | INR
3000 | Northern Zone, Balasore | 3200 | EHT(Construction)Circle, | 3201 | EHT (Construction) Division, | N213 | Construction Sub-Division Bhadrak | 3000000456 | VD OF ACSR ZEBRA CONDUCTOR | COND.ACCES.E003 | ZSPR_US | ZSPR | NOS | 12 | 9300 | INR
3000 | Northern Zone, Balasore | 3200 | EHT(Construction)Circle, | 3201 | EHT (Construction) Division, | N212 | Construction Sub-Division Balasore | 3000000461 | VD AAAC ZEBRA EQUIVALENT | COND.ACCES.E008 | ZSPR_SUP | ZSPR | NOS | 29 | 7546.6 | INR
3000 | Northern Zone, Balasore | 3200 | EHT(Construction)Circle, | 3201 | EHT (Construction) Division, | N212 | Construction Sub-Division Balasore | 3000000461 | VD AAAC ZEBRA EQUIVALENT | COND.ACCES.E008 | ZSPR_ACT | ZSPR | NOS | 36 | 17439.84 | INR
3000 | Northern Zone, Balasore | 3200 | EHT(Construction)Circle, | 3201 | EHT (Construction) Division, | N212 | Construction Sub-Division Balasore | 3000000464 | REPAIR SLEEVE FOR ACSR HORSE CONDUCTOR | COND.ACCES.F001 | ZSPR_SUP | ZSPR | NOS | 10 | 500 | INR
3000 | Northern Zone, Balasore | 3200 | EHT(Construction)Circle, | 3201 | EHT (Construction) Division, | N213 | Construction Sub-Division Bhadrak | 3000000465 | REPAIR SLEEVE FOR ACSR PANTHER CONDUCTOR | COND.ACCES.F002 | ZSPR_ACT | ZSPR | NOS | 20 | 6489.69 | INR
3000 | Northern Zone, Balasore | 3200 | EHT(Construction)Circle, | 3201 | EHT (Construction) Division, | N212 | Construction Sub-Division Balasore | 3000000465 | REPAIR SLEEVE FOR ACSR PANTHER CONDUCTOR | COND.ACCES.F002 | ZSPR_SUP | ZSPR | NOS | 139 | 17893.42 | INR
3000 | Northern Zone, Balasore | 3200 | EHT(Construction)Circle, | 3201 | EHT (Construction) Division, | N212 | Construction Sub-Division Balasore | 3000000465 | REPAIR SLEEVE FOR ACSR PANTHER CONDUCTOR | COND.ACCES.F002 | ZSPR_ACT | ZSPR | NOS | 865 | 280679.13 | INR
3000 | Northern Zone, Balasore | 3200 | EHT(Construction)Circle, | 3201 | EHT (Construction) Division, | N213 | Construction Sub-Division Bhadrak | 3000000465 | REPAIR SLEEVE FOR ACSR PANTHER CONDUCTOR | COND.ACCES.F002 | ZSPR_SUP | ZSPR | NOS | 71 | 9139.8 | INR
3000 | Northern Zone, Balasore | 3200 | EHT(Construction)Circle, | 3201 | EHT (Construction) Division, | N213 | Construction Sub-Division Bhadrak | 3000000466 | REPAIR SLEEVE FOR ACSR ZEBRA CONDUCTOR | COND.ACCES.F003 | ZSPR_SUP | ZSPR | NOS | 5 | 3190 | INR
3000 | Northern Zone, Balasore | 3200 | EHT(Construction)Circle, | 3201 | EHT (Construction) Division, | N212 | Construction Sub-Division Balasore | 3000000466 | REPAIR SLEEVE FOR ACSR ZEBRA CONDUCTOR | COND.ACCES.F003 | ZSPR_ACT | ZSPR | NOS | 518 | 93240 | INR
3000 | Northern Zone, Balasore | 3200 | EHT(Construction)Circle, | 3201 | EHT (Construction) Division, | N212 | Construction Sub-Division Balasore | 3000000476 | ACSR HORSE CONDUCTOR | COND.ACSR.A001 | ZSPR_SUP | ZSPR | KM | 9.972 | 364697.96 | INR
3000 | Northern Zone, Balasore | 3200 | EHT(Construction)Circle, | 3201 | EHT (Construction) Division, | N212 | Construction Sub-Division Balasore | 3000000574 | EARTHING DEVICE | ERTH.DEVICE.A001 | ZSPR_ACT | ZSPR | NOS | 3 | 7050 | INR
3000 | Northern Zone, Balasore | 3200 | EHT(Construction)Circle, | 3201 | EHT (Construction) Division, | N212 | Construction Sub-Division Balasore | 3000000583 | 75 X 10 MM GI EARTH FLAT in KG | ERTH.FLAT.GI.A006 | ZSPR_ACT | ZSPR | KG | 616.615 | 13565.53 | INR
3000 | Northern Zone, Balasore | 3200 | EHT(Construction)Circle, | 3201 | EHT (Construction) Division, | N212 | Construction Sub-Division Balasore | 3000000584 | 70 X 10 MM GI EARTH FLAT | ERTH.FLAT.GI.A008 | ZSPR_ACT | ZSPR | KG | 674 | 14828 | INR
3000 | Northern Zone, Balasore | 3200 | EHT(Construction)Circle, | 3201 | EHT (Construction) Division, | N212 | Construction Sub-Division Balasore | 3000000613 | MID SPAN JOINT FOR 7/3.15MM EARTH WIRE | EW.ACCES.A002 | ZSPR_SUP | ZSPR | NOS | 1 | 150.25 | INR
3000 | Northern Zone, Balasore | 3200 | EHT(Construction)Circle, | 3201 | EHT (Construction) Division, | N212 | Construction Sub-Division Balasore | 3000000613 | MID SPAN JOINT FOR 7/3.15MM EARTH WIRE | EW.ACCES.A002 | ZSPR_ACT | ZSPR | NOS | 506 | 229354.45 | INR
3000 | Northern Zone, Balasore | 3200 | EHT(Construction)Circle, | 3201 | EHT (Construction) Division, | N213 | Construction Sub-Division Bhadrak | 3000000613 | MID SPAN JOINT FOR 7/3.15MM EARTH WIRE | EW.ACCES.A002 | ZSPR_SUP | ZSPR | NOS | 71 | 10667.75 | INR
3000 | Northern Zone, Balasore | 3200 | EHT(Construction)Circle, | 3201 | EHT (Construction) Division, | N212 | Construction Sub-Division Balasore | 3000000616 | VD FOR 7/3.15MM GI EARTHWIRE | EW.ACCES.B002 | ZSPR_SUP | ZSPR | NOS | 28 | 7766 | INR
3000 | Northern Zone, Balasore | 3200 | EHT(Construction)Circle, | 3201 | EHT (Construction) Division, | N212 | Construction Sub-Division Balasore | 3000000618 | REPAIR SLEEVE FOR 7/3.15 MM EARTH WIRE | EW.ACCES.C002 | ZSPR_SUP | ZSPR | NOS | 39 | 12627.03 | INR
3000 | Northern Zone, Balasore | 3200 | EHT(Construction)Circle, | 3201 | EHT (Construction) Division, | N213 | Construction Sub-Division Bhadrak | 3000000739 | DS HARDWARE FITTING ACSR PANTHER | HWF.DS.A002 | ZSPR_SUP | ZSPR | NOS | 3 | 7650 | INR
3000 | Northern Zone, Balasore | 3200 | EHT(Construction)Circle, | 3201 | EHT (Construction) Division, | N212 | Construction Sub-Division Balasore | 3000000742 | DS HWF (AGS)FOR ACSR PANTHER | HWF.DS.A007 | ZSPR_ACT | ZSPR | NOS | 68 | 383519.32 | INR
3000 | Northern Zone, Balasore | 3200 | EHT(Construction)Circle, | 3201 | EHT (Construction) Division, | N212 | Construction Sub-Division Balasore | 3000000754 | ARCING HORN-DS HWF FOR ACSR PANTHER | HWF.DS.D002 | ZSPR_ACT | ZSPR | NOS | 180 | 3600 | INR
3000 | Northern Zone, Balasore | 3200 | EHT(Construction)Circle, | 3201 | EHT (Construction) Division, | N213 | Construction Sub-Division Bhadrak | 3000000799 | DT Hard ware fittings -120 KN insulator | HWF.DT.A002 | ZSPR_ACT | ZSPR | NOS | 25 | 83998 | INR
3000 | Northern Zone, Balasore | 3200 | EHT(Construction)Circle, | 3201 | EHT (Construction) Division, | N212 | Construction Sub-Division Balasore | 3000000803 | DT HARDWARE FITTING FOR ACSR PANTHER | HWF.DT.A006 | ZSPR_ACT | ZSPR | NOS | 29 | 149895.28 | INR
3000 | Northern Zone, Balasore | 3200 | EHT(Construction)Circle, | 3201 | EHT (Construction) Division, | N212 | Construction Sub-Division Balasore | 3000000805 | DT HARDWARE FITTING AAAC ZEBRA | HWF.DT.A010 | ZSPR_ACT | ZSPR | NOS | 50 | 144896.5 | INR
3000 | Northern Zone, Balasore | 3200 | EHT(Construction)Circle, | 3201 | EHT (Construction) Division, | N212 | Construction Sub-Division Balasore | 3000000805 | DT HARDWARE FITTING AAAC ZEBRA | HWF.DT.A010 | ZSPR_SUP | ZSPR | NOS | 49 | 141998.57 | INR
3000 | Northern Zone, Balasore | 3200 | EHT(Construction)Circle, | 3201 | EHT (Construction) Division, | N213 | Construction Sub-Division Bhadrak | 3000000822 | SUSPENSION HANGER OF HARDWARE FITTING | HWF.S.HANGER.A001 | ZSPR_SUP | ZSPR | NOS | 9 | 4950 | INR
3000 | Northern Zone, Balasore | 3200 | EHT(Construction)Circle, | 3201 | EHT (Construction) Division, | N212 | Construction Sub-Division Balasore | 3000000824 | SUSPENSION CLAMP FOR 7/3.15MM EARTHWIRE | HWF.SC.EW.A002 | ZSPR_SUP | ZSPR | NOS | 43 | 6450 | INR
3000 | Northern Zone, Balasore | 3200 | EHT(Construction)Circle, | 3201 | EHT (Construction) Division, | N212 | Construction Sub-Division Balasore | 3000000826 | SUSPENSION CLAMP FOR 7/4.00MM EARTHWIRE | HWF.SC.EW.A004 | ZSPR_SUP | ZSPR | NOS | 30 | 4500 | INR
3000 | Northern Zone, Balasore | 3200 | EHT(Construction)Circle, | 3201 | EHT (Construction) Division, | N212 | Construction Sub-Division Balasore | 3000000846 | SS HARDWARE FITTING ACSR PANTHER | HWF.SS.A002 | ZSPR_ACT | ZSPR | NOS | 274 | 112391.7 | INR
3000 | Northern Zone, Balasore | 3200 | EHT(Construction)Circle, | 3201 | EHT (Construction) Division, | N212 | Construction Sub-Division Balasore | 3000000847 | SS HARDWARE FITTING ACSR ZEBRA | HWF.SS.A003 | ZSPR_SUP | ZSPR | NOS | 63 | 50400 | INR
3000 | Northern Zone, Balasore | 3200 | EHT(Construction)Circle, | 3201 | EHT (Construction) Division, | N212 | Construction Sub-Division Balasore | 3000000847 | SS HARDWARE FITTING ACSR ZEBRA | HWF.SS.A003 | ZSPR_ACT | ZSPR | NOS | 62 | 49600 | INR
3000 | Northern Zone, Balasore | 3200 | EHT(Construction)Circle, | 3201 | EHT (Construction) Division, | N212 | Construction Sub-Division Balasore | 3000000852 | SS HARDWARE FITTING AAAC ZEBRA | HWF.SS.A010 | ZSPR_SUP | ZSPR | NOS | 102 | 218768.58 | INR
3000 | Northern Zone, Balasore | 3200 | EHT(Construction)Circle, | 3201 | EHT (Construction) Division, | N212 | Construction Sub-Division Balasore | 3000000852 | SS HARDWARE FITTING AAAC ZEBRA | HWF.SS.A010 | ZSPR_ACT | ZSPR | NOS | 80 | 171583.2 | INR
3000 | Northern Zone, Balasore | 3200 | EHT(Construction)Circle, | 3201 | EHT (Construction) Division, | N213 | Construction Sub-Division Bhadrak | 3000000865 | SS HWF CLAMP FOR ACSR PANTHER CONDUCTOR | HWF.SS.C002 | ZSPR_ACT | ZSPR | NOS | 31 | 48113.24 | INR
3000 | Northern Zone, Balasore | 3200 | EHT(Construction)Circle, | 3201 | EHT (Construction) Division, | N213 | Construction Sub-Division Bhadrak | 3000000865 | SS HWF CLAMP FOR ACSR PANTHER CONDUCTOR | HWF.SS.C002 | ZSPR_US | ZSPR | NOS | 56 | 142800 | INR
3000 | Northern Zone, Balasore | 3200 | EHT(Construction)Circle, | 3201 | EHT (Construction) Division, | N213 | Construction Sub-Division Bhadrak | 3000000866 | CLAMP OF SS HWF FOR ACSR ZEBRA | HWF.SS.C003 | ZSPR_SUP | ZSPR | NOS | 7 | 20300 | INR
3000 | Northern Zone, Balasore | 3200 | EHT(Construction)Circle, | 3201 | EHT (Construction) Division, | N213 | Construction Sub-Division Bhadrak | 3000000877 | ST Hard wares fittings 120KN insulator | HWF.ST.A002 | ZSPR_ACT | ZSPR | NOS | 8 | 13262.56 | INR
3000 | Northern Zone, Balasore | 3200 | EHT(Construction)Circle, | 3201 | EHT (Construction) Division, | N212 | Construction Sub-Division Balasore | 3000000879 | Single Tension H/W Fitting ACSR Moose | HWF.ST.A004 | ZSPR_ACT | ZSPR | SET | 9 | 21933 | INR
3000 | Northern Zone, Balasore | 3200 | EHT(Construction)Circle, | 3201 | EHT (Construction) Division, | N212 | Construction Sub-Division Balasore | 3000000882 | ST HWF FOR ACSR PANTHER | HWF.ST.A008 | ZSPR_ACT | ZSPR | NOS | 4 | 9081.56 | INR
3000 | Northern Zone, Balasore | 3200 | EHT(Construction)Circle, | 3201 | EHT (Construction) Division, | N212 | Construction Sub-Division Balasore | 3000000906 | TENSION CLAMP FOR EARTHWIRE | HWF.TC.EW.A002 | ZSPR_ACT | ZSPR | NOS | 1 | 550 | INR
3000 | Northern Zone, Balasore | 3200 | EHT(Construction)Circle, | 3201 | EHT (Construction) Division, | N212 | Construction Sub-Division Balasore | 3000000909 | U CLAMP | HWF.UC.EW.A002 | ZSPR_ACT | ZSPR | NOS | 2 | 261.94 | INR
3000 | Northern Zone, Balasore | 3200 | EHT(Construction)Circle, | 3201 | EHT (Construction) Division, | N212 | Construction Sub-Division Balasore | 3000000931 | 90KN ANTIFOG DISC INSULATOR | INS.AF.DISC.B002 | ZSPR_ACT | ZSPR | NOS | 30 | 19551.6 | INR
3000 | Northern Zone, Balasore | 3200 | EHT(Construction)Circle, | 3201 | EHT (Construction) Division, | N213 | Construction Sub-Division Bhadrak | 3000000946 | 70KN PORCELAIN DISC INSULATOR | INS.POR.DISC.B001 | ZSPR_SCRAP | ZSPR | NOS | 277 | 60940 | INR
3000 | Northern Zone, Balasore | 3200 | EHT(Construction)Circle, | 3201 | EHT (Construction) Division, | N212 | Construction Sub-Division Balasore | 3000000947 | 90KN PORCELAIN DISC INSULATOR | INS.POR.DISC.B002 | ZSPR_ACT | ZSPR | NOS | 11 | 3708.88 | INR
3000 | Northern Zone, Balasore | 3200 | EHT(Construction)Circle, | 3201 | EHT (Construction) Division, | N213 | Construction Sub-Division Bhadrak | 3000000947 | 90KN PORCELAIN DISC INSULATOR | INS.POR.DISC.B002 | ZSPR_ACT | ZSPR | NOS | 65 | 21916.12 | INR
3000 | Northern Zone, Balasore | 3200 | EHT(Construction)Circle, | 3201 | EHT (Construction) Division, | N213 | Construction Sub-Division Bhadrak | 3000000948 | 120KN PORCELAIN DISC INSULATOR | INS.POR.DISC.B003 | ZSPR_ACT | ZSPR | NOS | 3 | 600 | INR
3000 | Northern Zone, Balasore | 3200 | EHT(Construction)Circle, | 3201 | EHT (Construction) Division, | N212 | Construction Sub-Division Balasore | 3000000949 | 160KN PORCELAIN DISC INSULATOR | INS.POR.DISC.B004 | ZSPR_ACT | ZSPR | NOS | 50 | 37374 | INR
3000 | Northern Zone, Balasore | 3200 | EHT(Construction)Circle, | 3201 | EHT (Construction) Division, | N212 | Construction Sub-Division Balasore | 3000000954 | 132KV LR 90KN PORCELAIN INSULATOR | INS.POR.LR.D002 | ZSPR_ACT | ZSPR | NOS | 24 | 216454.38 | INR
3000 | Northern Zone, Balasore | 3200 | EHT(Construction)Circle, | 3201 | EHT (Construction) Division, | N212 | Construction Sub-Division Balasore | 3000000961 | 120KN 132 KV SILICON RUBBER LR INSULATOR | INS.S.RUBBERLR.D002 | ZSPR_ACT | ZSPR | NOS | 100 | 290398 | INR
3000 | Northern Zone, Balasore | 3200 | EHT(Construction)Circle, | 3201 | EHT (Construction) Division, | N213 | Construction Sub-Division Bhadrak | 3000000996 | CT CONSOLE BOX | MISC.CT.CONSOLE.A001 | ZSPR_ACT | ZSPR | NOS | 3 | 31050 | INR
3000 | Northern Zone, Balasore | 3200 | EHT(Construction)Circle, | 3201 | EHT (Construction) Division, | N212 | Construction Sub-Division Balasore | 3000001016 | 100X150 MM R S JOIST | MISC.JOIST.A002 | ZSPR_SUP | ZSPR | MT | 0.036 | 7200 | INR
3000 | Northern Zone, Balasore | 3200 | EHT(Construction)Circle, | 3201 | EHT (Construction) Division, | N212 | Construction Sub-Division Balasore | 3000001026 | MS PLATE | MISC.MS PLATE.A001 | ZSPR_SUP | ZSPR | NOS | 1 | 1500 | INR
3000 | Northern Zone, Balasore | 3200 | EHT(Construction)Circle, | 3201 | EHT (Construction) Division, | N212 | Construction Sub-Division Balasore | 3000001044 | RAIL POLE ASSORTED | MISC.RAILPOLE.A010 | ZSPR_ACT | ZSPR | MT | 9.7 | 194000 | INR
3000 | Northern Zone, Balasore | 3200 | EHT(Construction)Circle, | 3201 | EHT (Construction) Division, | N212 | Construction Sub-Division Balasore | 3000001120 | APEX METERING PANEL | MTR.APEXPNL.A001 | ZSPR_ACT | ZSPR | NOS | 1 | 95392.38 | INR
3000 | Northern Zone, Balasore | 3200 | EHT(Construction)Circle, | 3201 | EHT (Construction) Division, | N212 | Construction Sub-Division Balasore | 3000001154 | NUTS AND BOLTS | NBW.ASRT.GINB.A001 | ZSPR_ACT | ZSPR | KG | 2696.9 | 378107.23 | INR
3000 | Northern Zone, Balasore | 3200 | EHT(Construction)Circle, | 3201 | EHT (Construction) Division, | N213 | Construction Sub-Division Bhadrak | 3000001154 | NUTS AND BOLTS | NBW.ASRT.GINB.A001 | ZSPR_ACT | ZSPR | KG | 1730 | 242547.19 | INR
3000 | Northern Zone, Balasore | 3200 | EHT(Construction)Circle, | 3201 | EHT (Construction) Division, | N212 | Construction Sub-Division Balasore | 3000001163 | ASSORTED FOUNDATION NUT & BOLT IN KG | NBW.FDN.NB.A017 | ZSPR_ACT | ZSPR | KG | 157 | 16899.01 | INR
3000 | Northern Zone, Balasore | 3200 | EHT(Construction)Circle, | 3201 | EHT (Construction) Division, | N212 | Construction Sub-Division Balasore | 3000001167 | ASSORTED FOUNDATION NUT & BOLT in Kg | NBW.FDN.NB.A022 | ZSPR_SUP | ZSPR | KG | 12 | 420 | INR
3000 | Northern Zone, Balasore | 3200 | EHT(Construction)Circle, | 3201 | EHT (Construction) Division, | N212 | Construction Sub-Division Balasore | 3000001173 | 25 X 1040 ONE END THREAD FNB | NBW.FDN.NB.C003 | ZSPR_SUP | ZSPR | NOS | 13 | 4277 | INR
3000 | Northern Zone, Balasore | 3200 | EHT(Construction)Circle, | 3201 | EHT (Construction) Division, | N212 | Construction Sub-Division Balasore | 3000001181 | 16 X 30 MM GI HALF THREAD NUT & BOLT | NBW.GINB.A005 | ZSPR_SUP | ZSPR | KG | 30.14 | 2151.69 | INR
3000 | Northern Zone, Balasore | 3200 | EHT(Construction)Circle, | 3201 | EHT (Construction) Division, | N212 | Construction Sub-Division Balasore | 3000001181 | 16 X 30 MM GI HALF THREAD NUT & BOLT | NBW.GINB.A005 | ZSPR_ACT | ZSPR | KG | 230.566 | 16460.11 | INR
3000 | Northern Zone, Balasore | 3200 | EHT(Construction)Circle, | 3201 | EHT (Construction) Division, | N212 | Construction Sub-Division Balasore | 3000001185 | 16X50MM GI HALF THREAD NUT & BOLT | NBW.GINB.A009 | ZSPR_ACT | ZSPR | KG | 1137.782 | 81226.26 | INR
3000 | Northern Zone, Balasore | 3200 | EHT(Construction)Circle, | 3201 | EHT (Construction) Division, | N212 | Construction Sub-Division Balasore | 3000001185 | 16X50MM GI HALF THREAD NUT & BOLT | NBW.GINB.A009 | ZSPR_SUP | ZSPR | KG | 100.78 | 7194.68 | INR
3000 | Northern Zone, Balasore | 3200 | EHT(Construction)Circle, | 3201 | EHT (Construction) Division, | N212 | Construction Sub-Division Balasore | 3000001186 | 16X55MM GI HALF THREAD NUT & BOLT | NBW.GINB.A010 | ZSPR_ACT | ZSPR | KG | 113.82 | 8125.61 | INR
3000 | Northern Zone, Balasore | 3200 | EHT(Construction)Circle, | 3201 | EHT (Construction) Division, | N212 | Construction Sub-Division Balasore | 3000001186 | 16X55MM GI HALF THREAD NUT & BOLT | NBW.GINB.A010 | ZSPR_SUP | ZSPR | KG | 12.23 | 873.1 | INR
3000 | Northern Zone, Balasore | 3200 | EHT(Construction)Circle, | 3201 | EHT (Construction) Division, | N212 | Construction Sub-Division Balasore | 3000001187 | 16X60MM GI HALF THREAD NUT & BOLT | NBW.GINB.A011 | ZSPR_ACT | ZSPR | KG | 583.178 | 41633.08 | INR
3000 | Northern Zone, Balasore | 3200 | EHT(Construction)Circle, | 3201 | EHT (Construction) Division, | N212 | Construction Sub-Division Balasore | 3000001187 | 16X60MM GI HALF THREAD NUT & BOLT | NBW.GINB.A011 | ZSPR_SUP | ZSPR | KG | 49.56 | 3538.09 | INR
3000 | Northern Zone, Balasore | 3200 | EHT(Construction)Circle, | 3201 | EHT (Construction) Division, | N212 | Construction Sub-Division Balasore | 3000001189 | 16X70MM GI HALF THREAD NUT & BOLT | NBW.GINB.A013 | ZSPR_SUP | ZSPR | KG | 20.37 | 1454.21 | INR
3000 | Northern Zone, Balasore | 3200 | EHT(Construction)Circle, | 3201 | EHT (Construction) Division, | N212 | Construction Sub-Division Balasore | 3000001189 | 16X70MM GI HALF THREAD NUT & BOLT | NBW.GINB.A013 | ZSPR_ACT | ZSPR | KG | 160.474 | 11456.24 | INR
3000 | Northern Zone, Balasore | 3200 | EHT(Construction)Circle, | 3201 | EHT (Construction) Division, | N212 | Construction Sub-Division Balasore | 3000001244 | 16 X 4MM THICK PACK / FLAT GI WASHER | NBW.GIWSR.A014 | ZSPR_ACT | ZSPR | KG | 196.848 | 12920.34 | INR
3000 | Northern Zone, Balasore | 3200 | EHT(Construction)Circle, | 3201 | EHT (Construction) Division, | N212 | Construction Sub-Division Balasore | 3000001244 | 16 X 4MM THICK PACK / FLAT GI WASHER | NBW.GIWSR.A014 | ZSPR_SUP | ZSPR | KG | 18.292 | 1226.87 | INR
3000 | Northern Zone, Balasore | 3200 | EHT(Construction)Circle, | 3201 | EHT (Construction) Division, | N212 | Construction Sub-Division Balasore | 3000001246 | 16 X 6MM THICK PACK / FLAT GI WASHER | NBW.GIWSR.A016 | ZSPR_ACT | ZSPR | KG | 147.069 | 9000.62 | INR
3000 | Northern Zone, Balasore | 3200 | EHT(Construction)Circle, | 3201 | EHT (Construction) Division, | N212 | Construction Sub-Division Balasore | 3000001246 | 16 X 6MM THICK PACK / FLAT GI WASHER | NBW.GIWSR.A016 | ZSPR_SUP | ZSPR | KG | 15.23 | 932.08 | INR
3000 | Northern Zone, Balasore | 3200 | EHT(Construction)Circle, | 3201 | EHT (Construction) Division, | N212 | Construction Sub-Division Balasore | 3000001247 | 16 X 8MM THICK PACK / FLAT GI WASHER | NBW.GIWSR.A017 | ZSPR_SUP | ZSPR | KG | 25.66 | 1570.39 | INR
3000 | Northern Zone, Balasore | 3200 | EHT(Construction)Circle, | 3201 | EHT (Construction) Division, | N212 | Construction Sub-Division Balasore | 3000001247 | 16 X 8MM THICK PACK / FLAT GI WASHER | NBW.GIWSR.A017 | ZSPR_ACT | ZSPR | KG | 269.955 | 16521.25 | INR
3000 | Northern Zone, Balasore | 3200 | EHT(Construction)Circle, | 3201 | EHT (Construction) Division, | N212 | Construction Sub-Division Balasore | 3000001248 | 16 X 10MM THICK PACK / FLAT GI WASHER | NBW.GIWSR.A018 | ZSPR_ACT | ZSPR | KG | 87.892 | 5378.99 | INR
3000 | Northern Zone, Balasore | 3200 | EHT(Construction)Circle, | 3201 | EHT (Construction) Division, | N212 | Construction Sub-Division Balasore | 3000001248 | 16 X 10MM THICK PACK / FLAT GI WASHER | NBW.GIWSR.A018 | ZSPR_SUP | ZSPR | KG | 8.55 | 523.26 | INR
3000 | Northern Zone, Balasore | 3200 | EHT(Construction)Circle, | 3201 | EHT (Construction) Division, | N212 | Construction Sub-Division Balasore | 3000002427 | MECHANISM BOX OF E/S OF 220KV ISOLATOR | SPR.ISO220GRP.A1 | ZSPR_ACT | ZSPR | NOS | 2 | 71897.18 | INR
3000 | Northern Zone, Balasore | 3200 | EHT(Construction)Circle, | 3201 | EHT (Construction) Division, | N212 | Construction Sub-Division Balasore | 3000003324 | COOLER FAN WITH MOTOR-63MVA Tfr | SPR.TFR63ASTM.EC15 | ZSPR_ACT | ZSPR | NOS | 2 | 6200 | INR
3000 | Northern Zone, Balasore | 3200 | EHT(Construction)Circle, | 3201 | EHT (Construction) Division, | N213 | Construction Sub-Division Bhadrak | 3000003394 | T1S 132 KV COLUMN STRUCTURE | STRS.132COLMN.A001 | ZSPR_ACT | ZSPR | MT | 1 | 76380 | INR
3000 | Northern Zone, Balasore | 3200 | EHT(Construction)Circle, | 3201 | EHT (Construction) Division, | N212 | Construction Sub-Division Balasore | 3000003395 | T4S 132 KV COLUMN STRUCTURE | STRS.132COLMN.A002 | ZSPR_ACT | ZSPR | MT | 4.354 | 276657.51 | INR
3000 | Northern Zone, Balasore | 3200 | EHT(Construction)Circle, | 3201 | EHT (Construction) Division, | N212 | Construction Sub-Division Balasore | 3000003409 | Q3 220 KV BEAM STRUCTURE | STRS.220BEAM.A002 | ZSPR_SUP | ZSPR | MT | 3.089 | 101937 | INR
3000 | Northern Zone, Balasore | 3200 | EHT(Construction)Circle, | 3201 | EHT (Construction) Division, | N212 | Construction Sub-Division Balasore | 3000003411 | BB 220 KV BEAM STRUCTURE | STRS.220BEAM.C002 | ZSPR_SUP | ZSPR | MT | 10.605 | 381780 | INR
3000 | Northern Zone, Balasore | 3200 | EHT(Construction)Circle, | 3201 | EHT (Construction) Division, | N212 | Construction Sub-Division Balasore | 3000003413 | RP1S 220 KV COLUMN STRUCTURE | STRS.220COLMN.A001 | ZSPR_SUP | ZSPR | MT | 1.71 | 56430 | INR
3000 | Northern Zone, Balasore | 3200 | EHT(Construction)Circle, | 3201 | EHT (Construction) Division, | N212 | Construction Sub-Division Balasore | 3000003443 | Substation Assorted Structure as per BoQ | STRS.ASSORTED.A001 | ZSPR_SUP | ZSPR | MT | 34.508 | 1402181.67 | INR
3000 | Northern Zone, Balasore | 3200 | EHT(Construction)Circle, | 3201 | EHT (Construction) Division, | N212 | Construction Sub-Division Balasore | 3000003483 | 132 KV ASSORTED PA TYPE TOWER | TWR.132PA.L.A002 | ZSPR_ACT | ZSPR | MT | 17.203 | 595735.28 | INR
3000 | Northern Zone, Balasore | 3200 | EHT(Construction)Circle, | 3201 | EHT (Construction) Division, | N213 | Construction Sub-Division Bhadrak | 3000003483 | 132 KV ASSORTED PA TYPE TOWER | TWR.132PA.L.A002 | ZSPR_SUP | ZSPR | MT | 2.629 | 47322 | INR
3000 | Northern Zone, Balasore | 3200 | EHT(Construction)Circle, | 3201 | EHT (Construction) Division, | N212 | Construction Sub-Division Balasore | 3000003484 | 132 KV PA TYPE STUB | TWR.132PA.STUB.A001 | ZSPR_ACT | ZSPR | MT | 2 | 35943.64 | INR
3000 | Northern Zone, Balasore | 3200 | EHT(Construction)Circle, | 3201 | EHT (Construction) Division, | N212 | Construction Sub-Division Balasore | 3000003485 | 132 KV PA TYPE TEMPLATE | TWR.132PA.TMPL.A001 | ZSPR_SUP | ZSPR | MT | 5.889 | 377535.07 | INR
3000 | Northern Zone, Balasore | 3200 | EHT(Construction)Circle, | 3201 | EHT (Construction) Division, | N212 | Construction Sub-Division Balasore | 3000003485 | 132 KV PA TYPE TEMPLATE | TWR.132PA.TMPL.A001 | ZSPR_ACT | ZSPR | MT | 0.551 | 36118.05 | INR
3000 | Northern Zone, Balasore | 3200 | EHT(Construction)Circle, | 3201 | EHT (Construction) Division, | N213 | Construction Sub-Division Bhadrak | 3000003485 | 132 KV PA TYPE TEMPLATE | TWR.132PA.TMPL.A001 | ZSPR_US | ZSPR | MT | 6.442 | 823555.46 | INR
3000 | Northern Zone, Balasore | 3200 | EHT(Construction)Circle, | 3201 | EHT (Construction) Division, | N213 | Construction Sub-Division Bhadrak | 3000003488 | 132 KV ASSORTED PB TYPE TOWER | TWR.132PB.L.A002 | ZSPR_ACT | ZSPR | MT | 4.387 | 78966 | INR
3000 | Northern Zone, Balasore | 3200 | EHT(Construction)Circle, | 3201 | EHT (Construction) Division, | N212 | Construction Sub-Division Balasore | 3000003490 | 132 KV PB TYPE TEMPLATE | TWR.132PB.TMPL.A001 | ZSPR_ACT | ZSPR | MT | 0.592 | 41788.1 | INR
3000 | Northern Zone, Balasore | 3200 | EHT(Construction)Circle, | 3201 | EHT (Construction) Division, | N213 | Construction Sub-Division Bhadrak | 3000003490 | 132 KV PB TYPE TEMPLATE | TWR.132PB.TMPL.A001 | ZSPR_US | ZSPR | MT | 1.777 | 227174.49 | INR
3000 | Northern Zone, Balasore | 3200 | EHT(Construction)Circle, | 3201 | EHT (Construction) Division, | N212 | Construction Sub-Division Balasore | 3000003490 | 132 KV PB TYPE TEMPLATE | TWR.132PB.TMPL.A001 | ZSPR_SUP | ZSPR | MT | 1.777 | 116511.19 | INR
3000 | Northern Zone, Balasore | 3200 | EHT(Construction)Circle, | 3201 | EHT (Construction) Division, | N212 | Construction Sub-Division Balasore | 3000003493 | 132 KV PC TYPE TEMPLATE | TWR.132PC.TMPL.A001 | ZSPR_ACT | ZSPR | MT | 0.856 | 56118.67 | INR
3000 | Northern Zone, Balasore | 3200 | EHT(Construction)Circle, | 3201 | EHT (Construction) Division, | N212 | Construction Sub-Division Balasore | 3000003493 | 132 KV PC TYPE TEMPLATE | TWR.132PC.TMPL.A001 | ZSPR_SUP | ZSPR | MT | 1.712 | 112237.33 | INR
3000 | Northern Zone, Balasore | 3200 | EHT(Construction)Circle, | 3201 | EHT (Construction) Division, | N213 | Construction Sub-Division Bhadrak | 3000003494 | 132 KV PC TYPE NMTL DESIGN TEMPLATE | TWR.132PC.TMPL.F001 | ZSPR_US | ZSPR | MT | 1.753 | 224106.29 | INR
3000 | Northern Zone, Balasore | 3200 | EHT(Construction)Circle, | 3201 | EHT (Construction) Division, | N212 | Construction Sub-Division Balasore | 3000003498 | 132KV UR Type Template | TWR.132R.TMPL.A001 | ZSPR_ACT | ZSPR | MT | 1.427 | 93570.79 | INR
3000 | Northern Zone, Balasore | 3200 | EHT(Construction)Circle, | 3201 | EHT (Construction) Division, | N213 | Construction Sub-Division Bhadrak | 3000003500 | 132 KV UR TYPE NMTL DESIGN TEMPLATE | TWR.132UR.TMPL.F001 | ZSPR_US | ZSPR | MT | 1.476 | 188694.17 | INR
3000 | Northern Zone, Balasore | 3200 | EHT(Construction)Circle, | 3201 | EHT (Construction) Division, | N212 | Construction Sub-Division Balasore | 3000003514 | 220 KV ASSORTED OA TYPE TOWER | TWR.220OA.L.A002 | ZSPR_ACT | ZSPR | MT | 8.472 | 723040.37 | INR
3000 | Northern Zone, Balasore | 3200 | EHT(Construction)Circle, | 3201 | EHT (Construction) Division, | N212 | Construction Sub-Division Balasore | 3000003515 | 220 KV OA TYPE STUB | TWR.220OA.STUB.A001 | ZSPR_ACT | ZSPR | MT | 0.891 | 46873.75 | INR
3000 | Northern Zone, Balasore | 3200 | EHT(Construction)Circle, | 3201 | EHT (Construction) Division, | N212 | Construction Sub-Division Balasore | 3000003516 | 220 KV OA TYPE TEMPLATE | TWR.220OA.TMPL.A001 | ZSPR_SUP | ZSPR | MT | 3.87 | 290153.53 | INR
3000 | Northern Zone, Balasore | 3200 | EHT(Construction)Circle, | 3201 | EHT (Construction) Division, | N213 | Construction Sub-Division Bhadrak | 3000003516 | 220 KV OA TYPE TEMPLATE | TWR.220OA.TMPL.A001 | ZSPR_US | ZSPR | MT | 3.474 | 296487.59 | INR
3000 | Northern Zone, Balasore | 3200 | EHT(Construction)Circle, | 3201 | EHT (Construction) Division, | N212 | Construction Sub-Division Balasore | 3000003516 | 220 KV OA TYPE TEMPLATE | TWR.220OA.TMPL.A001 | ZSPR_ACT | ZSPR | MT | 0.579 | 49414.59 | INR
3000 | Northern Zone, Balasore | 3200 | EHT(Construction)Circle, | 3201 | EHT (Construction) Division, | N212 | Construction Sub-Division Balasore | 3000003522 | 220 KV OB TYPE TEMPLATE | TWR.220OB.TMPL.A001 | ZSPR_SUP | ZSPR | MT | 0.792 | 55848.51 | INR
3000 | Northern Zone, Balasore | 3200 | EHT(Construction)Circle, | 3201 | EHT (Construction) Division, | N212 | Construction Sub-Division Balasore | 3000003522 | 220 KV OB TYPE TEMPLATE | TWR.220OB.TMPL.A001 | ZSPR_ACT | ZSPR | MT | 0.794 | 67763.7 | INR
3000 | Northern Zone, Balasore | 3200 | EHT(Construction)Circle, | 3201 | EHT (Construction) Division, | N213 | Construction Sub-Division Bhadrak | 3000003522 | 220 KV OB TYPE TEMPLATE | TWR.220OB.TMPL.A001 | ZSPR_US | ZSPR | MT | 3.176 | 271054.86 | INR
3000 | Northern Zone, Balasore | 3200 | EHT(Construction)Circle, | 3201 | EHT (Construction) Division, | N212 | Construction Sub-Division Balasore | 3000003524 | 220 KV ASSORTED OC TYPE TOWER | TWR.220OC.L.A002 | ZSPR_ACT | ZSPR | MT | 7.71 | 436316.61 | INR
3000 | Northern Zone, Balasore | 3200 | EHT(Construction)Circle, | 3201 | EHT (Construction) Division, | N212 | Construction Sub-Division Balasore | 3000003526 | 220 KV OC TYPE TEMPLATE | TWR.220OC.TMPL.A001 | ZSPR_SUP | ZSPR | MT | 1.924 | 149980.66 | INR
3000 | Northern Zone, Balasore | 3200 | EHT(Construction)Circle, | 3201 | EHT (Construction) Division, | N213 | Construction Sub-Division Bhadrak | 3000003526 | 220 KV OC TYPE TEMPLATE | TWR.220OC.TMPL.A001 | ZSPR_US | ZSPR | MT | 1.924 | 164203.26 | INR
3000 | Northern Zone, Balasore | 3200 | EHT(Construction)Circle, | 3201 | EHT (Construction) Division, | N212 | Construction Sub-Division Balasore | 3000003526 | 220 KV OC TYPE TEMPLATE | TWR.220OC.TMPL.A001 | ZSPR_ACT | ZSPR | MT | 0.962 | 82101.61 | INR
3000 | Northern Zone, Balasore | 3200 | EHT(Construction)Circle, | 3201 | EHT (Construction) Division, | N212 | Construction Sub-Division Balasore | 3000003555 | ANTICLIMBING DEVICE | TWR.ACD.A001 | ZSPR_SUP | ZSPR | SET | 603 | 748652.52 | INR
3000 | Northern Zone, Balasore | 3200 | EHT(Construction)Circle, | 3201 | EHT (Construction) Division, | N212 | Construction Sub-Division Balasore | 3000003555 | ANTICLIMBING DEVICE | TWR.ACD.A001 | ZSPR_ACT | ZSPR | SET | 20 | 142456.8 | INR
3000 | Northern Zone, Balasore | 3200 | EHT(Construction)Circle, | 3201 | EHT (Construction) Division, | N212 | Construction Sub-Division Balasore | 3000003557 | BIRD GUARD | TWR.BD.GRD.A001 | ZSPR_ACT | ZSPR | NOS | 1795 | 703294.75 | INR
3000 | Northern Zone, Balasore | 3200 | EHT(Construction)Circle, | 3201 | EHT (Construction) Division, | N212 | Construction Sub-Division Balasore | 3000003560 | DISMANTLED TOWER MEMBERS | TWR.DISMENTAL.A001 | ZSPR_SUP | ZSPR | MT | 4.023 | 92529 | INR
3000 | Northern Zone, Balasore | 3200 | EHT(Construction)Circle, | 3201 | EHT (Construction) Division, | N212 | Construction Sub-Division Balasore | 3000003561 | DANGER BOARD | TWR.DNGRBRD.A001 | ZSPR_SUP | ZSPR | NOS | 2 | 538 | INR
3000 | Northern Zone, Balasore | 3200 | EHT(Construction)Circle, | 3201 | EHT (Construction) Division, | N213 | Construction Sub-Division Bhadrak | 3000003562 | ASSORTED GI TOWER ANGLE | TWR.GI.ANGLE.A001 | ZSPR_US | ZSPR | MT | 0.457 | 15080.51 | INR
3000 | Northern Zone, Balasore | 3200 | EHT(Construction)Circle, | 3201 | EHT (Construction) Division, | N212 | Construction Sub-Division Balasore | 3000003562 | ASSORTED GI TOWER ANGLE | TWR.GI.ANGLE.A001 | ZSPR_ACT | ZSPR | MT | 0.376 | 40471.51 | INR
3000 | Northern Zone, Balasore | 3200 | EHT(Construction)Circle, | 3201 | EHT (Construction) Division, | N212 | Construction Sub-Division Balasore | 3000003578 | TOWER NUMBER PLATE | TWR.NO.PLT.A001 | ZSPR_SUP | ZSPR | NOS | 2 | 538 | INR
3000 | Northern Zone, Balasore | 3200 | EHT(Construction)Circle, | 3201 | EHT (Construction) Division, | N212 | Construction Sub-Division Balasore | 3000003579 | TOWER PHASE PLATE | TWR.PH.PLT.A001 | ZSPR_SUP | ZSPR | NOS | 1113 | 43852.2 | INR
3000 | Northern Zone, Balasore | 3200 | EHT(Construction)Circle, | 3201 | EHT (Construction) Division, | N212 | Construction Sub-Division Balasore | 3000003581 | 16X175 MM TOWER STEP BOLT | TWR.STP.BLT.A001 | ZSPR_ACT | ZSPR | KG | 745.139 | 53195.47 | INR
3000 | Northern Zone, Balasore | 3200 | EHT(Construction)Circle, | 3201 | EHT (Construction) Division, | N213 | Construction Sub-Division Bhadrak | 3000003584 | U' BOLT | TWR.UBOLT.A001 | ZSPR_ACT | ZSPR | KG | 28 | 6477.24 | INR
3000 | Northern Zone, Balasore | 3200 | EHT(Construction)Circle, | 3201 | EHT (Construction) Division, | N212 | Construction Sub-Division Balasore | 3000003620 | BIMETALIC STRIP 1FTX1FT | SPR.MISC.A006 | ZSPR_ACT | ZSPR | NOS | 28 | 11200 | INR
3000 | Northern Zone, Balasore | 3200 | EHT(Construction)Circle, | 3201 | EHT (Construction) Division, | N212 | Construction Sub-Division Balasore | 3000003635 | ALLUMINIUM PIPE | MISC.AL.PIPE.A001 | ZSPR_ACT | ZSPR | M | 84 | 33600 | INR
3000 | Northern Zone, Balasore | 3200 | EHT(Construction)Circle, | 3201 | EHT (Construction) Division, | N212 | Construction Sub-Division Balasore | 3000003644 | 2 wire Telephone | TEL.2WIRE.A001 | ZSPR_ACT | ZSPR | NOS | 8 | 41320 | INR
3000 | Northern Zone, Balasore | 3200 | EHT(Construction)Circle, | 3201 | EHT (Construction) Division, | N212 | Construction Sub-Division Balasore | 3000003644 | 2 wire Telephone | TEL.2WIRE.A001 | ZSPR_SUP | ZSPR | NOS | 1 | 790.79 | INR
3000 | Northern Zone, Balasore | 3200 | EHT(Construction)Circle, | 3201 | EHT (Construction) Division, | N212 | Construction Sub-Division Balasore | 3000003723 | Stub for 220 KV OC type tower | TWR.220OC.STUB.A001 | ZSPR_ACT | ZSPR | MT | 0.774 | 54613.7 | INR
3000 | Northern Zone, Balasore | 3200 | EHT(Construction)Circle, | 3201 | EHT (Construction) Division, | N212 | Construction Sub-Division Balasore | 4000000051 | D' SHACKLE OF DIFFERENT SIZES | TNP.DSHAKLE.A006 | ZTNP_ACT | ZTNP | NOS | 24 | 3360 | INR
3000 | Northern Zone, Balasore | 3200 | EHT(Construction)Circle, | 3201 | EHT (Construction) Division, | N212 | Construction Sub-Division Balasore | 4000000051 | D' SHACKLE OF DIFFERENT SIZES | TNP.DSHAKLE.A006 | ZTNP_SUP | ZTNP | NOS | 20 | 2800 | INR
3000 | Northern Zone, Balasore | 3200 | EHT(Construction)Circle, | 3201 | EHT (Construction) Division, | N212 | Construction Sub-Division Balasore | 4000000171 | TURN BUCKLE | TNP.TURNBUCKLE.A001 | ZTNP_ACT | ZTNP | NOS | 9 | 1450 | INR
3000 | Northern Zone, Balasore | 3200 | EHT(Construction)Circle, | 3201 | EHT (Construction) Division, | N213 | Construction Sub-Division Bhadrak | 5000000003 | SCRAP ACSR CONDUCTOR OF DIFFERENT TYPE | SCRP.COND.ACSR.A001 | ZSRP_SCRAP | ZSRP | KM | 1.14 | 0.01 | INR
3000 | Northern Zone, Balasore | 3200 | EHT(Construction)Circle, | 3201 | EHT (Construction) Division, | N213 | Construction Sub-Division Bhadrak | 5000000030 | SCRAP PORCELAIN DISC INSULATOR | SCRP.INS.POR.DISC.C001 | ZSRP_SCRAP | ZSRP | NOS | 50 | 0.05 | INR
3000 | Northern Zone, Balasore | 3200 | EHT(Construction)Circle, | 3201 | EHT (Construction) Division, | N213 | Construction Sub-Division Bhadrak | 5000000055 | Scrap tower Stub | SCRP.MISC.A060 | ZSRP_SCRAP | ZSRP | MT | 11.405 | 573947.99 | INR
3000 | Northern Zone, Balasore | 3200 | EHT(Construction)Circle, | 3201 | EHT (Construction) Division, | N213 | Construction Sub-Division Bhadrak | 5000000077 | Tfr bushings clamps different s (old) | SCRP.MISC.A176 | ZSRP_SCRAP | ZSRP | NOS | 6 | 1200 | INR
3000 | Northern Zone, Balasore | 3200 | EHT(Construction)Circle, | 3201 | EHT (Construction) Division, | N214 | Construction Sub-Division Dhamara | 5000000077 | Tfr bushings clamps different s (old) | SCRP.MISC.A176 | ZSRP_SCRAP | ZSRP | NOS | 0 | 0 | INR
3000 | Northern Zone, Balasore | 3200 | EHT(Construction)Circle, | 3202 | EHT (Construction) Division, | N222 | Construction Sub-Division Duburi | 1000000069 | 132KV CVT | CVT.132OIL.S.C003 | ZCAP_ACT | ZCAP | NOS | 1 | 112225 | INR
3000 | Northern Zone, Balasore | 3200 | EHT(Construction)Circle, | 3202 | EHT (Construction) Division, | N222 | Construction Sub-Division Duburi | 1000000131 | 216KV SURGE ARRESTER & SAS integration | SA.216MO.A005 | ZCAP_ACT | ZCAP | NOS | 6 | 494925.12 | INR
3000 | Northern Zone, Balasore | 3200 | EHT(Construction)Circle, | 3202 | EHT (Construction) Division, | N222 | Construction Sub-Division Duburi | 1000000157 | 500MVA, 400/220/132KV ICT | TFR.500ICT400H.F001 | ZCAP_ACT | ZCAP | NOS | 1 | 275955496 | INR
3000 | Northern Zone, Balasore | 3200 | EHT(Construction)Circle, | 3202 | EHT (Construction) Division, | N222 | Construction Sub-Division Duburi | 3000000143 | 2.5 SQMM 24C CONTROL CABLE | CBLE.CTRL.UAR.C024 | ZSPR_ACT | ZSPR | KM | 0.49 | 280915.86 | INR
3000 | Northern Zone, Balasore | 3200 | EHT(Construction)Circle, | 3202 | EHT (Construction) Division, | N222 | Construction Sub-Division Duburi | 3000000153 | 19CX2.5SQMM CONTROL UR CABLE | CBLE.CTRL.UAR.D019 | ZSPR_ACT | ZSPR | KM | 3.986 | 1621969.77 | INR
3000 | Northern Zone, Balasore | 3200 | EHT(Construction)Circle, | 3202 | EHT (Construction) Division, | N223 | Construction Sub-Division Turumunga | 3000001105 | 0.2s ACCURACY CLASS AEM WITH ACCESSORIES | MTR.0.2S.AEM.A001 | ZSPR_ACT | ZSPR | NOS | 2 | 202370 | INR
3000 | Northern Zone, Balasore | 3200 | EHT(Construction)Circle, | 3202 | EHT (Construction) Division, | N221 | EHT (Construction) Division, Keonjhar | 3000003877 | Online insulating oil drying system | SPR.TFR63ECE.EC10 | ZSPR_ACT | ZSPR | NOS | 1 | 884951.9 | INR
3000 | Northern Zone, Balasore | 3200 | EHT(Construction)Circle, | 3202 | EHT (Construction) Division, | N222 | Construction Sub-Division Duburi | 3000003877 | Online insulating oil drying system | SPR.TFR63ECE.EC10 | ZSPR_ACT | ZSPR | NOS | 1 | 884951.9 | INR
3000 | Northern Zone, Balasore | 3200 | EHT(Construction)Circle, | 3202 | EHT (Construction) Division, | N222 | Construction Sub-Division Duburi | 3000003878 | Nitrogen Injec Type Fire Prev & Extg Sys | SPR.TFR63ECE.EC11 | ZSPR_ACT | ZSPR | NOS | 1 | 2125613.29 | INR
4000 | Sourthern Zone, Berhampur | 4100 | EHT (O&M) Circle, Berhampur | 4102 | EHT (O&M) Division, Berhampur | S126 | 132/33 kV T/L S/S S/D Digapahandi | 1000000000 | 132KV SF6 CB with Strcture | BKR.145SF6.G.P.AI08 | ZCAP_ACT | ZCAP | NOS | 2 | 794259.07 | INR
4000 | Sourthern Zone, Berhampur | 4100 | EHT (O&M) Circle, Berhampur | 4102 | EHT (O&M) Division, Berhampur | S122 | 220/132/33 kV T/L S/S S/D Narendrapur | 1000000001 | 220KV PNEUMATIC SF6 BREAKER | BKR.220SF6.S.P.J008 | ZCAP_SH | ZCAP | NOS | 1 | 20000 | INR
4000 | Sourthern Zone, Berhampur | 4100 | EHT (O&M) Circle, Berhampur | 4102 | EHT (O&M) Division, Berhampur | S122 | 220/132/33 kV T/L S/S S/D Narendrapur | 1000000002 | 220KV SF6 CB with Structure | BKR.245SF6.S.S.K001 | ZCAP_ACT | ZCAP | NOS | 1 | 1576472 | INR
4000 | Sourthern Zone, Berhampur | 4100 | EHT (O&M) Circle, Berhampur | 4102 | EHT (O&M) Division, Berhampur | S126 | 132/33 kV T/L S/S S/D Digapahandi | 1000000004 | 36KV VCB with Structure | BKR.36VCB.G.S.F005 | ZCAP_SH | ZCAP | NOS | 2 | 10000.01 | INR
4000 | Sourthern Zone, Berhampur | 4100 | EHT (O&M) Circle, Berhampur | 4102 | EHT (O&M) Division, Berhampur | S122 | 220/132/33 kV T/L S/S S/D Narendrapur | 1000000004 | 36KV VCB with Structure | BKR.36VCB.G.S.F005 | ZCAP_SH | ZCAP | NOS | 2 | 10000.02 | INR
4000 | Sourthern Zone, Berhampur | 4100 | EHT (O&M) Circle, Berhampur | 4102 | EHT (O&M) Division, Berhampur | S124 | 132/33 kV GIS Hinjli | 1000000009 | 1CX1000Sqmm 132kV XLPE UG Cable | CBLE.XLPE.AL.AR.A002 | ZCAP_ACT | ZCAP | KM | 0.043 | 579095.62 | INR
4000 | Sourthern Zone, Berhampur | 4100 | EHT (O&M) Circle, Berhampur | 4102 | EHT (O&M) Division, Berhampur | S124 | 132/33 kV GIS Hinjli | 1000000010 | 1CX630 SQMM 33KV XLPE CABLE | CBLE.XLPE.AL.AR.A003 | ZCAP_ACT | ZCAP | KM | 0.024 | 170826.24 | INR
4000 | Sourthern Zone, Berhampur | 4100 | EHT (O&M) Circle, Berhampur | 4102 | EHT (O&M) Division, Berhampur | S124 | 132/33 kV GIS Hinjli | 1000000011 | 1CX300 SQMM 33KV XLPE CABLE | CBLE.XLPE.AL.AR.A004 | ZCAP_ACT | ZCAP | KM | 0.01 | 45489 | INR
4000 | Sourthern Zone, Berhampur | 4100 | EHT (O&M) Circle, Berhampur | 4102 | EHT (O&M) Division, Berhampur | SL23 | 132/33 kV T/L S/S S/D Berhampur _Line | 1000000013 | AAAC PANTHER EQUIVALENT CONDUCTOR | COND.AAAC.A001 | ZCAP_ACT | ZCAP | KM | 1.48 | 25507.21 | INR
4000 | Sourthern Zone, Berhampur | 4100 | EHT (O&M) Circle, Berhampur | 4102 | EHT (O&M) Division, Berhampur | S126 | 132/33 kV T/L S/S S/D Digapahandi | 1000000015 | AAAC MOOSE CONDUCTOR | COND.AAAC.A003 | ZCAP_ACT | ZCAP | KM | 0.125 | 53881.75 | INR
4000 | Sourthern Zone, Berhampur | 4100 | EHT (O&M) Circle, Berhampur | 4102 | EHT (O&M) Division, Berhampur | SL23 | 132/33 kV T/L S/S S/D Berhampur _Line | 1000000016 | ACSR PANTHER CONDUCTOR | COND.ACSR.A002 | ZCAP_ACT | ZCAP | KM | 5 | 319498.75 | INR
4000 | Sourthern Zone, Berhampur | 4100 | EHT (O&M) Circle, Berhampur | 4102 | EHT (O&M) Division, Berhampur | SL28 | 132_Chikiti line | 1000000016 | ACSR PANTHER CONDUCTOR | COND.ACSR.A002 | ZCAP_ACT | ZCAP | KM | 0.895 | 57190.28 | INR
4000 | Sourthern Zone, Berhampur | 4100 | EHT (O&M) Circle, Berhampur | 4102 | EHT (O&M) Division, Berhampur | SL22 | 220/132/33 kV T/L S/S S/D Narendrapur_Li | 1000000017 | ACSR ZEBRA CONDUCTOR | COND.ACSR.A003 | ZCAP_ACT | ZCAP | KM | 13.751 | 846311.02 | INR
4000 | Sourthern Zone, Berhampur | 4100 | EHT (O&M) Circle, Berhampur | 4102 | EHT (O&M) Division, Berhampur | SL22 | 220/132/33 kV T/L S/S S/D Narendrapur_Li | 1000000017 | ACSR ZEBRA CONDUCTOR | COND.ACSR.A003 | ZCAP_SCRAP | ZCAP | KM | 1.08 | 102308.03 | INR
4000 | Sourthern Zone, Berhampur | 4100 | EHT (O&M) Circle, Berhampur | 4102 | EHT (O&M) Division, Berhampur | S122 | 220/132/33 kV T/L S/S S/D Narendrapur | 1000000017 | ACSR ZEBRA CONDUCTOR | COND.ACSR.A003 | ZCAP_SCRAP | ZCAP | KM | 0.3 | 28418.9 | INR
4000 | Sourthern Zone, Berhampur | 4100 | EHT (O&M) Circle, Berhampur | 4102 | EHT (O&M) Division, Berhampur | SL22 | 220/132/33 kV T/L S/S S/D Narendrapur_Li | 1000000017 | ACSR ZEBRA CONDUCTOR | COND.ACSR.A003 | ZCAP_ACT | ZCAP | KM | 0.156 | 9601.09 | INR
4000 | Sourthern Zone, Berhampur | 4100 | EHT (O&M) Circle, Berhampur | 4102 | EHT (O&M) Division, Berhampur | S123 | 132/33 kV T/L S/S S/D Berhampur | 1000000017 | ACSR ZEBRA CONDUCTOR | COND.ACSR.A003 | ZCAP_ACT | ZCAP | KM | 0.08 | 4923.63 | INR
4000 | Sourthern Zone, Berhampur | 4100 | EHT (O&M) Circle, Berhampur | 4102 | EHT (O&M) Division, Berhampur | S127 | 132/33 kV T/L S/S S/D Mohana | 1000000017 | ACSR ZEBRA CONDUCTOR | COND.ACSR.A003 | ZCAP_ACT | ZCAP | KM | 0.917 | 56437.15 | INR
4000 | Sourthern Zone, Berhampur | 4100 | EHT (O&M) Circle, Berhampur | 4102 | EHT (O&M) Division, Berhampur | S124 | 132/33 kV GIS Hinjli | 1000000018 | ACSR MOOSE CONDUCTOR | COND.ACSR.A004 | ZCAP_ACT | ZCAP | KM | 0.044 | 14485.61 | INR
4000 | Sourthern Zone, Berhampur | 4100 | EHT (O&M) Circle, Berhampur | 4102 | EHT (O&M) Division, Berhampur | S122 | 220/132/33 kV T/L S/S S/D Narendrapur | 1000000018 | ACSR MOOSE CONDUCTOR | COND.ACSR.A004 | ZCAP_ACT | ZCAP | KM | 0.3 | 98765.54 | INR
4000 | Sourthern Zone, Berhampur | 4100 | EHT (O&M) Circle, Berhampur | 4102 | EHT (O&M) Division, Berhampur | S128 | 132/33 kV S/S S/D Chikiti | 1000000018 | ACSR MOOSE CONDUCTOR | COND.ACSR.A004 | ZCAP_ACT | ZCAP | KM | 1.72 | 566255.75 | INR
4000 | Sourthern Zone, Berhampur | 4100 | EHT (O&M) Circle, Berhampur | 4102 | EHT (O&M) Division, Berhampur | SL23 | 132/33 kV T/L S/S S/D Berhampur _Line | 1000000019 | ACSR LYNX CONDUCTOR | COND.ACSR.A005 | ZCAP_ACT | ZCAP | KM | 0.9 | 15018.57 | INR
4000 | Sourthern Zone, Berhampur | 4100 | EHT (O&M) Circle, Berhampur | 4102 | EHT (O&M) Division, Berhampur | SL27 | 132/33 kV T/L S/S S/D Mohana_Line | 1000000019 | ACSR LYNX CONDUCTOR | COND.ACSR.A005 | ZCAP_SH | ZCAP | KM | 0.35 | 5840.57 | INR
4000 | Sourthern Zone, Berhampur | 4100 | EHT (O&M) Circle, Berhampur | 4102 | EHT (O&M) Division, Berhampur | S127 | 132/33 kV T/L S/S S/D Mohana | 1000000019 | ACSR LYNX CONDUCTOR | COND.ACSR.A005 | ZCAP_SCRAP | ZCAP | KM | 0.15 | 0 | INR
4000 | Sourthern Zone, Berhampur | 4100 | EHT (O&M) Circle, Berhampur | 4102 | EHT (O&M) Division, Berhampur | S123 | 132/33 kV T/L S/S S/D Berhampur | 1000000022 | COPPER CONDUCTOR | COND.SPECIAL.A002 | ZCAP_ACT | ZCAP | KM | 0.02 | 2000 | INR
4000 | Sourthern Zone, Berhampur | 4100 | EHT (O&M) Circle, Berhampur | 4102 | EHT (O&M) Division, Berhampur | S126 | 132/33 kV T/L S/S S/D Digapahandi | 1000000024 | 132KV 2CORE NCTOF PRIMARY CURRENT 200A | CT.132NCT200.B001 | ZCAP_SH | ZCAP | NOS | 1 | 0.01 | INR
4000 | Sourthern Zone, Berhampur | 4100 | EHT (O&M) Circle, Berhampur | 4102 | EHT (O&M) Division, Berhampur | S126 | 132/33 kV T/L S/S S/D Digapahandi | 1000000024 | 132KV 2CORE NCTOF PRIMARY CURRENT 200A | CT.132NCT200.B001 | ZCAP_ACT | ZCAP | NOS | 1 | 212231.6 | INR
4000 | Sourthern Zone, Berhampur | 4100 | EHT (O&M) Circle, Berhampur | 4102 | EHT (O&M) Division, Berhampur | S122 | 220/132/33 kV T/L S/S S/D Narendrapur | 1000000025 | 132KV 1 CORE NCTOF PRIMARY CURRENT 800A | CT.132NCT800.C001 | ZCAP_ACT | ZCAP | NOS | 3 | 636694.8 | INR
4000 | Sourthern Zone, Berhampur | 4100 | EHT (O&M) Circle, Berhampur | 4102 | EHT (O&M) Division, Berhampur | S123 | 132/33 kV T/L S/S S/D Berhampur | 1000000028 | 36KV 1CORE NCTOF PRIMARY CURRENT 200A | CT.36NCT200.A001 | ZCAP_ACT | ZCAP | NOS | 1 | 1000 | INR
4000 | Sourthern Zone, Berhampur | 4100 | EHT (O&M) Circle, Berhampur | 4102 | EHT (O&M) Division, Berhampur | S123 | 132/33 kV T/L S/S S/D Berhampur | 1000000030 | 36KV 1CORE NCTOF PRIMARY CURRENT 400A | CT.36NCT400.A001 | ZCAP_ACT | ZCAP | NOS | 1 | 1000 | INR
4000 | Sourthern Zone, Berhampur | 4100 | EHT (O&M) Circle, Berhampur | 4102 | EHT (O&M) Division, Berhampur | S122 | 220/132/33 kV T/L S/S S/D Narendrapur | 1000000033 | 36KV 1CORE NCTOF PRIMARY CURRENT 800A | CT.36NCT800.A001 | ZCAP_ACT | ZCAP | NOS | 2 | 65000 | INR
4000 | Sourthern Zone, Berhampur | 4100 | EHT (O&M) Circle, Berhampur | 4102 | EHT (O&M) Division, Berhampur | S128 | 132/33 kV S/S S/D Chikiti | 1000000034 | 36KV 2C NCTOF RATIO 800-400-200/1-1A | CT.36NCT800.A002 | ZCAP_ACT | ZCAP | NOS | 4 | 217096 | INR
4000 | Sourthern Zone, Berhampur | 4100 | EHT (O&M) Circle, Berhampur | 4102 | EHT (O&M) Division, Berhampur | S128 | 132/33 kV S/S S/D Chikiti | 1000000045 | 132KV CT OF RATIO 400-200-100/1-1-1-1A | CT1.132OIL400.C004 | ZCAP_SH | ZCAP | NOS | 1 | 1 | INR
4000 | Sourthern Zone, Berhampur | 4100 | EHT (O&M) Circle, Berhampur | 4102 | EHT (O&M) Division, Berhampur | S122 | 220/132/33 kV T/L S/S S/D Narendrapur | 1000000045 | 132KV CT OF RATIO 400-200-100/1-1-1-1A | CT1.132OIL400.C004 | ZCAP_ACT | ZCAP | NOS | 4 | 1043433.16 | INR
4000 | Sourthern Zone, Berhampur | 4100 | EHT (O&M) Circle, Berhampur | 4102 | EHT (O&M) Division, Berhampur | S122 | 220/132/33 kV T/L S/S S/D Narendrapur | 1000000047 | 132KV CT OF RATIO 600-300-150/1-1-1A | CT1.132OIL600.C003 | ZCAP_SH | ZCAP | NOS | 2 | 88250 | INR
4000 | Sourthern Zone, Berhampur | 4100 | EHT (O&M) Circle, Berhampur | 4102 | EHT (O&M) Division, Berhampur | S127 | 132/33 kV T/L S/S S/D Mohana | 1000000047 | 132KV CT OF RATIO 600-300-150/1-1-1A | CT1.132OIL600.C003 | ZCAP_SH | ZCAP | NOS | 2 | 88250 | INR
4000 | Sourthern Zone, Berhampur | 4100 | EHT (O&M) Circle, Berhampur | 4102 | EHT (O&M) Division, Berhampur | S122 | 220/132/33 kV T/L S/S S/D Narendrapur | 1000000048 | 132KV CT -600-300-150/1-1-1-1A | CT1.132OIL600.C004 | ZCAP_ACT | ZCAP | NOS | 3 | 782574.87 | INR
4000 | Sourthern Zone, Berhampur | 4100 | EHT (O&M) Circle, Berhampur | 4102 | EHT (O&M) Division, Berhampur | S126 | 132/33 kV T/L S/S S/D Digapahandi | 1000000049 | 132KV CT OF RATIO 800-400-200/1-1-1A | CT1.132OIL800.C003 | ZCAP_ACT | ZCAP | NOS | 1 | 0.01 | INR
4000 | Sourthern Zone, Berhampur | 4100 | EHT (O&M) Circle, Berhampur | 4102 | EHT (O&M) Division, Berhampur | S122 | 220/132/33 kV T/L S/S S/D Narendrapur | 1000000051 | 132 KV CT(800-400-200/1-1-1-1A) | CT1.145OIL800.C004 | ZCAP_ACT | ZCAP | NOS | 10 | 2686623.62 | INR
4000 | Sourthern Zone, Berhampur | 4100 | EHT (O&M) Circle, Berhampur | 4102 | EHT (O&M) Division, Berhampur | S122 | 220/132/33 kV T/L S/S S/D Narendrapur | 1000000057 | 220KV CT RATIO 1200-600-300/1-1-1-1-1A | CT1.245OIL1200.C005 | ZCAP_ACT | ZCAP | NOS | 10 | 1280000 | INR
4000 | Sourthern Zone, Berhampur | 4100 | EHT (O&M) Circle, Berhampur | 4102 | EHT (O&M) Division, Berhampur | S123 | 132/33 kV T/L S/S S/D Berhampur | 1000000062 | 36KV CT OF RATIO 400-200-100/1-1-1A | CT1.36OIL400.C003 | ZCAP_SH | ZCAP | NOS | 2 | 11695.46 | INR
4000 | Sourthern Zone, Berhampur | 4100 | EHT (O&M) Circle, Berhampur | 4102 | EHT (O&M) Division, Berhampur | S126 | 132/33 kV T/L S/S S/D Digapahandi | 1000000062 | 36KV CT OF RATIO 400-200-100/1-1-1A | CT1.36OIL400.C003 | ZCAP_SH | ZCAP | NOS | 5 | 29238.63 | INR
4000 | Sourthern Zone, Berhampur | 4100 | EHT (O&M) Circle, Berhampur | 4102 | EHT (O&M) Division, Berhampur | S122 | 220/132/33 kV T/L S/S S/D Narendrapur | 1000000062 | 36KV CT OF RATIO 400-200-100/1-1-1A | CT1.36OIL400.C003 | ZCAP_SH | ZCAP | NOS | 2 | 11695.46 | INR
4000 | Sourthern Zone, Berhampur | 4100 | EHT (O&M) Circle, Berhampur | 4102 | EHT (O&M) Division, Berhampur | S122 | 220/132/33 kV T/L S/S S/D Narendrapur | 1000000063 | 36KV CT OF RATIO 600-300-150/1-1-1A | CT1.36OIL600.C003 | ZCAP_SH | ZCAP | NOS | 3 | 85275 | INR
4000 | Sourthern Zone, Berhampur | 4100 | EHT (O&M) Circle, Berhampur | 4102 | EHT (O&M) Division, Berhampur | S126 | 132/33 kV T/L S/S S/D Digapahandi | 1000000063 | 36KV CT OF RATIO 600-300-150/1-1-1A | CT1.36OIL600.C003 | ZCAP_ACT | ZCAP | NOS | 3 | 240860.46 | INR
4000 | Sourthern Zone, Berhampur | 4100 | EHT (O&M) Circle, Berhampur | 4102 | EHT (O&M) Division, Berhampur | S123 | 132/33 kV T/L S/S S/D Berhampur | 1000000066 | 33kV CT (800-400-200/1-1-1) | CT1.36OIL800.C003 | ZCAP_ACT | ZCAP | NOS | 3 | 215192.16 | INR
4000 | Sourthern Zone, Berhampur | 4100 | EHT (O&M) Circle, Berhampur | 4102 | EHT (O&M) Division, Berhampur | S128 | 132/33 kV S/S S/D Chikiti | 1000000069 | 132KV CVT | CVT.132OIL.S.C003 | ZCAP_ACT | ZCAP | NOS | 1 | 134828.54 | INR
4000 | Sourthern Zone, Berhampur | 4100 | EHT (O&M) Circle, Berhampur | 4102 | EHT (O&M) Division, Berhampur | S122 | 220/132/33 kV T/L S/S S/D Narendrapur | 1000000069 | 132KV CVT | CVT.132OIL.S.C003 | ZCAP_SCRAP | ZCAP | NOS | 1 | 17201.77 | INR
4000 | Sourthern Zone, Berhampur | 4100 | EHT (O&M) Circle, Berhampur | 4102 | EHT (O&M) Division, Berhampur | S122 | 220/132/33 kV T/L S/S S/D Narendrapur | 1000000070 | 220 KV CVT | CVT.220OIL.S.B002 | ZCAP_ACT | ZCAP | NOS | 9 | 1053000 | INR
4000 | Sourthern Zone, Berhampur | 4100 | EHT (O&M) Circle, Berhampur | 4102 | EHT (O&M) Division, Berhampur | SL22 | 220/132/33 kV T/L S/S S/D Narendrapur_Li | 1000000074 | 7/3.15 MM SIZE G.I. EARTH WIRE | EW.STEEL.A002 | ZCAP_ACT | ZCAP | KM | 0.645 | 13799.78 | INR
4000 | Sourthern Zone, Berhampur | 4100 | EHT (O&M) Circle, Berhampur | 4102 | EHT (O&M) Division, Berhampur | S127 | 132/33 kV T/L S/S S/D Mohana | 1000000079 | 132KV DI WITH DOUBLE BREAK W/O ES 1250A | ISO.132DI.DB.A003 | ZCAP_ACT | ZCAP | SET | 2 | 961524.8 | INR
4000 | Sourthern Zone, Berhampur | 4100 | EHT (O&M) Circle, Berhampur | 4102 | EHT (O&M) Division, Berhampur | S127 | 132/33 kV T/L S/S S/D Mohana | 1000000087 | 132KV SI W/o ES OF 1250A | ISO.132SI.DB.F002 | ZCAP_ACT | ZCAP | SET | 4 | 656132.8 | INR
4000 | Sourthern Zone, Berhampur | 4100 | EHT (O&M) Circle, Berhampur | 4102 | EHT (O&M) Division, Berhampur | S122 | 220/132/33 kV T/L S/S S/D Narendrapur | 1000000091 | 220KV 1600A 40KA SI WES | ISO.220SI.A002 | ZCAP_SH | ZCAP | SET | 1 | 5000 | INR
4000 | Sourthern Zone, Berhampur | 4100 | EHT (O&M) Circle, Berhampur | 4102 | EHT (O&M) Division, Berhampur | S126 | 132/33 kV T/L S/S S/D Digapahandi | 1000000109 | 33KV DI WITH DB WITH ES OF 2000A | ISO.33DI.DB.B003 | ZCAP_ACT | ZCAP | SET | 1 | 296071.45 | INR
4000 | Sourthern Zone, Berhampur | 4100 | EHT (O&M) Circle, Berhampur | 4102 | EHT (O&M) Division, Berhampur | S127 | 132/33 kV T/L S/S S/D Mohana | 1000000115 | 33 KV 2000A W/O E/S Single Isolator | ISO.33SI.DB.A005 | ZCAP_ACT | ZCAP | SET | 3 | 395910.34 | INR
4000 | Sourthern Zone, Berhampur | 4100 | EHT (O&M) Circle, Berhampur | 4102 | EHT (O&M) Division, Berhampur | S126 | 132/33 kV T/L S/S S/D Digapahandi | 1000000115 | 33 KV 2000A W/O E/S Single Isolator | ISO.33SI.DB.A005 | ZCAP_ACT | ZCAP | SET | 1 | 131970.11 | INR
4000 | Sourthern Zone, Berhampur | 4100 | EHT (O&M) Circle, Berhampur | 4102 | EHT (O&M) Division, Berhampur | S128 | 132/33 kV S/S S/D Chikiti | 1000000118 | 132KV OIL SP 2C IVT/PT | IVT.132OIL.S.B004 | ZCAP_ACT | ZCAP | NOS | 1 | 182022.47 | INR
4000 | Sourthern Zone, Berhampur | 4100 | EHT (O&M) Circle, Berhampur | 4102 | EHT (O&M) Division, Berhampur | S123 | 132/33 kV T/L S/S S/D Berhampur | 1000000118 | 132KV OIL SP 2C IVT/PT | IVT.132OIL.S.B004 | ZCAP_ACT | ZCAP | NOS | 1 | 182022.47 | INR
4000 | Sourthern Zone, Berhampur | 4100 | EHT (O&M) Circle, Berhampur | 4102 | EHT (O&M) Division, Berhampur | S122 | 220/132/33 kV T/L S/S S/D Narendrapur | 1000000120 | 220KV OIL 2C IVT/PT | IVT.220OIL.S.B003 | ZCAP_ACT | ZCAP | NOS | 3 | 351000 | INR
4000 | Sourthern Zone, Berhampur | 4100 | EHT (O&M) Circle, Berhampur | 4102 | EHT (O&M) Division, Berhampur | S122 | 220/132/33 kV T/L S/S S/D Narendrapur | 1000000121 | 36KV OIL SP 1C IVT | IVT.36OIL.S.A001 | ZCAP_ACT | ZCAP | NOS | 12 | 436128 | INR
4000 | Sourthern Zone, Berhampur | 4100 | EHT (O&M) Circle, Berhampur | 4102 | EHT (O&M) Division, Berhampur | S128 | 132/33 kV S/S S/D Chikiti | 1000000122 | 36KV 2C SP IVT/PT | IVT.36OIL.S.B003 | ZCAP_ACT | ZCAP | NOS | 1 | 39076.83 | INR
4000 | Sourthern Zone, Berhampur | 4100 | EHT (O&M) Circle, Berhampur | 4102 | EHT (O&M) Division, Berhampur | S126 | 132/33 kV T/L S/S S/D Digapahandi | 1000000125 | 82.5 KVA DG Set.(Supply, Erection, testi | MISC.DG.SET.A005 | ZCAP_ACT | ZCAP | SET | 1 | 0.01 | INR
4000 | Sourthern Zone, Berhampur | 4100 | EHT (O&M) Circle, Berhampur | 4102 | EHT (O&M) Division, Berhampur | S122 | 220/132/33 kV T/L S/S S/D Narendrapur | 1000000130 | 132KV SURGE ARRESTER OF 120 KV | SA.145MO.GL.A001 | ZCAP_ACT | ZCAP | NOS | 4 | 67218.57 | INR
4000 | Sourthern Zone, Berhampur | 4100 | EHT (O&M) Circle, Berhampur | 4102 | EHT (O&M) Division, Berhampur | S128 | 132/33 kV S/S S/D Chikiti | 1000000130 | 132KV SURGE ARRESTER OF 120 KV | SA.145MO.GL.A001 | ZCAP_ACT | ZCAP | NOS | 1 | 16804.65 | INR
4000 | Sourthern Zone, Berhampur | 4100 | EHT (O&M) Circle, Berhampur | 4102 | EHT (O&M) Division, Berhampur | S126 | 132/33 kV T/L S/S S/D Digapahandi | 1000000130 | 132KV SURGE ARRESTER OF 120 KV | SA.145MO.GL.A001 | ZCAP_ACT | ZCAP | NOS | 2 | 33609.29 | INR
4000 | Sourthern Zone, Berhampur | 4100 | EHT (O&M) Circle, Berhampur | 4102 | EHT (O&M) Division, Berhampur | S123 | 132/33 kV T/L S/S S/D Berhampur | 1000000130 | 132KV SURGE ARRESTER OF 120 KV | SA.145MO.GL.A001 | ZCAP_ACT | ZCAP | NOS | 3 | 50413.94 | INR
4000 | Sourthern Zone, Berhampur | 4100 | EHT (O&M) Circle, Berhampur | 4102 | EHT (O&M) Division, Berhampur | S127 | 132/33 kV T/L S/S S/D Mohana | 1000000130 | 132KV SURGE ARRESTER OF 120 KV | SA.145MO.GL.A001 | ZCAP_SH | ZCAP | NOS | 3 | 84313.2 | INR
4000 | Sourthern Zone, Berhampur | 4100 | EHT (O&M) Circle, Berhampur | 4102 | EHT (O&M) Division, Berhampur | S122 | 220/132/33 kV T/L S/S S/D Narendrapur | 1000000132 | 220KV MO WITH RING SURGE ARRESTER | SA.245MO.WR.A005 | ZCAP_ACT | ZCAP | NOS | 9 | 375000.03 | INR
4000 | Sourthern Zone, Berhampur | 4100 | EHT (O&M) Circle, Berhampur | 4102 | EHT (O&M) Division, Berhampur | S122 | 220/132/33 kV T/L S/S S/D Narendrapur | 1000000133 | 30KV MO SURGE ARRESTER | SA.30MO.A001 | ZCAP_ACT | ZCAP | NOS | 18 | 148044.87 | INR
4000 | Sourthern Zone, Berhampur | 4100 | EHT (O&M) Circle, Berhampur | 4102 | EHT (O&M) Division, Berhampur | S126 | 132/33 kV T/L S/S S/D Digapahandi | 1000000133 | 30KV MO SURGE ARRESTER | SA.30MO.A001 | ZCAP_ACT | ZCAP | NOS | 3 | 24674.14 | INR
4000 | Sourthern Zone, Berhampur | 4100 | EHT (O&M) Circle, Berhampur | 4102 | EHT (O&M) Division, Berhampur | S123 | 132/33 kV T/L S/S S/D Berhampur | 1000000134 | 36KV MO W/O SURGE ARRESTER | SA.36MO.WOR.A001 | ZCAP_ACT | ZCAP | NOS | 4 | 46817.4 | INR
4000 | Sourthern Zone, Berhampur | 4100 | EHT (O&M) Circle, Berhampur | 4102 | EHT (O&M) Division, Berhampur | S128 | 132/33 kV S/S S/D Chikiti | 1000000134 | 36KV MO W/O SURGE ARRESTER | SA.36MO.WOR.A001 | ZCAP_ACT | ZCAP | NOS | 2 | 23408.7 | INR
4000 | Sourthern Zone, Berhampur | 4100 | EHT (O&M) Circle, Berhampur | 4102 | EHT (O&M) Division, Berhampur | S124 | 132/33 kV GIS Hinjli | 1000000136 | Pipe Type structure (GI) Template | STRS.132TMPL.A008 | ZCAP_ACT | ZCAP | MT | 1.29 | 145482.74 | INR
4000 | Sourthern Zone, Berhampur | 4100 | EHT (O&M) Circle, Berhampur | 4102 | EHT (O&M) Division, Berhampur | S122 | 220/132/33 kV T/L S/S S/D Narendrapur | 1000000158 | 500KVA 33/0.433KV Station Tfr | TFR.500ST33H.A003 | ZCAP_ACT | ZCAP | NOS | 2 | 120000 | INR
4000 | Sourthern Zone, Berhampur | 4100 | EHT (O&M) Circle, Berhampur | 4102 | EHT (O&M) Division, Berhampur | SL28 | 132_Chikiti line | 1000000189 | 132 KV PA TYPE TOWER MEMBER | TWR.132PA.L.A003 | ZCAP_ACT | ZCAP | MT | 19.595 | 1824003.71 | INR
4000 | Sourthern Zone, Berhampur | 4100 | EHT (O&M) Circle, Berhampur | 4102 | EHT (O&M) Division, Berhampur | SL28 | 132_Chikiti line | 1000000191 | 132 KV PA+3 EXTENSION TYPE TOWER MEMBER | TWR.132PA+3.L.A002 | ZCAP_ACT | ZCAP | MT | 3.53 | 312112.33 | INR
4000 | Sourthern Zone, Berhampur | 4100 | EHT (O&M) Circle, Berhampur | 4102 | EHT (O&M) Division, Berhampur | S122 | 220/132/33 kV T/L S/S S/D Narendrapur | 1000000193 | 132 KV PB TYPE TOWER | TWR.132PB.L.A001 | ZCAP_ACT | ZCAP | MT | 5.1 | 45000 | INR
4000 | Sourthern Zone, Berhampur | 4100 | EHT (O&M) Circle, Berhampur | 4102 | EHT (O&M) Division, Berhampur | SL28 | 132_Chikiti line | 1000000197 | 132 KV PC TYPE TOWER | TWR.132PC.L.A001 | ZCAP_ACT | ZCAP | MT | 2.63 | 234949.65 | INR
4000 | Sourthern Zone, Berhampur | 4100 | EHT (O&M) Circle, Berhampur | 4102 | EHT (O&M) Division, Berhampur | SL28 | 132_Chikiti line | 1000000197 | 132 KV PC TYPE TOWER | TWR.132PC.L.A001 | ZCAP_ACT | ZCAP | MT | 10.702 | 956057.48 | INR
4000 | Sourthern Zone, Berhampur | 4100 | EHT (O&M) Circle, Berhampur | 4102 | EHT (O&M) Division, Berhampur | SL28 | 132_Chikiti line | 1000000204 | 220KV UR+6 EXTN. TOWER FOR TYPE NMTL | TWR.132UR+6.L.F001 | ZCAP_ACT | ZCAP | MT | 4.148 | 386117.24 | INR
4000 | Sourthern Zone, Berhampur | 4100 | EHT (O&M) Circle, Berhampur | 4102 | EHT (O&M) Division, Berhampur | SL22 | 220/132/33 kV T/L S/S S/D Narendrapur_Li | 1000000207 | 220 KV ASSORTED DA EMC DESIGN TOWER | TWR.220DA.L.B002 | ZCAP_ACT | ZCAP | MT | 13.94 | 836400 | INR
4000 | Sourthern Zone, Berhampur | 4100 | EHT (O&M) Circle, Berhampur | 4102 | EHT (O&M) Division, Berhampur | SL22 | 220/132/33 kV T/L S/S S/D Narendrapur_Li | 1000000220 | 220KV DD Type Normal Tower | TWR.220DD.L.B001 | ZCAP_ACT | ZCAP | MT | 17.726 | 1063560 | INR
4000 | Sourthern Zone, Berhampur | 4100 | EHT (O&M) Circle, Berhampur | 4102 | EHT (O&M) Division, Berhampur | SL22 | 220/132/33 kV T/L S/S S/D Narendrapur_Li | 1000000234 | 220 KV OA+3 EXTN TOWER | TWR.220OA+3.L.A002 | ZCAP_ACT | ZCAP | MT | 1.496 | 89760 | INR
4000 | Sourthern Zone, Berhampur | 4100 | EHT (O&M) Circle, Berhampur | 4102 | EHT (O&M) Division, Berhampur | SL22 | 220/132/33 kV T/L S/S S/D Narendrapur_Li | 1000000236 | 220 KV OB type Tower with stub & cleat | TWR.220OB.L.A003 | ZCAP_ACT | ZCAP | MT | 6.428 | 646620.87 | INR
4000 | Sourthern Zone, Berhampur | 4100 | EHT (O&M) Circle, Berhampur | 4102 | EHT (O&M) Division, Berhampur | S122 | 220/132/33 kV T/L S/S S/D Narendrapur | 1000000236 | 220 KV OB type Tower with stub & cleat | TWR.220OB.L.A003 | ZCAP_ACT | ZCAP | MT | 0.876 | 88120.7 | INR
4000 | Sourthern Zone, Berhampur | 4100 | EHT (O&M) Circle, Berhampur | 4102 | EHT (O&M) Division, Berhampur | SL22 | 220/132/33 kV T/L S/S S/D Narendrapur_Li | 1000000237 | Stub & Cleat for 220KV OB Type Tower. | TWR.220OB.STUB.A001 | ZCAP_ACT | ZCAP | MT | 0.436 | 26160 | INR
4000 | Sourthern Zone, Berhampur | 4100 | EHT (O&M) Circle, Berhampur | 4102 | EHT (O&M) Division, Berhampur | S127 | 132/33 kV T/L S/S S/D Mohana | 2000000010 | SULPHURIC ACID | CNSM.H2SO4.A001 | ZCON_SH | ZCON | L | 5 | 0.05 | INR
4000 | Sourthern Zone, Berhampur | 4100 | EHT (O&M) Circle, Berhampur | 4102 | EHT (O&M) Division, Berhampur | S123 | 132/33 kV T/L S/S S/D Berhampur | 2000000019 | Aluminium Paint | CNSM.PAINT.A007 | ZCON_ACT | ZCON | L | 1 | 350 | INR
4000 | Sourthern Zone, Berhampur | 4100 | EHT (O&M) Circle, Berhampur | 4102 | EHT (O&M) Division, Berhampur | S127 | 132/33 kV T/L S/S S/D Mohana | 2000000052 | GI SOCKET OF SIZE 2 INCH &1/2 INCH (65M | CVL.GI.SCKT.A003 | ZCON_ACT | ZCON | NOS | 8 | 176 | INR
4000 | Sourthern Zone, Berhampur | 4100 | EHT (O&M) Circle, Berhampur | 4102 | EHT (O&M) Division, Berhampur | SL27 | 132/33 kV T/L S/S S/D Mohana_Line | 2000000055 | GI UNION OF SIZE 1 INCH (25MM) | CVL.GI.UNION.A003 | ZCON_SH | ZCON | NOS | 8 | 160 | INR
4000 | Sourthern Zone, Berhampur | 4100 | EHT (O&M) Circle, Berhampur | 4102 | EHT (O&M) Division, Berhampur | S122 | 220/132/33 kV T/L S/S S/D Narendrapur | 2000000069 | PVC TEE OF DIFFERENT SIZE | CVL.PVC.TEE.A010 | ZCON_SCRAP | ZCON | NOS | 15 | 750 | INR
4000 | Sourthern Zone, Berhampur | 4100 | EHT (O&M) Circle, Berhampur | 4102 | EHT (O&M) Division, Berhampur | S123 | 132/33 kV T/L S/S S/D Berhampur | 2000000071 | RADIALVALVE | CVL.RDLVLV.A001 | ZCON_ACT | ZCON | NOS | 26 | 1430 | INR
4000 | Sourthern Zone, Berhampur | 4100 | EHT (O&M) Circle, Berhampur | 4102 | EHT (O&M) Division, Berhampur | S126 | 132/33 kV T/L S/S S/D Digapahandi | 2000000079 | 1.5 SQMM FMS PVC CU WIRE (BLACK) | ILWR.C.WIRE.M.D009 | ZCON_ACT | ZCON | M | 396 | 73691.64 | INR
4000 | Sourthern Zone, Berhampur | 4100 | EHT (O&M) Circle, Berhampur | 4102 | EHT (O&M) Division, Berhampur | S126 | 132/33 kV T/L S/S S/D Digapahandi | 2000000089 | LED STREET LIGHT FITTING | ILWR.FL.FT.A001 | ZCON_ACT | ZCON | NOS | 5 | 56822.9 | INR
4000 | Sourthern Zone, Berhampur | 4100 | EHT (O&M) Circle, Berhampur | 4102 | EHT (O&M) Division, Berhampur | S124 | 132/33 kV GIS Hinjli | 2000000089 | LED STREET LIGHT FITTING | ILWR.FL.FT.A001 | ZCON_ACT | ZCON | NOS | 7 | 79552.06 | INR
4000 | Sourthern Zone, Berhampur | 4100 | EHT (O&M) Circle, Berhampur | 4102 | EHT (O&M) Division, Berhampur | S126 | 132/33 kV T/L S/S S/D Digapahandi | 2000000096 | HRC FUSE OF DIFFERENT RATINGS | ILWR.FUSE.B001 | ZCON_ACT | ZCON | NOS | 3 | 118.02 | INR
4000 | Sourthern Zone, Berhampur | 4100 | EHT (O&M) Circle, Berhampur | 4102 | EHT (O&M) Division, Berhampur | S126 | 132/33 kV T/L S/S S/D Digapahandi | 2000000097 | HRC FUSE 4A | ILWR.FUSE.B002 | ZCON_ACT | ZCON | NOS | 8 | 314.4 | INR
4000 | Sourthern Zone, Berhampur | 4100 | EHT (O&M) Circle, Berhampur | 4102 | EHT (O&M) Division, Berhampur | S126 | 132/33 kV T/L S/S S/D Digapahandi | 2000000098 | HRC FUSE 6A | ILWR.FUSE.B003 | ZCON_ACT | ZCON | NOS | 2 | 53.02 | INR
4000 | Sourthern Zone, Berhampur | 4100 | EHT (O&M) Circle, Berhampur | 4102 | EHT (O&M) Division, Berhampur | S126 | 132/33 kV T/L S/S S/D Digapahandi | 2000000099 | HRC FUSE 10A | ILWR.FUSE.B004 | ZCON_ACT | ZCON | NOS | 5 | 442.8 | INR
4000 | Sourthern Zone, Berhampur | 4100 | EHT (O&M) Circle, Berhampur | 4102 | EHT (O&M) Division, Berhampur | S126 | 132/33 kV T/L S/S S/D Digapahandi | 2000000100 | HRC FUSE 32A | ILWR.FUSE.B005 | ZCON_ACT | ZCON | NOS | 11 | 990 | INR
4000 | Sourthern Zone, Berhampur | 4100 | EHT (O&M) Circle, Berhampur | 4102 | EHT (O&M) Division, Berhampur | S126 | 132/33 kV T/L S/S S/D Digapahandi | 2000000101 | HRC FUSE 16A | ILWR.FUSE.B006 | ZCON_ACT | ZCON | NOS | 16 | 437.28 | INR
4000 | Sourthern Zone, Berhampur | 4100 | EHT (O&M) Circle, Berhampur | 4102 | EHT (O&M) Division, Berhampur | S126 | 132/33 kV T/L S/S S/D Digapahandi | 2000000106 | HRC FUSE 50 AMP | ILWR.FUSE.B016 | ZCON_ACT | ZCON | NOS | 6 | 540 | INR
4000 | Sourthern Zone, Berhampur | 4100 | EHT (O&M) Circle, Berhampur | 4102 | EHT (O&M) Division, Berhampur | S126 | 132/33 kV T/L S/S S/D Digapahandi | 2000000112 | FUSE 100 AMP | ILWR.FUSE.G002 | ZCON_ACT | ZCON | NOS | 8 | 7000 | INR
4000 | Sourthern Zone, Berhampur | 4100 | EHT (O&M) Circle, Berhampur | 4102 | EHT (O&M) Division, Berhampur | S128 | 132/33 kV S/S S/D Chikiti | 2000000157 | SS SY LIGHTING FIXTURES & LAMPS | ILWR.LED.FT.A003 | ZCON_ACT | ZCON | NOS | 4 | 335333.88 | INR
4000 | Sourthern Zone, Berhampur | 4100 | EHT (O&M) Circle, Berhampur | 4102 | EHT (O&M) Division, Berhampur | S126 | 132/33 kV T/L S/S S/D Digapahandi | 2000000175 | 63A Tripple Pole (TP) MCB | ILWR.MCB.C004 | ZCON_ACT | ZCON | NOS | 2 | 0.02 | INR
4000 | Sourthern Zone, Berhampur | 4100 | EHT (O&M) Circle, Berhampur | 4102 | EHT (O&M) Division, Berhampur | S126 | 132/33 kV T/L S/S S/D Digapahandi | 2000000177 | 4 Pole, 16Amp. MCB | ILWR.MCB.D001 | ZCON_ACT | ZCON | NOS | 1 | 0.01 | INR
4000 | Sourthern Zone, Berhampur | 4100 | EHT (O&M) Circle, Berhampur | 4102 | EHT (O&M) Division, Berhampur | S126 | 132/33 kV T/L S/S S/D Digapahandi | 2000000185 | 32A 4Pole MCCB | ILWR.MCCB.B003 | ZCON_ACT | ZCON | NOS | 2 | 0.02 | INR
4000 | Sourthern Zone, Berhampur | 4100 | EHT (O&M) Circle, Berhampur | 4102 | EHT (O&M) Division, Berhampur | S126 | 132/33 kV T/L S/S S/D Digapahandi | 2000000203 | LIGHT FIXTURES TUBE LIGHT D FITTING | ILWR.TL.FT.D.A001 | ZCON_SH | ZCON | NOS | 4 | 1000 | INR
4000 | Sourthern Zone, Berhampur | 4100 | EHT (O&M) Circle, Berhampur | 4102 | EHT (O&M) Division, Berhampur | S122 | 220/132/33 kV T/L S/S S/D Narendrapur | 2000000214 | 8MM GASKET CORK | MISC.GASKET.C.A003 | ZCON_SCRAP | ZCON | NOS | 2 | 80 | INR
4000 | Sourthern Zone, Berhampur | 4100 | EHT (O&M) Circle, Berhampur | 4102 | EHT (O&M) Division, Berhampur | S122 | 220/132/33 kV T/L S/S S/D Narendrapur | 2000000215 | 10MM GASKET CORK | MISC.GASKET.C.A004 | ZCON_SCRAP | ZCON | NOS | 4 | 200 | INR
4000 | Sourthern Zone, Berhampur | 4100 | EHT (O&M) Circle, Berhampur | 4102 | EHT (O&M) Division, Berhampur | S122 | 220/132/33 kV T/L S/S S/D Narendrapur | 2000000228 | GI BINDING WIRE | MISC.GI.BNDGWIRE.A001 | ZCON_SCRAP | ZCON | KG | 2.5 | 25 | INR
4000 | Sourthern Zone, Berhampur | 4100 | EHT (O&M) Circle, Berhampur | 4102 | EHT (O&M) Division, Berhampur | S122 | 220/132/33 kV T/L S/S S/D Narendrapur | 2000000231 | HAND GLOVES STORAGE BAG | MISC.GLOVES.B001 | ZCON_SH | ZCON | PAA | 2 | 50 | INR
4000 | Sourthern Zone, Berhampur | 4100 | EHT (O&M) Circle, Berhampur | 4102 | EHT (O&M) Division, Berhampur | S124 | 132/33 kV GIS Hinjli | 2000000246 | BEST QUALITY INSULATING MAT | MISC.RUBBERMAT.A001 | ZCON_ACT | ZCON | NOS | 11 | 40679.32 | INR
4000 | Sourthern Zone, Berhampur | 4100 | EHT (O&M) Circle, Berhampur | 4102 | EHT (O&M) Division, Berhampur | S122 | 220/132/33 kV T/L S/S S/D Narendrapur | 2000000256 | MS PIPE | MISC.MS.PIPE.A001 | ZCON_SCRAP | ZCON | M | 30 | 744.9 | INR
4000 | Sourthern Zone, Berhampur | 4100 | EHT (O&M) Circle, Berhampur | 4102 | EHT (O&M) Division, Berhampur | S122 | 220/132/33 kV T/L S/S S/D Narendrapur | 3000000003 | 220V 330AH BATTERY CHARGER | BAT.220CHRG.T.C011 | ZSPR_ACT | ZSPR | SET | 2 | 915183.56 | INR
4000 | Sourthern Zone, Berhampur | 4100 | EHT (O&M) Circle, Berhampur | 4102 | EHT (O&M) Division, Berhampur | S123 | 132/33 kV T/L S/S S/D Berhampur | 3000000010 | BATTERY CHARGER WITH SMPS ADOPTER | BAT.SMPS.CHRG.A001 | ZSPR_ACT | ZSPR | SET | 2 | 787 | INR
4000 | Sourthern Zone, Berhampur | 4100 | EHT (O&M) Circle, Berhampur | 4102 | EHT (O&M) Division, Berhampur | S123 | 132/33 kV T/L S/S S/D Berhampur | 3000000060 | LV BUSHING W/O ROD FOR 40MVA AREVA Tfr | BUSH.33ARVA.BB06 | ZSPR_ACT | ZSPR | NOS | 1 | 13752.5 | INR
4000 | Sourthern Zone, Berhampur | 4100 | EHT (O&M) Circle, Berhampur | 4102 | EHT (O&M) Division, Berhampur | S123 | 132/33 kV T/L S/S S/D Berhampur | 3000000063 | N BUSHING W/O ROD FOR 40MVA AREVA Tfr | BUSH.33ARVA.BD06 | ZSPR_ACT | ZSPR | NOS | 1 | 12527.5 | INR
4000 | Sourthern Zone, Berhampur | 4100 | EHT (O&M) Circle, Berhampur | 4102 | EHT (O&M) Division, Berhampur | S123 | 132/33 kV T/L S/S S/D Berhampur | 3000000069 | BUSHING W/O ROD BHEL 40MVA Tfr | BUSH.33BHEL.BB06 | ZSPR_ACT | ZSPR | NOS | 1 | 10 | INR
4000 | Sourthern Zone, Berhampur | 4100 | EHT (O&M) Circle, Berhampur | 4102 | EHT (O&M) Division, Berhampur | S122 | 220/132/33 kV T/L S/S S/D Narendrapur | 3000000107 | 2.5SQMM 4C CONTROL CABLE | CBLE.CTRL.AR.C004 | ZSPR_ACT | ZSPR | KM | 13.402 | 1231139.97 | INR
4000 | Sourthern Zone, Berhampur | 4100 | EHT (O&M) Circle, Berhampur | 4102 | EHT (O&M) Division, Berhampur | S126 | 132/33 kV T/L S/S S/D Digapahandi | 3000000107 | 2.5SQMM 4C CONTROL CABLE | CBLE.CTRL.AR.C004 | ZSPR_ACT | ZSPR | KM | 0.2 | 18372.48 | INR
4000 | Sourthern Zone, Berhampur | 4100 | EHT (O&M) Circle, Berhampur | 4102 | EHT (O&M) Division, Berhampur | S122 | 220/132/33 kV T/L S/S S/D Narendrapur | 3000000111 | 2.5SQMM 12C CONTROL CABLE | CBLE.CTRL.AR.C012 | ZSPR_ACT | ZSPR | KM | 1.397 | 289837.71 | INR
4000 | Sourthern Zone, Berhampur | 4100 | EHT (O&M) Circle, Berhampur | 4102 | EHT (O&M) Division, Berhampur | S122 | 220/132/33 kV T/L S/S S/D Narendrapur | 3000000111 | 2.5SQMM 12C CONTROL CABLE | CBLE.CTRL.AR.C012 | ZSPR_ACT | ZSPR | KM | 3.595 | 745860.09 | INR
4000 | Sourthern Zone, Berhampur | 4100 | EHT (O&M) Circle, Berhampur | 4102 | EHT (O&M) Division, Berhampur | S124 | 132/33 kV GIS Hinjli | 3000000122 | 2.5sq.mm Control cable 10core | CBLE.CTRL.AR.D010 | ZSPR_ACT | ZSPR | KM | 0.058 | 12045.44 | INR
4000 | Sourthern Zone, Berhampur | 4100 | EHT (O&M) Circle, Berhampur | 4102 | EHT (O&M) Division, Berhampur | S124 | 132/33 kV GIS Hinjli | 3000000123 | 2.5 SQMM 12C CONTROL CABLE CU | CBLE.CTRL.AR.D012 | ZSPR_ACT | ZSPR | KM | 0.024 | 5890.56 | INR
4000 | Sourthern Zone, Berhampur | 4100 | EHT (O&M) Circle, Berhampur | 4102 | EHT (O&M) Division, Berhampur | S124 | 132/33 kV GIS Hinjli | 3000000135 | 2.5 SQMM 4C CONTROL CABLE | CBLE.CTRL.UAR.C004 | ZSPR_ACT | ZSPR | KM | 0.305 | 30591.5 | INR
4000 | Sourthern Zone, Berhampur | 4100 | EHT (O&M) Circle, Berhampur | 4102 | EHT (O&M) Division, Berhampur | S122 | 220/132/33 kV T/L S/S S/D Narendrapur | 3000000137 | 2.5 SQMM 7C UR CONTROL CABLE | CBLE.CTRL.UAR.C007 | ZSPR_SCRAP | ZSPR | KM | 1.053 | 52650 | INR
4000 | Sourthern Zone, Berhampur | 4100 | EHT (O&M) Circle, Berhampur | 4102 | EHT (O&M) Division, Berhampur | S122 | 220/132/33 kV T/L S/S S/D Narendrapur | 3000000139 | 2.5 SQMM 10C CONTROL CABLE | CBLE.CTRL.UAR.C010 | ZSPR_ACT | ZSPR | KM | 7.517 | 1631895.36 | INR
4000 | Sourthern Zone, Berhampur | 4100 | EHT (O&M) Circle, Berhampur | 4102 | EHT (O&M) Division, Berhampur | S128 | 132/33 kV S/S S/D Chikiti | 3000000140 | 2.5 SQMM 12C CONTROL CABLE | CBLE.CTRL.UAR.C012 | ZSPR_ACT | ZSPR | KM | 0.058 | 20040.68 | INR
4000 | Sourthern Zone, Berhampur | 4100 | EHT (O&M) Circle, Berhampur | 4102 | EHT (O&M) Division, Berhampur | S126 | 132/33 kV T/L S/S S/D Digapahandi | 3000000140 | 2.5 SQMM 12C CONTROL CABLE | CBLE.CTRL.UAR.C012 | ZSPR_ACT | ZSPR | KM | 0.861 | 297500.42 | INR
4000 | Sourthern Zone, Berhampur | 4100 | EHT (O&M) Circle, Berhampur | 4102 | EHT (O&M) Division, Berhampur | S123 | 132/33 kV T/L S/S S/D Berhampur | 3000000144 | 12C X 2.5SQMM CONTROL UNARMOURED CABLE | CBLE.CTRL.UAR.D0012 | ZSPR_ACT | ZSPR | KM | 0.4 | 21984 | INR
4000 | Sourthern Zone, Berhampur | 4100 | EHT (O&M) Circle, Berhampur | 4102 | EHT (O&M) Division, Berhampur | S122 | 220/132/33 kV T/L S/S S/D Narendrapur | 3000000145 | 2C X 2.5SQMM CONTROL UNARMOURED CABLE | CBLE.CTRL.UAR.D002 | ZSPR_ACT | ZSPR | KM | 0.8 | 89742.4 | INR
4000 | Sourthern Zone, Berhampur | 4100 | EHT (O&M) Circle, Berhampur | 4102 | EHT (O&M) Division, Berhampur | S128 | 132/33 kV S/S S/D Chikiti | 3000000146 | 3C X 2.5SQMM CONTROL UNARMOURED CABLE | CBLE.CTRL.UAR.D003 | ZSPR_ACT | ZSPR | KM | 0.243 | 12150 | INR
4000 | Sourthern Zone, Berhampur | 4100 | EHT (O&M) Circle, Berhampur | 4102 | EHT (O&M) Division, Berhampur | S127 | 132/33 kV T/L S/S S/D Mohana | 3000000147 | 2.5sq.mm Control cable 4 Core | CBLE.CTRL.UAR.D004 | ZSPR_ACT | ZSPR | KM | 0.6 | 70305.43 | INR
4000 | Sourthern Zone, Berhampur | 4100 | EHT (O&M) Circle, Berhampur | 4102 | EHT (O&M) Division, Berhampur | S123 | 132/33 kV T/L S/S S/D Berhampur | 3000000147 | 2.5sq.mm Control cable 4 Core | CBLE.CTRL.UAR.D004 | ZSPR_ACT | ZSPR | KM | 0.11 | 12889.33 | INR
4000 | Sourthern Zone, Berhampur | 4100 | EHT (O&M) Circle, Berhampur | 4102 | EHT (O&M) Division, Berhampur | S128 | 132/33 kV S/S S/D Chikiti | 3000000147 | 2.5sq.mm Control cable 4 Core | CBLE.CTRL.UAR.D004 | ZSPR_ACT | ZSPR | KM | 0.7 | 82022.99 | INR
4000 | Sourthern Zone, Berhampur | 4100 | EHT (O&M) Circle, Berhampur | 4102 | EHT (O&M) Division, Berhampur | S128 | 132/33 kV S/S S/D Chikiti | 3000000148 | 5C X 2.5SQMM CONTROL UNARMOURED CABLE | CBLE.CTRL.UAR.D005 | ZSPR_ACT | ZSPR | KM | 0.01 | 1651.5 | INR
4000 | Sourthern Zone, Berhampur | 4100 | EHT (O&M) Circle, Berhampur | 4102 | EHT (O&M) Division, Berhampur | S128 | 132/33 kV S/S S/D Chikiti | 3000000149 | 7C X 2.5SQMM CONTROL UNARMOURED CABLE | CBLE.CTRL.UAR.D007 | ZSPR_ACT | ZSPR | KM | 1.084 | 209191.75 | INR
4000 | Sourthern Zone, Berhampur | 4100 | EHT (O&M) Circle, Berhampur | 4102 | EHT (O&M) Division, Berhampur | S122 | 220/132/33 kV T/L S/S S/D Narendrapur | 3000000149 | 7C X 2.5SQMM CONTROL UNARMOURED CABLE | CBLE.CTRL.UAR.D007 | ZSPR_ACT | ZSPR | KM | 1.497 | 288893.04 | INR
4000 | Sourthern Zone, Berhampur | 4100 | EHT (O&M) Circle, Berhampur | 4102 | EHT (O&M) Division, Berhampur | S123 | 132/33 kV T/L S/S S/D Berhampur | 3000000150 | 9C X 2.5SQMM CONTROL UNARMOURED CABLE | CBLE.CTRL.UAR.D009 | ZSPR_ACT | ZSPR | KM | 0.08 | 5208 | INR
4000 | Sourthern Zone, Berhampur | 4100 | EHT (O&M) Circle, Berhampur | 4102 | EHT (O&M) Division, Berhampur | S122 | 220/132/33 kV T/L S/S S/D Narendrapur | 3000000150 | 9C X 2.5SQMM CONTROL UNARMOURED CABLE | CBLE.CTRL.UAR.D009 | ZSPR_ACT | ZSPR | KM | 5.993 | 390144.3 | INR
4000 | Sourthern Zone, Berhampur | 4100 | EHT (O&M) Circle, Berhampur | 4102 | EHT (O&M) Division, Berhampur | S128 | 132/33 kV S/S S/D Chikiti | 3000000151 | 2.5 SQMM MSTRAND 10C AR CCABLE | CBLE.CTRL.UAR.D010 | ZSPR_ACT | ZSPR | KM | 2.386 | 708260.24 | INR
4000 | Sourthern Zone, Berhampur | 4100 | EHT (O&M) Circle, Berhampur | 4102 | EHT (O&M) Division, Berhampur | S122 | 220/132/33 kV T/L S/S S/D Narendrapur | 3000000153 | 19CX2.5SQMM CONTROL UR CABLE | CBLE.CTRL.UAR.D019 | ZSPR_ACT | ZSPR | KM | 2.182 | 1366331.87 | INR
4000 | Sourthern Zone, Berhampur | 4100 | EHT (O&M) Circle, Berhampur | 4102 | EHT (O&M) Division, Berhampur | S123 | 132/33 kV T/L S/S S/D Berhampur | 3000000153 | 19CX2.5SQMM CONTROL UR CABLE | CBLE.CTRL.UAR.D019 | ZSPR_ACT | ZSPR | KM | 0.21 | 131498.48 | INR
4000 | Sourthern Zone, Berhampur | 4100 | EHT (O&M) Circle, Berhampur | 4102 | EHT (O&M) Division, Berhampur | S128 | 132/33 kV S/S S/D Chikiti | 3000000153 | 19CX2.5SQMM CONTROL UR CABLE | CBLE.CTRL.UAR.D019 | ZSPR_ACT | ZSPR | KM | 1.633 | 1022557.25 | INR
4000 | Sourthern Zone, Berhampur | 4100 | EHT (O&M) Circle, Berhampur | 4102 | EHT (O&M) Division, Berhampur | S126 | 132/33 kV T/L S/S S/D Digapahandi | 3000000155 | 4 SQMM 1 C CONTROL CABLE | CBLE.CTRL.UAR.E001 | ZSPR_ACT | ZSPR | KM | 0.2 | 54246 | INR
4000 | Sourthern Zone, Berhampur | 4100 | EHT (O&M) Circle, Berhampur | 4102 | EHT (O&M) Division, Berhampur | S122 | 220/132/33 kV T/L S/S S/D Narendrapur | 3000000160 | 2.5SQMM (A TO Z) CABLE FERRULE IN PKT | CBLE.FERRULE.A003 | ZSPR_SCRAP | ZSPR | NOS | 9 | 9 | INR
4000 | Sourthern Zone, Berhampur | 4100 | EHT (O&M) Circle, Berhampur | 4102 | EHT (O&M) Division, Berhampur | S122 | 220/132/33 kV T/L S/S S/D Narendrapur | 3000000167 | 15/16 SQ.MM CABLE GLAND | CBLE.GLAND.A010 | ZSPR_SCRAP | ZSPR | NOS | 23 | 64.4 | INR
4000 | Sourthern Zone, Berhampur | 4100 | EHT (O&M) Circle, Berhampur | 4102 | EHT (O&M) Division, Berhampur | S128 | 132/33 kV S/S S/D Chikiti | 3000000186 | 1Cx120SQMM AL POWER CABLE | CBLE.PWR.AL.AR.A008 | ZSPR_ACT | ZSPR | KM | 0.579 | 482543.54 | INR
4000 | Sourthern Zone, Berhampur | 4100 | EHT (O&M) Circle, Berhampur | 4102 | EHT (O&M) Division, Berhampur | S124 | 132/33 kV GIS Hinjli | 3000000186 | 1Cx120SQMM AL POWER CABLE | CBLE.PWR.AL.AR.A008 | ZSPR_ACT | ZSPR | KM | 0.562 | 468375.6 | INR
4000 | Sourthern Zone, Berhampur | 4100 | EHT (O&M) Circle, Berhampur | 4102 | EHT (O&M) Division, Berhampur | S126 | 132/33 kV T/L S/S S/D Digapahandi | 3000000189 | 2Cx10SQMM AL POWER CABLE | CBLE.PWR.AL.AR.A013 | ZSPR_ACT | ZSPR | KM | 0.188 | 19050.58 | INR
4000 | Sourthern Zone, Berhampur | 4100 | EHT (O&M) Circle, Berhampur | 4102 | EHT (O&M) Division, Berhampur | S128 | 132/33 kV S/S S/D Chikiti | 3000000190 | 2Cx16SQMM AL POWER CABLE | CBLE.PWR.AL.AR.B017 | ZSPR_ACT | ZSPR | KM | 2.336 | 202437.76 | INR
4000 | Sourthern Zone, Berhampur | 4100 | EHT (O&M) Circle, Berhampur | 4102 | EHT (O&M) Division, Berhampur | S122 | 220/132/33 kV T/L S/S S/D Narendrapur | 3000000192 | 3.5Cx25Sqmm AL PWR cable | CBLE.PWR.AL.AR.D003 | ZSPR_ACT | ZSPR | KM | 4.949 | 5223101.89 | INR
4000 | Sourthern Zone, Berhampur | 4100 | EHT (O&M) Circle, Berhampur | 4102 | EHT (O&M) Division, Berhampur | S122 | 220/132/33 kV T/L S/S S/D Narendrapur | 3000000192 | 3.5Cx25Sqmm AL PWR cable | CBLE.PWR.AL.AR.D003 | ZSPR_ACT | ZSPR | KM | 3.023 | 3190429.79 | INR
4000 | Sourthern Zone, Berhampur | 4100 | EHT (O&M) Circle, Berhampur | 4102 | EHT (O&M) Division, Berhampur | S124 | 132/33 kV GIS Hinjli | 3000000195 | 3.5Cx70 Sqmm AL PWR cable | CBLE.PWR.AL.AR.D006 | ZSPR_ACT | ZSPR | KM | 0.532 | 206246.35 | INR
4000 | Sourthern Zone, Berhampur | 4100 | EHT (O&M) Circle, Berhampur | 4102 | EHT (O&M) Division, Berhampur | S128 | 132/33 kV S/S S/D Chikiti | 3000000195 | 3.5Cx70 Sqmm AL PWR cable | CBLE.PWR.AL.AR.D006 | ZSPR_ACT | ZSPR | KM | 0.205 | 79474.63 | INR
4000 | Sourthern Zone, Berhampur | 4100 | EHT (O&M) Circle, Berhampur | 4102 | EHT (O&M) Division, Berhampur | S122 | 220/132/33 kV T/L S/S S/D Narendrapur | 3000000196 | 3.5Cx95 Sqmm AL PWR cable | CBLE.PWR.AL.AR.D007 | ZSPR_ACT | ZSPR | KM | 0.499 | 994563.35 | INR
4000 | Sourthern Zone, Berhampur | 4100 | EHT (O&M) Circle, Berhampur | 4102 | EHT (O&M) Division, Berhampur | S122 | 220/132/33 kV T/L S/S S/D Narendrapur | 3000000197 | 3.5Cx120 Sqmm AL PWR cable | CBLE.PWR.AL.AR.D008 | ZSPR_ACT | ZSPR | KM | 0.8 | 219301.16 | INR
4000 | Sourthern Zone, Berhampur | 4100 | EHT (O&M) Circle, Berhampur | 4102 | EHT (O&M) Division, Berhampur | S128 | 132/33 kV S/S S/D Chikiti | 3000000197 | 3.5Cx120 Sqmm AL PWR cable | CBLE.PWR.AL.AR.D008 | ZSPR_ACT | ZSPR | KM | 0.122 | 33443.43 | INR
4000 | Sourthern Zone, Berhampur | 4100 | EHT (O&M) Circle, Berhampur | 4102 | EHT (O&M) Division, Berhampur | S124 | 132/33 kV GIS Hinjli | 3000000197 | 3.5Cx120 Sqmm AL PWR cable | CBLE.PWR.AL.AR.D008 | ZSPR_ACT | ZSPR | KM | 0.194 | 53180.53 | INR
4000 | Sourthern Zone, Berhampur | 4100 | EHT (O&M) Circle, Berhampur | 4102 | EHT (O&M) Division, Berhampur | S128 | 132/33 kV S/S S/D Chikiti | 3000000198 | 3.5Cx185 Sqmm AL PWR cable | CBLE.PWR.AL.AR.D010 | ZSPR_ACT | ZSPR | KM | 0.354 | 430373.69 | INR
4000 | Sourthern Zone, Berhampur | 4100 | EHT (O&M) Circle, Berhampur | 4102 | EHT (O&M) Division, Berhampur | S124 | 132/33 kV GIS Hinjli | 3000000198 | 3.5Cx185 Sqmm AL PWR cable | CBLE.PWR.AL.AR.D010 | ZSPR_ACT | ZSPR | KM | 0.19 | 230991.53 | INR
4000 | Sourthern Zone, Berhampur | 4100 | EHT (O&M) Circle, Berhampur | 4102 | EHT (O&M) Division, Berhampur | S128 | 132/33 kV S/S S/D Chikiti | 3000000199 | 3.5Cx300 Sqmm AL PWR cable | CBLE.PWR.AL.AR.D011 | ZSPR_ACT | ZSPR | KM | 0.175 | 285491.01 | INR
4000 | Sourthern Zone, Berhampur | 4100 | EHT (O&M) Circle, Berhampur | 4102 | EHT (O&M) Division, Berhampur | S124 | 132/33 kV GIS Hinjli | 3000000199 | 3.5Cx300 Sqmm AL PWR cable | CBLE.PWR.AL.AR.D011 | ZSPR_ACT | ZSPR | KM | 0.275 | 448628.74 | INR
4000 | Sourthern Zone, Berhampur | 4100 | EHT (O&M) Circle, Berhampur | 4102 | EHT (O&M) Division, Berhampur | S128 | 132/33 kV S/S S/D Chikiti | 3000000200 | 4Cx16 Sqmm AL PWR cable | CBLE.PWR.AL.AR.E002 | ZSPR_ACT | ZSPR | KM | 0.59 | 74935.13 | INR
4000 | Sourthern Zone, Berhampur | 4100 | EHT (O&M) Circle, Berhampur | 4102 | EHT (O&M) Division, Berhampur | S124 | 132/33 kV GIS Hinjli | 3000000200 | 4Cx16 Sqmm AL PWR cable | CBLE.PWR.AL.AR.E002 | ZSPR_ACT | ZSPR | KM | 0.042 | 5334.37 | INR
4000 | Sourthern Zone, Berhampur | 4100 | EHT (O&M) Circle, Berhampur | 4102 | EHT (O&M) Division, Berhampur | S126 | 132/33 kV T/L S/S S/D Digapahandi | 3000000201 | 4Cx25 SQMM AL POWER CABLE | CBLE.PWR.AL.AR.E003 | ZSPR_ACT | ZSPR | KM | 0.13 | 13598 | INR
4000 | Sourthern Zone, Berhampur | 4100 | EHT (O&M) Circle, Berhampur | 4102 | EHT (O&M) Division, Berhampur | S122 | 220/132/33 kV T/L S/S S/D Narendrapur | 3000000207 | 3.5Cx300 Sqmm 4C AL POWER CABLE | CBLE.PWR.AL.AR.E011 | ZSPR_ACT | ZSPR | KM | 0.991 | 297300 | INR
4000 | Sourthern Zone, Berhampur | 4100 | EHT (O&M) Circle, Berhampur | 4102 | EHT (O&M) Division, Berhampur | S124 | 132/33 kV GIS Hinjli | 3000000208 | 4Cx6 Sqmm AL POWER CABLE | CBLE.PWR.AL.AR.E018 | ZSPR_ACT | ZSPR | KM | 0.099 | 11210.73 | INR
4000 | Sourthern Zone, Berhampur | 4100 | EHT (O&M) Circle, Berhampur | 4102 | EHT (O&M) Division, Berhampur | S128 | 132/33 kV S/S S/D Chikiti | 3000000208 | 4Cx6 Sqmm AL POWER CABLE | CBLE.PWR.AL.AR.E018 | ZSPR_ACT | ZSPR | KM | 3.99 | 451826.42 | INR
4000 | Sourthern Zone, Berhampur | 4100 | EHT (O&M) Circle, Berhampur | 4102 | EHT (O&M) Division, Berhampur | S126 | 132/33 kV T/L S/S S/D Digapahandi | 3000000208 | 4Cx6 Sqmm AL POWER CABLE | CBLE.PWR.AL.AR.E018 | ZSPR_ACT | ZSPR | KM | 0.37 | 41898.69 | INR
4000 | Sourthern Zone, Berhampur | 4100 | EHT (O&M) Circle, Berhampur | 4102 | EHT (O&M) Division, Berhampur | S124 | 132/33 kV GIS Hinjli | 3000000209 | 2Cx6 Sqmm AL POWER CABLE | CBLE.PWR.AL.UAR.A005 | ZSPR_ACT | ZSPR | KM | 0.502 | 50869.1 | INR
4000 | Sourthern Zone, Berhampur | 4100 | EHT (O&M) Circle, Berhampur | 4102 | EHT (O&M) Division, Berhampur | S122 | 220/132/33 kV T/L S/S S/D Narendrapur | 3000000227 | 1.5 SQMM ALLUMINIUM CABLE U SOCKET | CBLE.SOCKETU.A002 | ZSPR_SCRAP | ZSPR | NOS | 41 | 82 | INR
4000 | Sourthern Zone, Berhampur | 4100 | EHT (O&M) Circle, Berhampur | 4102 | EHT (O&M) Division, Berhampur | S122 | 220/132/33 kV T/L S/S S/D Narendrapur | 3000000228 | 2.5 SQMM ALLUMINIUM CABLE U SOCKET | CBLE.SOCKETU.A003 | ZSPR_SCRAP | ZSPR | NOS | 150 | 1500 | INR
4000 | Sourthern Zone, Berhampur | 4100 | EHT (O&M) Circle, Berhampur | 4102 | EHT (O&M) Division, Berhampur | S126 | 132/33 kV T/L S/S S/D Digapahandi | 3000000243 | 0.5SQ.MM CU 50PTELEPHONE CABLE CUJF | CBLE.TEL.AJF.A050 | ZSPR_ACT | ZSPR | KM | 0.135 | 6750 | INR
4000 | Sourthern Zone, Berhampur | 4100 | EHT (O&M) Circle, Berhampur | 4102 | EHT (O&M) Division, Berhampur | S124 | 132/33 kV GIS Hinjli | 3000000246 | Control valves for 145KV GIS | GIS.145SPR.A005 | ZSPR_ACT | ZSPR | NOS | 1 | 0.01 | INR
4000 | Sourthern Zone, Berhampur | 4100 | EHT (O&M) Circle, Berhampur | 4102 | EHT (O&M) Division, Berhampur | S124 | 132/33 kV GIS Hinjli | 3000000254 | 300x75x2500 cable tray in mtr | CBLE.TRAY.A015 | ZSPR_ACT | ZSPR | M | 232 | 172108.77 | INR
4000 | Sourthern Zone, Berhampur | 4100 | EHT (O&M) Circle, Berhampur | 4102 | EHT (O&M) Division, Berhampur | S128 | 132/33 kV S/S S/D Chikiti | 3000000254 | 300x75x2500 cable tray in mtr | CBLE.TRAY.A015 | ZSPR_ACT | ZSPR | M | 2043 | 1515595.74 | INR
4000 | Sourthern Zone, Berhampur | 4100 | EHT (O&M) Circle, Berhampur | 4102 | EHT (O&M) Division, Berhampur | S124 | 132/33 kV GIS Hinjli | 3000000255 | 150x75x2500 cable tray in mtr | CBLE.TRAY.A016 | ZSPR_ACT | ZSPR | M | 424 | 282970.04 | INR
4000 | Sourthern Zone, Berhampur | 4100 | EHT (O&M) Circle, Berhampur | 4102 | EHT (O&M) Division, Berhampur | S128 | 132/33 kV S/S S/D Chikiti | 3000000255 | 150x75x2500 cable tray in mtr | CBLE.TRAY.A016 | ZSPR_ACT | ZSPR | M | 270 | 180193.18 | INR
4000 | Sourthern Zone, Berhampur | 4100 | EHT (O&M) Circle, Berhampur | 4102 | EHT (O&M) Division, Berhampur | S123 | 132/33 kV T/L S/S S/D Berhampur | 3000000261 | DIFFERENT TYPES OF ASSORTED CLAMPS | CLMP.ASRT.A001 | ZSPR_ACT | ZSPR | NOS | 25 | 15645 | INR
4000 | Sourthern Zone, Berhampur | 4100 | EHT (O&M) Circle, Berhampur | 4102 | EHT (O&M) Division, Berhampur | S127 | 132/33 kV T/L S/S S/D Mohana | 3000000261 | DIFFERENT TYPES OF ASSORTED CLAMPS | CLMP.ASRT.A001 | ZSPR_ACT | ZSPR | NOS | 5 | 3129 | INR
4000 | Sourthern Zone, Berhampur | 4100 | EHT (O&M) Circle, Berhampur | 4102 | EHT (O&M) Division, Berhampur | S122 | 220/132/33 kV T/L S/S S/D Narendrapur | 3000000275 | 33 KV Tfr BUSHING CLAMP | CLMP.BUSH.A001 | ZSPR_SCRAP | ZSPR | NOS | 1 | 2360 | INR
4000 | Sourthern Zone, Berhampur | 4100 | EHT (O&M) Circle, Berhampur | 4102 | EHT (O&M) Division, Berhampur | S123 | 132/33 kV T/L S/S S/D Berhampur | 3000000275 | 33 KV Tfr BUSHING CLAMP | CLMP.BUSH.A001 | ZSPR_ACT | ZSPR | NOS | 3 | 18000 | INR
4000 | Sourthern Zone, Berhampur | 4100 | EHT (O&M) Circle, Berhampur | 4102 | EHT (O&M) Division, Berhampur | S123 | 132/33 kV T/L S/S S/D Berhampur | 3000000276 | 132 KV Tfr BUSHING CLAMP | CLMP.BUSH.A002 | ZSPR_ACT | ZSPR | NOS | 8 | 56000 | INR
4000 | Sourthern Zone, Berhampur | 4100 | EHT (O&M) Circle, Berhampur | 4102 | EHT (O&M) Division, Berhampur | S122 | 220/132/33 kV T/L S/S S/D Narendrapur | 3000000285 | 33kV CVT clamp | CLMP.CVT.A001 | ZSPR_ACT | ZSPR | NOS | 1 | 200 | INR
4000 | Sourthern Zone, Berhampur | 4100 | EHT (O&M) Circle, Berhampur | 4102 | EHT (O&M) Division, Berhampur | S128 | 132/33 kV S/S S/D Chikiti | 3000000286 | 132kV CVT clamp | CLMP.CVT.A002 | ZSPR_ACT | ZSPR | NOS | 21 | 23166.78 | INR
4000 | Sourthern Zone, Berhampur | 4100 | EHT (O&M) Circle, Berhampur | 4102 | EHT (O&M) Division, Berhampur | S123 | 132/33 kV T/L S/S S/D Berhampur | 3000000291 | ISOLATOR CLAMP BIMETALIC-ZEBRA | CLMP.ISO.AL.A001 | ZSPR_ACT | ZSPR | NOS | 18 | 28800 | INR
4000 | Sourthern Zone, Berhampur | 4100 | EHT (O&M) Circle, Berhampur | 4102 | EHT (O&M) Division, Berhampur | S122 | 220/132/33 kV T/L S/S S/D Narendrapur | 3000000298 | 33KV Isolator Pad clamp for twin Moose | CLMP.ISO.AL.A012 | ZSPR_ACT | ZSPR | NOS | 4 | 500 | INR
4000 | Sourthern Zone, Berhampur | 4100 | EHT (O&M) Circle, Berhampur | 4102 | EHT (O&M) Division, Berhampur | S122 | 220/132/33 kV T/L S/S S/D Narendrapur | 3000000299 | 132KV Isolator pad calmp for Twin Moose | CLMP.ISO.AL.A013 | ZSPR_ACT | ZSPR | NOS | 4 | 1000 | INR
4000 | Sourthern Zone, Berhampur | 4100 | EHT (O&M) Circle, Berhampur | 4102 | EHT (O&M) Division, Berhampur | S126 | 132/33 kV T/L S/S S/D Digapahandi | 3000000313 | 132KV LA calmp for Moose | CLMP.LPAD.AL.A005 | ZSPR_ACT | ZSPR | NOS | 2 | 1041.8 | INR
4000 | Sourthern Zone, Berhampur | 4100 | EHT (O&M) Circle, Berhampur | 4102 | EHT (O&M) Division, Berhampur | S122 | 220/132/33 kV T/L S/S S/D Narendrapur | 3000000314 | 220KV LA calmp for Moose | CLMP.LPAD.AL.A006 | ZSPR_ACT | ZSPR | NOS | 4 | 13568 | INR
4000 | Sourthern Zone, Berhampur | 4100 | EHT (O&M) Circle, Berhampur | 4102 | EHT (O&M) Division, Berhampur | S123 | 132/33 kV T/L S/S S/D Berhampur | 3000000315 | 220kV CB PAD CLAMP AL FOR ZEBRA | CLMP.LPAD.AL.A007 | ZSPR_ACT | ZSPR | NOS | 20 | 14600 | INR
4000 | Sourthern Zone, Berhampur | 4100 | EHT (O&M) Circle, Berhampur | 4102 | EHT (O&M) Division, Berhampur | S123 | 132/33 kV T/L S/S S/D Berhampur | 3000000319 | 33kV CB PAD CLAMP AL FOR ZEBRA | CLMP.PAD.AL.A002 | ZSPR_ACT | ZSPR | NOS | 8 | 1760 | INR
4000 | Sourthern Zone, Berhampur | 4100 | EHT (O&M) Circle, Berhampur | 4102 | EHT (O&M) Division, Berhampur | S122 | 220/132/33 kV T/L S/S S/D Narendrapur | 3000000319 | 33kV CB PAD CLAMP AL FOR ZEBRA | CLMP.PAD.AL.A002 | ZSPR_ACT | ZSPR | NOS | 2 | 440 | INR
4000 | Sourthern Zone, Berhampur | 4100 | EHT (O&M) Circle, Berhampur | 4102 | EHT (O&M) Division, Berhampur | S123 | 132/33 kV T/L S/S S/D Berhampur | 3000000328 | 6 BOLTED PAD CLAMP ALLUMINIUM FOR ZEBRA | CLMP.PAD.AL.B004 | ZSPR_ACT | ZSPR | NOS | 14 | 2100 | INR
4000 | Sourthern Zone, Berhampur | 4100 | EHT (O&M) Circle, Berhampur | 4102 | EHT (O&M) Division, Berhampur | S126 | 132/33 kV T/L S/S S/D Digapahandi | 3000000333 | BIMETALIC PAD CLAMP FOR TWIN ZEBRA | CLMP.PAD.BI.A004 | ZSPR_ACT | ZSPR | NOS | 2 | 618.4 | INR
4000 | Sourthern Zone, Berhampur | 4100 | EHT (O&M) Circle, Berhampur | 4102 | EHT (O&M) Division, Berhampur | S127 | 132/33 kV T/L S/S S/D Mohana | 3000000333 | BIMETALIC PAD CLAMP FOR TWIN ZEBRA | CLMP.PAD.BI.A004 | ZSPR_ACT | ZSPR | NOS | 5 | 1546 | INR
4000 | Sourthern Zone, Berhampur | 4100 | EHT (O&M) Circle, Berhampur | 4102 | EHT (O&M) Division, Berhampur | S127 | 132/33 kV T/L S/S S/D Mohana | 3000000342 | 1 BOLTED PG CLAMP FOR PANTHER - PANTHER | CLMP.PG.A001 | ZSPR_ACT | ZSPR | NOS | 102 | 12740.82 | INR
4000 | Sourthern Zone, Berhampur | 4100 | EHT (O&M) Circle, Berhampur | 4102 | EHT (O&M) Division, Berhampur | S122 | 220/132/33 kV T/L S/S S/D Narendrapur | 3000000345 | 1 BOLTED PG CLAMP FOR HORSE-HORSE | CLMP.PG.A006 | ZSPR_SCRAP | ZSPR | NOS | 10 | 460 | INR
4000 | Sourthern Zone, Berhampur | 4100 | EHT (O&M) Circle, Berhampur | 4102 | EHT (O&M) Division, Berhampur | S122 | 220/132/33 kV T/L S/S S/D Narendrapur | 3000000347 | 2 BOLTED PG CLAMP FOR PANTHER -PANTHER | CLMP.PG.B001 | ZSPR_ACT | ZSPR | NOS | 6 | 910.13 | INR
4000 | Sourthern Zone, Berhampur | 4100 | EHT (O&M) Circle, Berhampur | 4102 | EHT (O&M) Division, Berhampur | S123 | 132/33 kV T/L S/S S/D Berhampur | 3000000347 | 2 BOLTED PG CLAMP FOR PANTHER -PANTHER | CLMP.PG.B001 | ZSPR_ACT | ZSPR | NOS | 7 | 1061.81 | INR
4000 | Sourthern Zone, Berhampur | 4100 | EHT (O&M) Circle, Berhampur | 4102 | EHT (O&M) Division, Berhampur | S127 | 132/33 kV T/L S/S S/D Mohana | 3000000347 | 2 BOLTED PG CLAMP FOR PANTHER -PANTHER | CLMP.PG.B001 | ZSPR_ACT | ZSPR | NOS | 2 | 303.38 | INR
4000 | Sourthern Zone, Berhampur | 4100 | EHT (O&M) Circle, Berhampur | 4102 | EHT (O&M) Division, Berhampur | S122 | 220/132/33 kV T/L S/S S/D Narendrapur | 3000000352 | 2 BOLTED PG CLAMP FOR DOG - DOG | CLMP.PG.B007 | ZSPR_SCRAP | ZSPR | NOS | 32 | 640 | INR
4000 | Sourthern Zone, Berhampur | 4100 | EHT (O&M) Circle, Berhampur | 4102 | EHT (O&M) Division, Berhampur | S122 | 220/132/33 kV T/L S/S S/D Narendrapur | 3000000353 | 2 BOLTED PG CLAMP FOR PANTHER - LINK | CLMP.PG.B008 | ZSPR_SCRAP | ZSPR | NOS | 7 | 210 | INR
4000 | Sourthern Zone, Berhampur | 4100 | EHT (O&M) Circle, Berhampur | 4102 | EHT (O&M) Division, Berhampur | S127 | 132/33 kV T/L S/S S/D Mohana | 3000000355 | 3 BOLTED PG CLAMP FOR PANTHER -PANTHER | CLMP.PG.C001 | ZSPR_ACT | ZSPR | NOS | 2 | 684.42 | INR
4000 | Sourthern Zone, Berhampur | 4100 | EHT (O&M) Circle, Berhampur | 4102 | EHT (O&M) Division, Berhampur | S126 | 132/33 kV T/L S/S S/D Digapahandi | 3000000355 | 3 BOLTED PG CLAMP FOR PANTHER -PANTHER | CLMP.PG.C001 | ZSPR_ACT | ZSPR | NOS | 40 | 13688.41 | INR
4000 | Sourthern Zone, Berhampur | 4100 | EHT (O&M) Circle, Berhampur | 4102 | EHT (O&M) Division, Berhampur | S122 | 220/132/33 kV T/L S/S S/D Narendrapur | 3000000355 | 3 BOLTED PG CLAMP FOR PANTHER -PANTHER | CLMP.PG.C001 | ZSPR_ACT | ZSPR | NOS | 16 | 5475.37 | INR
4000 | Sourthern Zone, Berhampur | 4100 | EHT (O&M) Circle, Berhampur | 4102 | EHT (O&M) Division, Berhampur | S126 | 132/33 kV T/L S/S S/D Digapahandi | 3000000356 | 3 BOLTED PG CLAMP FOR ZEBRA - ZEBRA | CLMP.PG.C002 | ZSPR_ACT | ZSPR | NOS | 1 | 381.15 | INR
4000 | Sourthern Zone, Berhampur | 4100 | EHT (O&M) Circle, Berhampur | 4102 | EHT (O&M) Division, Berhampur | S123 | 132/33 kV T/L S/S S/D Berhampur | 3000000356 | 3 BOLTED PG CLAMP FOR ZEBRA - ZEBRA | CLMP.PG.C002 | ZSPR_ACT | ZSPR | NOS | 50 | 19057.5 | INR
4000 | Sourthern Zone, Berhampur | 4100 | EHT (O&M) Circle, Berhampur | 4102 | EHT (O&M) Division, Berhampur | S127 | 132/33 kV T/L S/S S/D Mohana | 3000000356 | 3 BOLTED PG CLAMP FOR ZEBRA - ZEBRA | CLMP.PG.C002 | ZSPR_ACT | ZSPR | NOS | 2 | 762.3 | INR
4000 | Sourthern Zone, Berhampur | 4100 | EHT (O&M) Circle, Berhampur | 4102 | EHT (O&M) Division, Berhampur | S123 | 132/33 kV T/L S/S S/D Berhampur | 3000000357 | 3 BOLTED PG CLAMP FOR ZEBRA - PANTHER | CLMP.PG.C003 | ZSPR_ACT | ZSPR | NOS | 2 | 440 | INR
4000 | Sourthern Zone, Berhampur | 4100 | EHT (O&M) Circle, Berhampur | 4102 | EHT (O&M) Division, Berhampur | S123 | 132/33 kV T/L S/S S/D Berhampur | 3000000361 | 3 BOLTED PG CLAMP FOR DOG - DOG | CLMP.PG.C007 | ZSPR_ACT | ZSPR | NOS | 23 | 4830 | INR
4000 | Sourthern Zone, Berhampur | 4100 | EHT (O&M) Circle, Berhampur | 4102 | EHT (O&M) Division, Berhampur | S123 | 132/33 kV T/L S/S S/D Berhampur | 3000000362 | 3Bolted PG clamp for ACSR Lynx conductor | CLMP.PG.C008 | ZSPR_ACT | ZSPR | NOS | 15 | 1391.55 | INR
4000 | Sourthern Zone, Berhampur | 4100 | EHT (O&M) Circle, Berhampur | 4102 | EHT (O&M) Division, Berhampur | SL27 | 132/33 kV T/L S/S S/D Mohana_Line | 3000000362 | 3Bolted PG clamp for ACSR Lynx conductor | CLMP.PG.C008 | ZSPR_SH | ZSPR | NOS | 100 | 9277 | INR
4000 | Sourthern Zone, Berhampur | 4100 | EHT (O&M) Circle, Berhampur | 4102 | EHT (O&M) Division, Berhampur | SL27 | 132/33 kV T/L S/S S/D Mohana_Line | 3000000362 | 3Bolted PG clamp for ACSR Lynx conductor | CLMP.PG.C008 | ZSPR_ACT | ZSPR | NOS | 131 | 12152.87 | INR
4000 | Sourthern Zone, Berhampur | 4100 | EHT (O&M) Circle, Berhampur | 4102 | EHT (O&M) Division, Berhampur | S122 | 220/132/33 kV T/L S/S S/D Narendrapur | 3000000363 | 4 BOLTED PG CLAMP FOR PANTHER -PANTHER | CLMP.PG.D001 | ZSPR_ACT | ZSPR | NOS | 14 | 3625.72 | INR
4000 | Sourthern Zone, Berhampur | 4100 | EHT (O&M) Circle, Berhampur | 4102 | EHT (O&M) Division, Berhampur | S123 | 132/33 kV T/L S/S S/D Berhampur | 3000000363 | 4 BOLTED PG CLAMP FOR PANTHER -PANTHER | CLMP.PG.D001 | ZSPR_ACT | ZSPR | NOS | 20 | 5179.6 | INR
4000 | Sourthern Zone, Berhampur | 4100 | EHT (O&M) Circle, Berhampur | 4102 | EHT (O&M) Division, Berhampur | S122 | 220/132/33 kV T/L S/S S/D Narendrapur | 3000000364 | 4 BOLTED PG CLAMP FOR ZEBRA - ZEBRA | CLMP.PG.D002 | ZSPR_ACT | ZSPR | NOS | 2 | 547.04 | INR
4000 | Sourthern Zone, Berhampur | 4100 | EHT (O&M) Circle, Berhampur | 4102 | EHT (O&M) Division, Berhampur | S123 | 132/33 kV T/L S/S S/D Berhampur | 3000000364 | 4 BOLTED PG CLAMP FOR ZEBRA - ZEBRA | CLMP.PG.D002 | ZSPR_ACT | ZSPR | NOS | 30 | 8205.62 | INR
4000 | Sourthern Zone, Berhampur | 4100 | EHT (O&M) Circle, Berhampur | 4102 | EHT (O&M) Division, Berhampur | SL22 | 220/132/33 kV T/L S/S S/D Narendrapur_Li | 3000000364 | 4 BOLTED PG CLAMP FOR ZEBRA - ZEBRA | CLMP.PG.D002 | ZSPR_ACT | ZSPR | NOS | 38 | 10393.79 | INR
4000 | Sourthern Zone, Berhampur | 4100 | EHT (O&M) Circle, Berhampur | 4102 | EHT (O&M) Division, Berhampur | S127 | 132/33 kV T/L S/S S/D Mohana | 3000000364 | 4 BOLTED PG CLAMP FOR ZEBRA - ZEBRA | CLMP.PG.D002 | ZSPR_ACT | ZSPR | NOS | 5 | 1367.6 | INR
4000 | Sourthern Zone, Berhampur | 4100 | EHT (O&M) Circle, Berhampur | 4102 | EHT (O&M) Division, Berhampur | S122 | 220/132/33 kV T/L S/S S/D Narendrapur | 3000000366 | 4 BOLTED PG CLAMP FOR MOOSE - MOOSE | CLMP.PG.D004 | ZSPR_ACT | ZSPR | NOS | 4 | 2361.28 | INR
4000 | Sourthern Zone, Berhampur | 4100 | EHT (O&M) Circle, Berhampur | 4102 | EHT (O&M) Division, Berhampur | S123 | 132/33 kV T/L S/S S/D Berhampur | 3000000369 | 4-BOLTED PG CLAMP MOOSE-PANTHER | CLMP.PG.D007 | ZSPR_ACT | ZSPR | NOS | 19 | 3895 | INR
4000 | Sourthern Zone, Berhampur | 4100 | EHT (O&M) Circle, Berhampur | 4102 | EHT (O&M) Division, Berhampur | S126 | 132/33 kV T/L S/S S/D Digapahandi | 3000000386 | STRAIGHT THROUGH CLAMP ZEBRA BIMETALLIC | CLMP.ST.THRU.AL.A001 | ZSPR_ACT | ZSPR | NOS | 2 | 1230.76 | INR
4000 | Sourthern Zone, Berhampur | 4100 | EHT (O&M) Circle, Berhampur | 4102 | EHT (O&M) Division, Berhampur | SL23 | 132/33 kV T/L S/S S/D Berhampur _Line | 3000000388 | T Clamp for Panther run-Panther Drop | CLMP.T.AL.A001 | ZSPR_ACT | ZSPR | NOS | 20 | 6034.03 | INR
4000 | Sourthern Zone, Berhampur | 4100 | EHT (O&M) Circle, Berhampur | 4102 | EHT (O&M) Division, Berhampur | S126 | 132/33 kV T/L S/S S/D Digapahandi | 3000000388 | T Clamp for Panther run-Panther Drop | CLMP.T.AL.A001 | ZSPR_ACT | ZSPR | NOS | 2 | 603.4 | INR
4000 | Sourthern Zone, Berhampur | 4100 | EHT (O&M) Circle, Berhampur | 4102 | EHT (O&M) Division, Berhampur | S123 | 132/33 kV T/L S/S S/D Berhampur | 3000000388 | T Clamp for Panther run-Panther Drop | CLMP.T.AL.A001 | ZSPR_ACT | ZSPR | NOS | 3 | 905.1 | INR
4000 | Sourthern Zone, Berhampur | 4100 | EHT (O&M) Circle, Berhampur | 4102 | EHT (O&M) Division, Berhampur | SL23 | 132/33 kV T/L S/S S/D Berhampur _Line | 3000000389 | T CLAMP ALFOR PANTHER RUN-ZEBRA DROP | CLMP.T.AL.A002 | ZSPR_ACT | ZSPR | NOS | 10 | 6480 | INR
4000 | Sourthern Zone, Berhampur | 4100 | EHT (O&M) Circle, Berhampur | 4102 | EHT (O&M) Division, Berhampur | S123 | 132/33 kV T/L S/S S/D Berhampur | 3000000389 | T CLAMP ALFOR PANTHER RUN-ZEBRA DROP | CLMP.T.AL.A002 | ZSPR_ACT | ZSPR | NOS | 40 | 25920 | INR
4000 | Sourthern Zone, Berhampur | 4100 | EHT (O&M) Circle, Berhampur | 4102 | EHT (O&M) Division, Berhampur | S123 | 132/33 kV T/L S/S S/D Berhampur | 3000000390 | T CLAMP ALFOR ZEBRA RUN - DOG DROP | CLMP.T.AL.A003 | ZSPR_ACT | ZSPR | NOS | 3 | 5835 | INR
4000 | Sourthern Zone, Berhampur | 4100 | EHT (O&M) Circle, Berhampur | 4102 | EHT (O&M) Division, Berhampur | S122 | 220/132/33 kV T/L S/S S/D Narendrapur | 3000000391 | T CLAMP ALFOR ZEBRA RUN - ZEBRA DROP | CLMP.T.AL.A004 | ZSPR_SCRAP | ZSPR | NOS | 8 | 3200 | INR
4000 | Sourthern Zone, Berhampur | 4100 | EHT (O&M) Circle, Berhampur | 4102 | EHT (O&M) Division, Berhampur | S123 | 132/33 kV T/L S/S S/D Berhampur | 3000000391 | T CLAMP ALFOR ZEBRA RUN - ZEBRA DROP | CLMP.T.AL.A004 | ZSPR_ACT | ZSPR | NOS | 10 | 3292.79 | INR
4000 | Sourthern Zone, Berhampur | 4100 | EHT (O&M) Circle, Berhampur | 4102 | EHT (O&M) Division, Berhampur | S127 | 132/33 kV T/L S/S S/D Mohana | 3000000391 | T CLAMP ALFOR ZEBRA RUN - ZEBRA DROP | CLMP.T.AL.A004 | ZSPR_ACT | ZSPR | NOS | 18 | 5927.01 | INR
4000 | Sourthern Zone, Berhampur | 4100 | EHT (O&M) Circle, Berhampur | 4102 | EHT (O&M) Division, Berhampur | S122 | 220/132/33 kV T/L S/S S/D Narendrapur | 3000000392 | T-CLAMP AL- ZEBRA-PANTHER | CLMP.T.AL.A005 | ZSPR_SCRAP | ZSPR | NOS | 13 | 1300 | INR
4000 | Sourthern Zone, Berhampur | 4100 | EHT (O&M) Circle, Berhampur | 4102 | EHT (O&M) Division, Berhampur | S126 | 132/33 kV T/L S/S S/D Digapahandi | 3000000394 | T-CLAMP ACSR MOOSE RUN AND MOOSE DROP | CLMP.T.AL.A007 | ZSPR_ACT | ZSPR | NOS | 11 | 11704.32 | INR
4000 | Sourthern Zone, Berhampur | 4100 | EHT (O&M) Circle, Berhampur | 4102 | EHT (O&M) Division, Berhampur | S128 | 132/33 kV S/S S/D Chikiti | 3000000394 | T-CLAMP ACSR MOOSE RUN AND MOOSE DROP | CLMP.T.AL.A007 | ZSPR_ACT | ZSPR | NOS | 101 | 107466.96 | INR
4000 | Sourthern Zone, Berhampur | 4100 | EHT (O&M) Circle, Berhampur | 4102 | EHT (O&M) Division, Berhampur | S122 | 220/132/33 kV T/L S/S S/D Narendrapur | 3000000400 | T CLAMP AL TWIN ZEBRA RUN-MOOSE DROP | CLMP.T.AL.A018 | ZSPR_ACT | ZSPR | NOS | 38 | 10564 | INR
4000 | Sourthern Zone, Berhampur | 4100 | EHT (O&M) Circle, Berhampur | 4102 | EHT (O&M) Division, Berhampur | S128 | 132/33 kV S/S S/D Chikiti | 3000000403 | T clamp twin Moose run to Moose drop | CLMP.T.AL.A027 | ZSPR_ACT | ZSPR | NOS | 3 | 4945.5 | INR
4000 | Sourthern Zone, Berhampur | 4100 | EHT (O&M) Circle, Berhampur | 4102 | EHT (O&M) Division, Berhampur | S126 | 132/33 kV T/L S/S S/D Digapahandi | 3000000403 | T clamp twin Moose run to Moose drop | CLMP.T.AL.A027 | ZSPR_ACT | ZSPR | NOS | 18 | 29673.03 | INR
4000 | Sourthern Zone, Berhampur | 4100 | EHT (O&M) Circle, Berhampur | 4102 | EHT (O&M) Division, Berhampur | SL28 | 132_Chikiti line | 3000000413 | JUMPER CONE FOR ACSR PANTHER CONDUCTOR | COND.ACCES.A002 | ZSPR_SCRAP | ZSPR | NOS | 1 | 1 | INR
4000 | Sourthern Zone, Berhampur | 4100 | EHT (O&M) Circle, Berhampur | 4102 | EHT (O&M) Division, Berhampur | S126 | 132/33 kV T/L S/S S/D Digapahandi | 3000000417 | Rigid Spacer for ACSR MOOSE Conductor | COND.ACCES.A006 | ZSPR_ACT | ZSPR | NOS | 60 | 40165.08 | INR
4000 | Sourthern Zone, Berhampur | 4100 | EHT (O&M) Circle, Berhampur | 4102 | EHT (O&M) Division, Berhampur | SL23 | 132/33 kV T/L S/S S/D Berhampur _Line | 3000000427 | PA ROD ACSR PANTHER IN SET | COND.ACCES.B002 | ZSPR_ACT | ZSPR | NOS | 10 | 4415.4 | INR
4000 | Sourthern Zone, Berhampur | 4100 | EHT (O&M) Circle, Berhampur | 4102 | EHT (O&M) Division, Berhampur | S122 | 220/132/33 kV T/L S/S S/D Narendrapur | 3000000427 | PA ROD ACSR PANTHER IN SET | COND.ACCES.B002 | ZSPR_SCRAP | ZSPR | NOS | 9 | 2505.99 | INR
4000 | Sourthern Zone, Berhampur | 4100 | EHT (O&M) Circle, Berhampur | 4102 | EHT (O&M) Division, Berhampur | SL22 | 220/132/33 kV T/L S/S S/D Narendrapur_Li | 3000000428 | PA ROD ACSR ZEBRA IN SET | COND.ACCES.B003 | ZSPR_ACT | ZSPR | NOS | 935 | 710600 | INR
4000 | Sourthern Zone, Berhampur | 4100 | EHT (O&M) Circle, Berhampur | 4102 | EHT (O&M) Division, Berhampur | SL23 | 132/33 kV T/L S/S S/D Berhampur _Line | 3000000437 | MS JOINT FOR ACSR PANTHER CONDUCTOR | COND.ACCES.C002 | ZSPR_ACT | ZSPR | NOS | 50 | 13024.75 | INR
4000 | Sourthern Zone, Berhampur | 4100 | EHT (O&M) Circle, Berhampur | 4102 | EHT (O&M) Division, Berhampur | S126 | 132/33 kV T/L S/S S/D Digapahandi | 3000000437 | MS JOINT FOR ACSR PANTHER CONDUCTOR | COND.ACCES.C002 | ZSPR_ACT | ZSPR | NOS | 13 | 3386.44 | INR
4000 | Sourthern Zone, Berhampur | 4100 | EHT (O&M) Circle, Berhampur | 4102 | EHT (O&M) Division, Berhampur | S123 | 132/33 kV T/L S/S S/D Berhampur | 3000000437 | MS JOINT FOR ACSR PANTHER CONDUCTOR | COND.ACCES.C002 | ZSPR_ACT | ZSPR | NOS | 24 | 6251.88 | INR
4000 | Sourthern Zone, Berhampur | 4100 | EHT (O&M) Circle, Berhampur | 4102 | EHT (O&M) Division, Berhampur | S122 | 220/132/33 kV T/L S/S S/D Narendrapur | 3000000437 | MS JOINT FOR ACSR PANTHER CONDUCTOR | COND.ACCES.C002 | ZSPR_ACT | ZSPR | NOS | 6 | 1562.97 | INR
4000 | Sourthern Zone, Berhampur | 4100 | EHT (O&M) Circle, Berhampur | 4102 | EHT (O&M) Division, Berhampur | SL22 | 220/132/33 kV T/L S/S S/D Narendrapur_Li | 3000000438 | MS JOINT FOR ACSR ZEBRA CONDUCTOR | COND.ACCES.C003 | ZSPR_ACT | ZSPR | NOS | 4 | 757.04 | INR
4000 | Sourthern Zone, Berhampur | 4100 | EHT (O&M) Circle, Berhampur | 4102 | EHT (O&M) Division, Berhampur | S123 | 132/33 kV T/L S/S S/D Berhampur | 3000000438 | MS JOINT FOR ACSR ZEBRA CONDUCTOR | COND.ACCES.C003 | ZSPR_ACT | ZSPR | NOS | 35 | 6624.1 | INR
4000 | Sourthern Zone, Berhampur | 4100 | EHT (O&M) Circle, Berhampur | 4102 | EHT (O&M) Division, Berhampur | S122 | 220/132/33 kV T/L S/S S/D Narendrapur | 3000000438 | MS JOINT FOR ACSR ZEBRA CONDUCTOR | COND.ACCES.C003 | ZSPR_SCRAP | ZSPR | NOS | 84 | 20325.48 | INR
4000 | Sourthern Zone, Berhampur | 4100 | EHT (O&M) Circle, Berhampur | 4102 | EHT (O&M) Division, Berhampur | SL27 | 132/33 kV T/L S/S S/D Mohana_Line | 3000000440 | MS JOINT FOR LINK CONDUCTOR | COND.ACCES.C005 | ZSPR_SH | ZSPR | NOS | 7 | 657.65 | INR
4000 | Sourthern Zone, Berhampur | 4100 | EHT (O&M) Circle, Berhampur | 4102 | EHT (O&M) Division, Berhampur | SL23 | 132/33 kV T/L S/S S/D Berhampur _Line | 3000000442 | MS JOINT AAAC PANTHER EQUIVALENT | COND.ACCES.C007 | ZSPR_ACT | ZSPR | NOS | 51 | 4656.3 | INR
4000 | Sourthern Zone, Berhampur | 4100 | EHT (O&M) Circle, Berhampur | 4102 | EHT (O&M) Division, Berhampur | S122 | 220/132/33 kV T/L S/S S/D Narendrapur | 3000000450 | SPACER FOR AAAC TWIN MOOSE CONDUCTOR | COND.ACCES.D004 | ZSPR_SCRAP | ZSPR | NOS | 30 | 5764.8 | INR
4000 | Sourthern Zone, Berhampur | 4100 | EHT (O&M) Circle, Berhampur | 4102 | EHT (O&M) Division, Berhampur | S122 | 220/132/33 kV T/L S/S S/D Narendrapur | 3000000454 | VD FOR ACSR HORSE CONDUCTOR | COND.ACCES.E001 | ZSPR_SCRAP | ZSPR | NOS | 27 | 3963.6 | INR
4000 | Sourthern Zone, Berhampur | 4100 | EHT (O&M) Circle, Berhampur | 4102 | EHT (O&M) Division, Berhampur | SL28 | 132_Chikiti line | 3000000455 | VD OFACSR PANTHER CONDUCTOR | COND.ACCES.E002 | ZSPR_ACT | ZSPR | NOS | 32 | 10024.96 | INR
4000 | Sourthern Zone, Berhampur | 4100 | EHT (O&M) Circle, Berhampur | 4102 | EHT (O&M) Division, Berhampur | SL22 | 220/132/33 kV T/L S/S S/D Narendrapur_Li | 3000000456 | VD OF ACSR ZEBRA CONDUCTOR | COND.ACCES.E003 | ZSPR_SCRAP | ZSPR | NOS | 10 | 5172.8 | INR
4000 | Sourthern Zone, Berhampur | 4100 | EHT (O&M) Circle, Berhampur | 4102 | EHT (O&M) Division, Berhampur | S122 | 220/132/33 kV T/L S/S S/D Narendrapur | 3000000456 | VD OF ACSR ZEBRA CONDUCTOR | COND.ACCES.E003 | ZSPR_ACT | ZSPR | NOS | 126 | 63988.81 | INR
4000 | Sourthern Zone, Berhampur | 4100 | EHT (O&M) Circle, Berhampur | 4102 | EHT (O&M) Division, Berhampur | SL22 | 220/132/33 kV T/L S/S S/D Narendrapur_Li | 3000000456 | VD OF ACSR ZEBRA CONDUCTOR | COND.ACCES.E003 | ZSPR_ACT | ZSPR | NOS | 133 | 67543.75 | INR
4000 | Sourthern Zone, Berhampur | 4100 | EHT (O&M) Circle, Berhampur | 4102 | EHT (O&M) Division, Berhampur | S123 | 132/33 kV T/L S/S S/D Berhampur | 3000000456 | VD OF ACSR ZEBRA CONDUCTOR | COND.ACCES.E003 | ZSPR_ACT | ZSPR | NOS | 10 | 5078.48 | INR
4000 | Sourthern Zone, Berhampur | 4100 | EHT (O&M) Circle, Berhampur | 4102 | EHT (O&M) Division, Berhampur | S123 | 132/33 kV T/L S/S S/D Berhampur | 3000000465 | REPAIR SLEEVE FOR ACSR PANTHER CONDUCTOR | COND.ACCES.F002 | ZSPR_ACT | ZSPR | NOS | 40 | 13068.92 | INR
4000 | Sourthern Zone, Berhampur | 4100 | EHT (O&M) Circle, Berhampur | 4102 | EHT (O&M) Division, Berhampur | S126 | 132/33 kV T/L S/S S/D Digapahandi | 3000000465 | REPAIR SLEEVE FOR ACSR PANTHER CONDUCTOR | COND.ACCES.F002 | ZSPR_ACT | ZSPR | NOS | 17 | 5554.29 | INR
4000 | Sourthern Zone, Berhampur | 4100 | EHT (O&M) Circle, Berhampur | 4102 | EHT (O&M) Division, Berhampur | SL28 | 132_Chikiti line | 3000000465 | REPAIR SLEEVE FOR ACSR PANTHER CONDUCTOR | COND.ACCES.F002 | ZSPR_ACT | ZSPR | NOS | 2 | 653.45 | INR
4000 | Sourthern Zone, Berhampur | 4100 | EHT (O&M) Circle, Berhampur | 4102 | EHT (O&M) Division, Berhampur | S122 | 220/132/33 kV T/L S/S S/D Narendrapur | 3000000465 | REPAIR SLEEVE FOR ACSR PANTHER CONDUCTOR | COND.ACCES.F002 | ZSPR_SCRAP | ZSPR | NOS | 15 | 2903.85 | INR
4000 | Sourthern Zone, Berhampur | 4100 | EHT (O&M) Circle, Berhampur | 4102 | EHT (O&M) Division, Berhampur | S122 | 220/132/33 kV T/L S/S S/D Narendrapur | 3000000466 | REPAIR SLEEVE FOR ACSR ZEBRA CONDUCTOR | COND.ACCES.F003 | ZSPR_ACT | ZSPR | NOS | 5 | 1692.24 | INR
4000 | Sourthern Zone, Berhampur | 4100 | EHT (O&M) Circle, Berhampur | 4102 | EHT (O&M) Division, Berhampur | SL22 | 220/132/33 kV T/L S/S S/D Narendrapur_Li | 3000000466 | REPAIR SLEEVE FOR ACSR ZEBRA CONDUCTOR | COND.ACCES.F003 | ZSPR_ACT | ZSPR | NOS | 3 | 1015.34 | INR
4000 | Sourthern Zone, Berhampur | 4100 | EHT (O&M) Circle, Berhampur | 4102 | EHT (O&M) Division, Berhampur | S123 | 132/33 kV T/L S/S S/D Berhampur | 3000000466 | REPAIR SLEEVE FOR ACSR ZEBRA CONDUCTOR | COND.ACCES.F003 | ZSPR_ACT | ZSPR | NOS | 30 | 10153.41 | INR
4000 | Sourthern Zone, Berhampur | 4100 | EHT (O&M) Circle, Berhampur | 4102 | EHT (O&M) Division, Berhampur | S122 | 220/132/33 kV T/L S/S S/D Narendrapur | 3000000466 | REPAIR SLEEVE FOR ACSR ZEBRA CONDUCTOR | COND.ACCES.F003 | ZSPR_SCRAP | ZSPR | NOS | 52 | 10119.2 | INR
4000 | Sourthern Zone, Berhampur | 4100 | EHT (O&M) Circle, Berhampur | 4102 | EHT (O&M) Division, Berhampur | SL23 | 132/33 kV T/L S/S S/D Berhampur _Line | 3000000469 | REPAIR SLEEVE AAAC PANTHER EQUIVALENT | COND.ACCES.F007 | ZSPR_ACT | ZSPR | NOS | 30 | 1963.2 | INR
4000 | Sourthern Zone, Berhampur | 4100 | EHT (O&M) Circle, Berhampur | 4102 | EHT (O&M) Division, Berhampur | S122 | 220/132/33 kV T/L S/S S/D Narendrapur | 3000000469 | REPAIR SLEEVE AAAC PANTHER EQUIVALENT | COND.ACCES.F007 | ZSPR_ACT | ZSPR | NOS | 10 | 654.4 | INR
4000 | Sourthern Zone, Berhampur | 4100 | EHT (O&M) Circle, Berhampur | 4102 | EHT (O&M) Division, Berhampur | SL23 | 132/33 kV T/L S/S S/D Berhampur _Line | 3000000480 | SMALL CUTPIECE CONDUCTOR | COND.CUTPIECE.A001 | ZSPR_SH | ZSPR | MT | 46 | 2300000 | INR
4000 | Sourthern Zone, Berhampur | 4100 | EHT (O&M) Circle, Berhampur | 4102 | EHT (O&M) Division, Berhampur | SL23 | 132/33 kV T/L S/S S/D Berhampur _Line | 3000000480 | SMALL CUTPIECE CONDUCTOR | COND.CUTPIECE.A001 | ZSPR_THEFT | ZSPR | MT | 28.05 | 280500 | INR
4000 | Sourthern Zone, Berhampur | 4100 | EHT (O&M) Circle, Berhampur | 4102 | EHT (O&M) Division, Berhampur | S122 | 220/132/33 kV T/L S/S S/D Narendrapur | 3000000485 | 36KV POLYCRETE CT400-200-100/1-1-1A | CT1.36POL400.C003 | ZSPR_SH | ZSPR | NOS | 1 | 10000 | INR
4000 | Sourthern Zone, Berhampur | 4100 | EHT (O&M) Circle, Berhampur | 4102 | EHT (O&M) Division, Berhampur | S123 | 132/33 kV T/L S/S S/D Berhampur | 3000000486 | 36KV POLYCRETE CT800-400-200/1-1-1A | CT1.36POL800.C003 | ZSPR_ACT | ZSPR | NOS | 3 | 22500 | INR
4000 | Sourthern Zone, Berhampur | 4100 | EHT (O&M) Circle, Berhampur | 4102 | EHT (O&M) Division, Berhampur | S123 | 132/33 kV T/L S/S S/D Berhampur | 3000000574 | EARTHING DEVICE | ERTH.DEVICE.A001 | ZSPR_ACT | ZSPR | NOS | 13 | 10400 | INR
4000 | Sourthern Zone, Berhampur | 4100 | EHT (O&M) Circle, Berhampur | 4102 | EHT (O&M) Division, Berhampur | S124 | 132/33 kV GIS Hinjli | 3000000582 | EARTHING:50X6mm GI Flat | ERTH.FLAT.GI.A005 | ZSPR_ACT | ZSPR | KG | 1345 | 127874.62 | INR
4000 | Sourthern Zone, Berhampur | 4100 | EHT (O&M) Circle, Berhampur | 4102 | EHT (O&M) Division, Berhampur | S128 | 132/33 kV S/S S/D Chikiti | 3000000582 | EARTHING:50X6mm GI Flat | ERTH.FLAT.GI.A005 | ZSPR_ACT | ZSPR | KG | 50 | 4753.7 | INR
4000 | Sourthern Zone, Berhampur | 4100 | EHT (O&M) Circle, Berhampur | 4102 | EHT (O&M) Division, Berhampur | S122 | 220/132/33 kV T/L S/S S/D Narendrapur | 3000000583 | 75 X 10 MM GI EARTH FLAT in KG | ERTH.FLAT.GI.A006 | ZSPR_ACT | ZSPR | KG | 2275 | 8493.59 | INR
4000 | Sourthern Zone, Berhampur | 4100 | EHT (O&M) Circle, Berhampur | 4102 | EHT (O&M) Division, Berhampur | SL27 | 132/33 kV T/L S/S S/D Mohana_Line | 3000000591 | 40 MM GI PLAIN EARTHING PIPE | ERTH.PIPE.GI.A004 | ZSPR_ACT | ZSPR | NOS | 7 | 77 | INR
4000 | Sourthern Zone, Berhampur | 4100 | EHT (O&M) Circle, Berhampur | 4102 | EHT (O&M) Division, Berhampur | S124 | 132/33 kV GIS Hinjli | 3000000592 | 50 MM GI PERFORATED EARTHING PIPE | ERTH.PIPE.GI.A005 | ZSPR_ACT | ZSPR | NOS | 23 | 106307.38 | INR
4000 | Sourthern Zone, Berhampur | 4100 | EHT (O&M) Circle, Berhampur | 4102 | EHT (O&M) Division, Berhampur | S128 | 132/33 kV S/S S/D Chikiti | 3000000595 | 50 MM GI PORFORATED EARTHING PIPE | ERTH.PIPE.GI.B005 | ZSPR_ACT | ZSPR | NOS | 2 | 6515.32 | INR
4000 | Sourthern Zone, Berhampur | 4100 | EHT (O&M) Circle, Berhampur | 4102 | EHT (O&M) Division, Berhampur | S128 | 132/33 kV S/S S/D Chikiti | 3000000596 | Earth spike | ERTH.PIPE.GI.C002 | ZSPR_ACT | ZSPR | NOS | 22 | 61640.04 | INR
4000 | Sourthern Zone, Berhampur | 4100 | EHT (O&M) Circle, Berhampur | 4102 | EHT (O&M) Division, Berhampur | S124 | 132/33 kV GIS Hinjli | 3000000601 | 40 MM GI PLAIN EARTHING ROD | ERTH.ROD.GI.A004 | ZSPR_ACT | ZSPR | NOS | 40 | 133151.2 | INR
4000 | Sourthern Zone, Berhampur | 4100 | EHT (O&M) Circle, Berhampur | 4102 | EHT (O&M) Division, Berhampur | S128 | 132/33 kV S/S S/D Chikiti | 3000000607 | 5mtr length 33kV Earth Spike of 21Nos | ERTH.SPIKE.GI.A003 | ZSPR_ACT | ZSPR | SET | 20 | 39386.28 | INR
4000 | Sourthern Zone, Berhampur | 4100 | EHT (O&M) Circle, Berhampur | 4102 | EHT (O&M) Division, Berhampur | S122 | 220/132/33 kV T/L S/S S/D Narendrapur | 3000000613 | MID SPAN JOINT FOR 7/3.15MM EARTH WIRE | EW.ACCES.A002 | ZSPR_SCRAP | ZSPR | NOS | 3 | 16405.47 | INR
4000 | Sourthern Zone, Berhampur | 4100 | EHT (O&M) Circle, Berhampur | 4102 | EHT (O&M) Division, Berhampur | S124 | 132/33 kV GIS Hinjli | 3000000624 | Enclosure insulators and main circuit of | GIS.145CKT.A001 | ZSPR_ACT | ZSPR | SET | 1 | 0.01 | INR
4000 | Sourthern Zone, Berhampur | 4100 | EHT (O&M) Circle, Berhampur | 4102 | EHT (O&M) Division, Berhampur | S124 | 132/33 kV GIS Hinjli | 3000000625 | 145KV GIS CT | GIS.145CT.A001 | ZSPR_ACT | ZSPR | SET | 1 | 0.01 | INR
4000 | Sourthern Zone, Berhampur | 4100 | EHT (O&M) Circle, Berhampur | 4102 | EHT (O&M) Division, Berhampur | S124 | 132/33 kV GIS Hinjli | 3000000627 | 145KV GIS IVT | GIS.145IVT.A001 | ZSPR_ACT | ZSPR | SET | 1 | 0.01 | INR
4000 | Sourthern Zone, Berhampur | 4100 | EHT (O&M) Circle, Berhampur | 4102 | EHT (O&M) Division, Berhampur | S124 | 132/33 kV GIS Hinjli | 3000000628 | 132kV GIS Motor DS(DESE mechanism) | GIS.145MDS.A006 | ZSPR_ACT | ZSPR | NOS | 2 | 0.02 | INR
4000 | Sourthern Zone, Berhampur | 4100 | EHT (O&M) Circle, Berhampur | 4102 | EHT (O&M) Division, Berhampur | S124 | 132/33 kV GIS Hinjli | 3000000629 | 132kV GIS Spring charge motor for CB | GIS.145SPM.A001 | ZSPR_ACT | ZSPR | NOS | 1 | 0.01 | INR
4000 | Sourthern Zone, Berhampur | 4100 | EHT (O&M) Circle, Berhampur | 4102 | EHT (O&M) Division, Berhampur | S124 | 132/33 kV GIS Hinjli | 3000000630 | Tripping&closing coils-145KV GIS CB | GIS.145SPR.A001 | ZSPR_ACT | ZSPR | SET | 2 | 0.02 | INR
4000 | Sourthern Zone, Berhampur | 4100 | EHT (O&M) Circle, Berhampur | 4102 | EHT (O&M) Division, Berhampur | S124 | 132/33 kV GIS Hinjli | 3000000632 | Auxiliary contacts-145KV GIS CB | GIS.145SPR.A003 | ZSPR_ACT | ZSPR | SET | 1 | 0.01 | INR
4000 | Sourthern Zone, Berhampur | 4100 | EHT (O&M) Circle, Berhampur | 4102 | EHT (O&M) Division, Berhampur | S124 | 132/33 kV GIS Hinjli | 3000000633 | LS & Auxiliary contacts-145KV GIS DS&ES | GIS.145SPR.A004 | ZSPR_ACT | ZSPR | SET | 2 | 0.02 | INR
4000 | Sourthern Zone, Berhampur | 4100 | EHT (O&M) Circle, Berhampur | 4102 | EHT (O&M) Division, Berhampur | S124 | 132/33 kV GIS Hinjli | 3000000634 | 132kV GIS drive mechanism switches | GIS.145SPR.A006 | ZSPR_ACT | ZSPR | SET | 1 | 0.01 | INR
4000 | Sourthern Zone, Berhampur | 4100 | EHT (O&M) Circle, Berhampur | 4102 | EHT (O&M) Division, Berhampur | S124 | 132/33 kV GIS Hinjli | 3000000635 | 132kV GIS drive m. fast acting switches | GIS.145SPR.A007 | ZSPR_ACT | ZSPR | SET | 1 | 0.01 | INR
4000 | Sourthern Zone, Berhampur | 4100 | EHT (O&M) Circle, Berhampur | 4102 | EHT (O&M) Division, Berhampur | S124 | 132/33 kV GIS Hinjli | 3000000636 | 132kV GIS Rupture disc for CB/PT | GIS.145SPR.A008 | ZSPR_ACT | ZSPR | SET | 1 | 0.01 | INR
4000 | Sourthern Zone, Berhampur | 4100 | EHT (O&M) Circle, Berhampur | 4102 | EHT (O&M) Division, Berhampur | S124 | 132/33 kV GIS Hinjli | 3000000637 | 132kV GIS Set of spares for LCC | GIS.145SPR.A009 | ZSPR_ACT | ZSPR | SET | 1 | 0.01 | INR
4000 | Sourthern Zone, Berhampur | 4100 | EHT (O&M) Circle, Berhampur | 4102 | EHT (O&M) Division, Berhampur | S124 | 132/33 kV GIS Hinjli | 3000000638 | 132kV GIS Rupture disc for other comp | GIS.145SPR.A010 | ZSPR_ACT | ZSPR | SET | 2 | 0.02 | INR
4000 | Sourthern Zone, Berhampur | 4100 | EHT (O&M) Circle, Berhampur | 4102 | EHT (O&M) Division, Berhampur | S124 | 132/33 kV GIS Hinjli | 3000000642 | 132kV GIS Density monitor for other GC | GIS.145SPR.A014 | ZSPR_ACT | ZSPR | NOS | 1 | 0.01 | INR
4000 | Sourthern Zone, Berhampur | 4100 | EHT (O&M) Circle, Berhampur | 4102 | EHT (O&M) Division, Berhampur | S124 | 132/33 kV GIS Hinjli | 3000000643 | 132kV GIS Drive for CB in Set | GIS.145SPR.A015 | ZSPR_ACT | ZSPR | NOS | 1 | 0.01 | INR
4000 | Sourthern Zone, Berhampur | 4100 | EHT (O&M) Circle, Berhampur | 4102 | EHT (O&M) Division, Berhampur | S124 | 132/33 kV GIS Hinjli | 3000000697 | 33kV GIS SP CT | GIS.36CT.A001 | ZSPR_ACT | ZSPR | SET | 1 | 0.01 | INR
4000 | Sourthern Zone, Berhampur | 4100 | EHT (O&M) Circle, Berhampur | 4102 | EHT (O&M) Division, Berhampur | S124 | 132/33 kV GIS Hinjli | 3000000698 | 33KV GIS SP IVT | GIS.36IVT.A001 | ZSPR_ACT | ZSPR | SET | 1 | 0.01 | INR
4000 | Sourthern Zone, Berhampur | 4100 | EHT (O&M) Circle, Berhampur | 4102 | EHT (O&M) Division, Berhampur | S124 | 132/33 kV GIS Hinjli | 3000000699 | Tripping&closing coils 33KV GIS CB Set | GIS.36SPR.A001 | ZSPR_ACT | ZSPR | NOS | 1 | 0.01 | INR
4000 | Sourthern Zone, Berhampur | 4100 | EHT (O&M) Circle, Berhampur | 4102 | EHT (O&M) Division, Berhampur | S124 | 132/33 kV GIS Hinjli | 3000000702 | Auxiliary contacts for 33kV GIS CB | GIS.36SPR.A004 | ZSPR_ACT | ZSPR | SET | 1 | 0.01 | INR
4000 | Sourthern Zone, Berhampur | 4100 | EHT (O&M) Circle, Berhampur | 4102 | EHT (O&M) Division, Berhampur | S124 | 132/33 kV GIS Hinjli | 3000000703 | LS&Auxiliary contacts for 33KV GIS DS&ES | GIS.36SPR.A005 | ZSPR_ACT | ZSPR | SET | 1 | 0.01 | INR
4000 | Sourthern Zone, Berhampur | 4100 | EHT (O&M) Circle, Berhampur | 4102 | EHT (O&M) Division, Berhampur | S124 | 132/33 kV GIS Hinjli | 3000000704 | 33kV GIS SCM of CB | GIS.36SPR.A006 | ZSPR_ACT | ZSPR | SET | 1 | 0.01 | INR
4000 | Sourthern Zone, Berhampur | 4100 | EHT (O&M) Circle, Berhampur | 4102 | EHT (O&M) Division, Berhampur | S124 | 132/33 kV GIS Hinjli | 3000000705 | 33kV GIS-Complete drive mech. for DS&GS | GIS.36SPR.A007 | ZSPR_ACT | ZSPR | SET | 1 | 0.01 | INR
4000 | Sourthern Zone, Berhampur | 4100 | EHT (O&M) Circle, Berhampur | 4102 | EHT (O&M) Division, Berhampur | S124 | 132/33 kV GIS Hinjli | 3000000706 | 33kV GIS Motor for DS&GS | GIS.36SPR.A008 | ZSPR_ACT | ZSPR | SET | 1 | 0.01 | INR
4000 | Sourthern Zone, Berhampur | 4100 | EHT (O&M) Circle, Berhampur | 4102 | EHT (O&M) Division, Berhampur | S122 | 220/132/33 kV T/L S/S S/D Narendrapur | 3000000739 | DS HARDWARE FITTING ACSR PANTHER | HWF.DS.A002 | ZSPR_SCRAP | ZSPR | NOS | 12 | 7250.28 | INR
4000 | Sourthern Zone, Berhampur | 4100 | EHT (O&M) Circle, Berhampur | 4102 | EHT (O&M) Division, Berhampur | SL28 | 132_Chikiti line | 3000000739 | DS HARDWARE FITTING ACSR PANTHER | HWF.DS.A002 | ZSPR_ACT | ZSPR | NOS | 18 | 74567.67 | INR
4000 | Sourthern Zone, Berhampur | 4100 | EHT (O&M) Circle, Berhampur | 4102 | EHT (O&M) Division, Berhampur | S122 | 220/132/33 kV T/L S/S S/D Narendrapur | 3000000739 | DS HARDWARE FITTING ACSR PANTHER | HWF.DS.A002 | ZSPR_ACT | ZSPR | NOS | 2 | 8285.3 | INR
4000 | Sourthern Zone, Berhampur | 4100 | EHT (O&M) Circle, Berhampur | 4102 | EHT (O&M) Division, Berhampur | S126 | 132/33 kV T/L S/S S/D Digapahandi | 3000000739 | DS HARDWARE FITTING ACSR PANTHER | HWF.DS.A002 | ZSPR_ACT | ZSPR | NOS | 12 | 49711.79 | INR
4000 | Sourthern Zone, Berhampur | 4100 | EHT (O&M) Circle, Berhampur | 4102 | EHT (O&M) Division, Berhampur | SL22 | 220/132/33 kV T/L S/S S/D Narendrapur_Li | 3000000740 | DS HARDWARE FITTING ACSR ZEBRA | HWF.DS.A003 | ZSPR_ACT | ZSPR | NOS | 56 | 148960 | INR
4000 | Sourthern Zone, Berhampur | 4100 | EHT (O&M) Circle, Berhampur | 4102 | EHT (O&M) Division, Berhampur | SL23 | 132/33 kV T/L S/S S/D Berhampur _Line | 3000000748 | DS HWF AGS for 90 KN insulator | HWF.DS.A016 | ZSPR_ACT | ZSPR | SET | 15 | 15750 | INR
4000 | Sourthern Zone, Berhampur | 4100 | EHT (O&M) Circle, Berhampur | 4102 | EHT (O&M) Division, Berhampur | S128 | 132/33 kV S/S S/D Chikiti | 3000000750 | DS HWF AGS FOR ACSR TWIN MOOSE CONDUCTOR | HWF.DS.A018 | ZSPR_ACT | ZSPR | SET | 6 | 42473.1 | INR
4000 | Sourthern Zone, Berhampur | 4100 | EHT (O&M) Circle, Berhampur | 4102 | EHT (O&M) Division, Berhampur | S122 | 220/132/33 kV T/L S/S S/D Narendrapur | 3000000799 | DT Hard ware fittings -120 KN insulator | HWF.DT.A002 | ZSPR_SCRAP | ZSPR | NOS | 20 | 8896.4 | INR
4000 | Sourthern Zone, Berhampur | 4100 | EHT (O&M) Circle, Berhampur | 4102 | EHT (O&M) Division, Berhampur | S122 | 220/132/33 kV T/L S/S S/D Narendrapur | 3000000800 | DT HARDWARE FITTING ACSR ZEBRA | HWF.DT.A003 | ZSPR_SCRAP | ZSPR | NOS | 9 | 12737.61 | INR
4000 | Sourthern Zone, Berhampur | 4100 | EHT (O&M) Circle, Berhampur | 4102 | EHT (O&M) Division, Berhampur | SL22 | 220/132/33 kV T/L S/S S/D Narendrapur_Li | 3000000800 | DT HARDWARE FITTING ACSR ZEBRA | HWF.DT.A003 | ZSPR_ACT | ZSPR | NOS | 60 | 188018.86 | INR
4000 | Sourthern Zone, Berhampur | 4100 | EHT (O&M) Circle, Berhampur | 4102 | EHT (O&M) Division, Berhampur | S122 | 220/132/33 kV T/L S/S S/D Narendrapur | 3000000800 | DT HARDWARE FITTING ACSR ZEBRA | HWF.DT.A003 | ZSPR_ACT | ZSPR | NOS | 52 | 162949.68 | INR
4000 | Sourthern Zone, Berhampur | 4100 | EHT (O&M) Circle, Berhampur | 4102 | EHT (O&M) Division, Berhampur | S126 | 132/33 kV T/L S/S S/D Digapahandi | 3000000801 | DT HARDWARE FITTING ACSR MOOSE | HWF.DT.A004 | ZSPR_ACT | ZSPR | NOS | 1 | 3135.71 | INR
4000 | Sourthern Zone, Berhampur | 4100 | EHT (O&M) Circle, Berhampur | 4102 | EHT (O&M) Division, Berhampur | S128 | 132/33 kV S/S S/D Chikiti | 3000000803 | DT HARDWARE FITTING FOR ACSR PANTHER | HWF.DT.A006 | ZSPR_ACT | ZSPR | NOS | 18 | 116846.84 | INR
4000 | Sourthern Zone, Berhampur | 4100 | EHT (O&M) Circle, Berhampur | 4102 | EHT (O&M) Division, Berhampur | SL23 | 132/33 kV T/L S/S S/D Berhampur _Line | 3000000803 | DT HARDWARE FITTING FOR ACSR PANTHER | HWF.DT.A006 | ZSPR_ACT | ZSPR | NOS | 3 | 19474.47 | INR
4000 | Sourthern Zone, Berhampur | 4100 | EHT (O&M) Circle, Berhampur | 4102 | EHT (O&M) Division, Berhampur | S122 | 220/132/33 kV T/L S/S S/D Narendrapur | 3000000803 | DT HARDWARE FITTING FOR ACSR PANTHER | HWF.DT.A006 | ZSPR_ACT | ZSPR | NOS | 5 | 32457.45 | INR
4000 | Sourthern Zone, Berhampur | 4100 | EHT (O&M) Circle, Berhampur | 4102 | EHT (O&M) Division, Berhampur | SL23 | 132/33 kV T/L S/S S/D Berhampur _Line | 3000000804 | DT HARDWARE FITTING AAAC PANTHER | HWF.DT.A009 | ZSPR_ACT | ZSPR | NOS | 4 | 12368 | INR
4000 | Sourthern Zone, Berhampur | 4100 | EHT (O&M) Circle, Berhampur | 4102 | EHT (O&M) Division, Berhampur | SL28 | 132_Chikiti line | 3000000822 | SUSPENSION HANGER OF HARDWARE FITTING | HWF.S.HANGER.A001 | ZSPR_ACT | ZSPR | NOS | 11 | 16960.68 | INR
4000 | Sourthern Zone, Berhampur | 4100 | EHT (O&M) Circle, Berhampur | 4102 | EHT (O&M) Division, Berhampur | SL23 | 132/33 kV T/L S/S S/D Berhampur _Line | 3000000824 | SUSPENSION CLAMP FOR 7/3.15MM EARTHWIRE | HWF.SC.EW.A002 | ZSPR_ACT | ZSPR | NOS | 31 | 5866.44 | INR
4000 | Sourthern Zone, Berhampur | 4100 | EHT (O&M) Circle, Berhampur | 4102 | EHT (O&M) Division, Berhampur | S122 | 220/132/33 kV T/L S/S S/D Narendrapur | 3000000824 | SUSPENSION CLAMP FOR 7/3.15MM EARTHWIRE | HWF.SC.EW.A002 | ZSPR_SCRAP | ZSPR | NOS | 185 | 8889.25 | INR
4000 | Sourthern Zone, Berhampur | 4100 | EHT (O&M) Circle, Berhampur | 4102 | EHT (O&M) Division, Berhampur | S122 | 220/132/33 kV T/L S/S S/D Narendrapur | 3000000846 | SS HARDWARE FITTING ACSR PANTHER | HWF.SS.A002 | ZSPR_SCRAP | ZSPR | NOS | 31 | 7706.6 | INR
4000 | Sourthern Zone, Berhampur | 4100 | EHT (O&M) Circle, Berhampur | 4102 | EHT (O&M) Division, Berhampur | SL28 | 132_Chikiti line | 3000000846 | SS HARDWARE FITTING ACSR PANTHER | HWF.SS.A002 | ZSPR_ACT | ZSPR | NOS | 57 | 126023.58 | INR
4000 | Sourthern Zone, Berhampur | 4100 | EHT (O&M) Circle, Berhampur | 4102 | EHT (O&M) Division, Berhampur | SL22 | 220/132/33 kV T/L S/S S/D Narendrapur_Li | 3000000847 | SS HARDWARE FITTING ACSR ZEBRA | HWF.SS.A003 | ZSPR_ACT | ZSPR | NOS | 36 | 52575.84 | INR
4000 | Sourthern Zone, Berhampur | 4100 | EHT (O&M) Circle, Berhampur | 4102 | EHT (O&M) Division, Berhampur | S123 | 132/33 kV T/L S/S S/D Berhampur | 3000000847 | SS HARDWARE FITTING ACSR ZEBRA | HWF.SS.A003 | ZSPR_ACT | ZSPR | NOS | 3 | 4381.32 | INR
4000 | Sourthern Zone, Berhampur | 4100 | EHT (O&M) Circle, Berhampur | 4102 | EHT (O&M) Division, Berhampur | SL22 | 220/132/33 kV T/L S/S S/D Narendrapur_Li | 3000000847 | SS HARDWARE FITTING ACSR ZEBRA | HWF.SS.A003 | ZSPR_SH | ZSPR | NOS | 150 | 219066 | INR
4000 | Sourthern Zone, Berhampur | 4100 | EHT (O&M) Circle, Berhampur | 4102 | EHT (O&M) Division, Berhampur | SL22 | 220/132/33 kV T/L S/S S/D Narendrapur_Li | 3000000847 | SS HARDWARE FITTING ACSR ZEBRA | HWF.SS.A003 | ZSPR_SCRAP | ZSPR | NOS | 6 | 8762.64 | INR
4000 | Sourthern Zone, Berhampur | 4100 | EHT (O&M) Circle, Berhampur | 4102 | EHT (O&M) Division, Berhampur | S126 | 132/33 kV T/L S/S S/D Digapahandi | 3000000850 | SS HARDWARE FITTING ACSR TWIN MOOSE | HWF.SS.A006 | ZSPR_ACT | ZSPR | NOS | 3 | 10214.49 | INR
4000 | Sourthern Zone, Berhampur | 4100 | EHT (O&M) Circle, Berhampur | 4102 | EHT (O&M) Division, Berhampur | SL23 | 132/33 kV T/L S/S S/D Berhampur _Line | 3000000851 | SS HWFFOR AAAC PANTHER CONDUCTOR | HWF.SS.A009 | ZSPR_ACT | ZSPR | NOS | 46 | 2300 | INR
4000 | Sourthern Zone, Berhampur | 4100 | EHT (O&M) Circle, Berhampur | 4102 | EHT (O&M) Division, Berhampur | S126 | 132/33 kV T/L S/S S/D Digapahandi | 3000000857 | SS HWF AGS type for 90 KN insulator | HWF.SS.A016 | ZSPR_ACT | ZSPR | NOS | 72 | 67631.76 | INR
4000 | Sourthern Zone, Berhampur | 4100 | EHT (O&M) Circle, Berhampur | 4102 | EHT (O&M) Division, Berhampur | SL23 | 132/33 kV T/L S/S S/D Berhampur _Line | 3000000857 | SS HWF AGS type for 90 KN insulator | HWF.SS.A016 | ZSPR_ACT | ZSPR | NOS | 120 | 112719.6 | INR
4000 | Sourthern Zone, Berhampur | 4100 | EHT (O&M) Circle, Berhampur | 4102 | EHT (O&M) Division, Berhampur | SL22 | 220/132/33 kV T/L S/S S/D Narendrapur_Li | 3000000860 | SS HWF AGS TYPE FOR AAAC ZEBRA | HWF.SS.A020 | ZSPR_ACT | ZSPR | SET | 114 | 259920 | INR
4000 | Sourthern Zone, Berhampur | 4100 | EHT (O&M) Circle, Berhampur | 4102 | EHT (O&M) Division, Berhampur | S127 | 132/33 kV T/L S/S S/D Mohana | 3000000876 | ST HARDWARE FITTING LYNX /ACSR HORSE CON | HWF.ST.A001 | ZSPR_SCRAP | ZSPR | NOS | 6 | 0 | INR
4000 | Sourthern Zone, Berhampur | 4100 | EHT (O&M) Circle, Berhampur | 4102 | EHT (O&M) Division, Berhampur | SL23 | 132/33 kV T/L S/S S/D Berhampur _Line | 3000000876 | ST HARDWARE FITTING LYNX /ACSR HORSE CON | HWF.ST.A001 | ZSPR_SH | ZSPR | NOS | 20 | 2000 | INR
4000 | Sourthern Zone, Berhampur | 4100 | EHT (O&M) Circle, Berhampur | 4102 | EHT (O&M) Division, Berhampur | SL23 | 132/33 kV T/L S/S S/D Berhampur _Line | 3000000877 | ST Hard wares fittings 120KN insulator | HWF.ST.A002 | ZSPR_ACT | ZSPR | NOS | 5 | 3547.9 | INR
4000 | Sourthern Zone, Berhampur | 4100 | EHT (O&M) Circle, Berhampur | 4102 | EHT (O&M) Division, Berhampur | S122 | 220/132/33 kV T/L S/S S/D Narendrapur | 3000000878 | ST HWF FOR ACSR ZEBRA | HWF.ST.A003 | ZSPR_SCRAP | ZSPR | NOS | 2 | 1000 | INR
4000 | Sourthern Zone, Berhampur | 4100 | EHT (O&M) Circle, Berhampur | 4102 | EHT (O&M) Division, Berhampur | S123 | 132/33 kV T/L S/S S/D Berhampur | 3000000878 | ST HWF FOR ACSR ZEBRA | HWF.ST.A003 | ZSPR_ACT | ZSPR | NOS | 8 | 15732.84 | INR
4000 | Sourthern Zone, Berhampur | 4100 | EHT (O&M) Circle, Berhampur | 4102 | EHT (O&M) Division, Berhampur | SL22 | 220/132/33 kV T/L S/S S/D Narendrapur_Li | 3000000878 | ST HWF FOR ACSR ZEBRA | HWF.ST.A003 | ZSPR_SH | ZSPR | NOS | 48 | 2400 | INR
4000 | Sourthern Zone, Berhampur | 4100 | EHT (O&M) Circle, Berhampur | 4102 | EHT (O&M) Division, Berhampur | SL22 | 220/132/33 kV T/L S/S S/D Narendrapur_Li | 3000000878 | ST HWF FOR ACSR ZEBRA | HWF.ST.A003 | ZSPR_ACT | ZSPR | NOS | 18 | 35398.88 | INR
4000 | Sourthern Zone, Berhampur | 4100 | EHT (O&M) Circle, Berhampur | 4102 | EHT (O&M) Division, Berhampur | S126 | 132/33 kV T/L S/S S/D Digapahandi | 3000000879 | Single Tension H/W Fitting ACSR Moose | HWF.ST.A004 | ZSPR_ACT | ZSPR | SET | 10 | 9850 | INR
4000 | Sourthern Zone, Berhampur | 4100 | EHT (O&M) Circle, Berhampur | 4102 | EHT (O&M) Division, Berhampur | S126 | 132/33 kV T/L S/S S/D Digapahandi | 3000000881 | ST HARDWARE FITTING ACSR TWIN MOOSE | HWF.ST.A006 | ZSPR_ACT | ZSPR | NOS | 12 | 49761.12 | INR
4000 | Sourthern Zone, Berhampur | 4100 | EHT (O&M) Circle, Berhampur | 4102 | EHT (O&M) Division, Berhampur | SL23 | 132/33 kV T/L S/S S/D Berhampur _Line | 3000000883 | ST HWF FOR AAAC PANTHER | HWF.ST.A009 | ZSPR_ACT | ZSPR | NOS | 5 | 7220.1 | INR
4000 | Sourthern Zone, Berhampur | 4100 | EHT (O&M) Circle, Berhampur | 4102 | EHT (O&M) Division, Berhampur | S122 | 220/132/33 kV T/L S/S S/D Narendrapur | 3000000906 | TENSION CLAMP FOR EARTHWIRE | HWF.TC.EW.A002 | ZSPR_SCRAP | ZSPR | NOS | 81 | 18312.48 | INR
4000 | Sourthern Zone, Berhampur | 4100 | EHT (O&M) Circle, Berhampur | 4102 | EHT (O&M) Division, Berhampur | S128 | 132/33 kV S/S S/D Chikiti | 3000000915 | ACDB (Indoor Type) 400A | ILWR.SW.BOARD.B001 | ZSPR_ACT | ZSPR | SET | 1 | 20262.07 | INR
4000 | Sourthern Zone, Berhampur | 4100 | EHT (O&M) Circle, Berhampur | 4102 | EHT (O&M) Division, Berhampur | S128 | 132/33 kV S/S S/D Chikiti | 3000000917 | Indoor Lighting DB | ILWR.SW.BOARD.B003 | ZSPR_ACT | ZSPR | SET | 1 | 36182.26 | INR
4000 | Sourthern Zone, Berhampur | 4100 | EHT (O&M) Circle, Berhampur | 4102 | EHT (O&M) Division, Berhampur | S128 | 132/33 kV S/S S/D Chikiti | 3000000918 | Emergency Lighting DB | ILWR.SW.BOARD.C001 | ZSPR_ACT | ZSPR | SET | 2 | 86837.42 | INR
4000 | Sourthern Zone, Berhampur | 4100 | EHT (O&M) Circle, Berhampur | 4102 | EHT (O&M) Division, Berhampur | S124 | 132/33 kV GIS Hinjli | 3000000929 | SWITCHYARD LIGHTING WITGH LED LAMPS | ILWR.SY.LFT.A001 | ZSPR_ACT | ZSPR | NOS | 4 | 17240 | INR
4000 | Sourthern Zone, Berhampur | 4100 | EHT (O&M) Circle, Berhampur | 4102 | EHT (O&M) Division, Berhampur | SL22 | 220/132/33 kV T/L S/S S/D Narendrapur_Li | 3000000931 | 90KN ANTIFOG DISC INSULATOR | INS.AF.DISC.B002 | ZSPR_ACT | ZSPR | NOS | 1106 | 496193.98 | INR
4000 | Sourthern Zone, Berhampur | 4100 | EHT (O&M) Circle, Berhampur | 4102 | EHT (O&M) Division, Berhampur | S126 | 132/33 kV T/L S/S S/D Digapahandi | 3000000931 | 90KN ANTIFOG DISC INSULATOR | INS.AF.DISC.B002 | ZSPR_ACT | ZSPR | NOS | 15 | 6729.57 | INR
4000 | Sourthern Zone, Berhampur | 4100 | EHT (O&M) Circle, Berhampur | 4102 | EHT (O&M) Division, Berhampur | S126 | 132/33 kV T/L S/S S/D Digapahandi | 3000000932 | 120KN ANTIFOG DISC INSULATOR | INS.AF.DISC.B003 | ZSPR_ACT | ZSPR | NOS | 22 | 23527.46 | INR
4000 | Sourthern Zone, Berhampur | 4100 | EHT (O&M) Circle, Berhampur | 4102 | EHT (O&M) Division, Berhampur | S126 | 132/33 kV T/L S/S S/D Digapahandi | 3000000943 | 33 KV Bus Post Insulator | INS.POR.BPI.C001 | ZSPR_ACT | ZSPR | NOS | 1 | 730 | INR
4000 | Sourthern Zone, Berhampur | 4100 | EHT (O&M) Circle, Berhampur | 4102 | EHT (O&M) Division, Berhampur | S123 | 132/33 kV T/L S/S S/D Berhampur | 3000000943 | 33 KV Bus Post Insulator | INS.POR.BPI.C001 | ZSPR_SH | ZSPR | NOS | 14 | 8348.48 | INR
4000 | Sourthern Zone, Berhampur | 4100 | EHT (O&M) Circle, Berhampur | 4102 | EHT (O&M) Division, Berhampur | S127 | 132/33 kV T/L S/S S/D Mohana | 3000000943 | 33 KV Bus Post Insulator | INS.POR.BPI.C001 | ZSPR_SCRAP | ZSPR | NOS | 3 | 0 | INR
4000 | Sourthern Zone, Berhampur | 4100 | EHT (O&M) Circle, Berhampur | 4102 | EHT (O&M) Division, Berhampur | S127 | 132/33 kV T/L S/S S/D Mohana | 3000000944 | 132 KV BUS POST INSULATORS | INS.POR.BPI.D001 | ZSPR_SH | ZSPR | NOS | 30 | 21888.9 | INR
4000 | Sourthern Zone, Berhampur | 4100 | EHT (O&M) Circle, Berhampur | 4102 | EHT (O&M) Division, Berhampur | S122 | 220/132/33 kV T/L S/S S/D Narendrapur | 3000000944 | 132 KV BUS POST INSULATORS | INS.POR.BPI.D001 | ZSPR_SCRAP | ZSPR | NOS | 13 | 346.71 | INR
4000 | Sourthern Zone, Berhampur | 4100 | EHT (O&M) Circle, Berhampur | 4102 | EHT (O&M) Division, Berhampur | S123 | 132/33 kV T/L S/S S/D Berhampur | 3000000944 | 132 KV BUS POST INSULATORS | INS.POR.BPI.D001 | ZSPR_ACT | ZSPR | NOS | 2 | 1459.26 | INR
4000 | Sourthern Zone, Berhampur | 4100 | EHT (O&M) Circle, Berhampur | 4102 | EHT (O&M) Division, Berhampur | S122 | 220/132/33 kV T/L S/S S/D Narendrapur | 3000000945 | 220KV Bus Post Insulator | INS.POR.BPI.E001 | ZSPR_ACT | ZSPR | NOS | 140 | 140000 | INR
4000 | Sourthern Zone, Berhampur | 4100 | EHT (O&M) Circle, Berhampur | 4102 | EHT (O&M) Division, Berhampur | S127 | 132/33 kV T/L S/S S/D Mohana | 3000000946 | 70KN PORCELAIN DISC INSULATOR | INS.POR.DISC.B001 | ZSPR_SH | ZSPR | NOS | 31 | 3502.69 | INR
4000 | Sourthern Zone, Berhampur | 4100 | EHT (O&M) Circle, Berhampur | 4102 | EHT (O&M) Division, Berhampur | SL27 | 132/33 kV T/L S/S S/D Mohana_Line | 3000000946 | 70KN PORCELAIN DISC INSULATOR | INS.POR.DISC.B001 | ZSPR_ACT | ZSPR | NOS | 30 | 3389.7 | INR
4000 | Sourthern Zone, Berhampur | 4100 | EHT (O&M) Circle, Berhampur | 4102 | EHT (O&M) Division, Berhampur | S127 | 132/33 kV T/L S/S S/D Mohana | 3000000946 | 70KN PORCELAIN DISC INSULATOR | INS.POR.DISC.B001 | ZSPR_ACT | ZSPR | NOS | 31 | 3502.69 | INR
4000 | Sourthern Zone, Berhampur | 4100 | EHT (O&M) Circle, Berhampur | 4102 | EHT (O&M) Division, Berhampur | SL23 | 132/33 kV T/L S/S S/D Berhampur _Line | 3000000947 | 90KN PORCELAIN DISC INSULATOR | INS.POR.DISC.B002 | ZSPR_SH | ZSPR | NOS | 600 | 6000 | INR
4000 | Sourthern Zone, Berhampur | 4100 | EHT (O&M) Circle, Berhampur | 4102 | EHT (O&M) Division, Berhampur | S123 | 132/33 kV T/L S/S S/D Berhampur | 3000000947 | 90KN PORCELAIN DISC INSULATOR | INS.POR.DISC.B002 | ZSPR_ACT | ZSPR | NOS | 886 | 75053.06 | INR
4000 | Sourthern Zone, Berhampur | 4100 | EHT (O&M) Circle, Berhampur | 4102 | EHT (O&M) Division, Berhampur | SL23 | 132/33 kV T/L S/S S/D Berhampur _Line | 3000000947 | 90KN PORCELAIN DISC INSULATOR | INS.POR.DISC.B002 | ZSPR_ACT | ZSPR | NOS | 1239 | 104955.69 | INR
4000 | Sourthern Zone, Berhampur | 4100 | EHT (O&M) Circle, Berhampur | 4102 | EHT (O&M) Division, Berhampur | SL27 | 132/33 kV T/L S/S S/D Mohana_Line | 3000000947 | 90KN PORCELAIN DISC INSULATOR | INS.POR.DISC.B002 | ZSPR_ACT | ZSPR | NOS | 17 | 1440.07 | INR
4000 | Sourthern Zone, Berhampur | 4100 | EHT (O&M) Circle, Berhampur | 4102 | EHT (O&M) Division, Berhampur | S126 | 132/33 kV T/L S/S S/D Digapahandi | 3000000948 | 120KN PORCELAIN DISC INSULATOR | INS.POR.DISC.B003 | ZSPR_ACT | ZSPR | NOS | 54 | 5924.88 | INR
4000 | Sourthern Zone, Berhampur | 4100 | EHT (O&M) Circle, Berhampur | 4102 | EHT (O&M) Division, Berhampur | SL27 | 132/33 kV T/L S/S S/D Mohana_Line | 3000000948 | 120KN PORCELAIN DISC INSULATOR | INS.POR.DISC.B003 | ZSPR_SH | ZSPR | NOS | 50 | 5486 | INR
4000 | Sourthern Zone, Berhampur | 4100 | EHT (O&M) Circle, Berhampur | 4102 | EHT (O&M) Division, Berhampur | SL22 | 220/132/33 kV T/L S/S S/D Narendrapur_Li | 3000000948 | 120KN PORCELAIN DISC INSULATOR | INS.POR.DISC.B003 | ZSPR_SCRAP | ZSPR | NOS | 224 | 24577.28 | INR
4000 | Sourthern Zone, Berhampur | 4100 | EHT (O&M) Circle, Berhampur | 4102 | EHT (O&M) Division, Berhampur | SL22 | 220/132/33 kV T/L S/S S/D Narendrapur_Li | 3000000949 | 160KN PORCELAIN DISC INSULATOR | INS.POR.DISC.B004 | ZSPR_SCRAP | ZSPR | NOS | 3764 | 56441.18 | INR
4000 | Sourthern Zone, Berhampur | 4100 | EHT (O&M) Circle, Berhampur | 4102 | EHT (O&M) Division, Berhampur | SL22 | 220/132/33 kV T/L S/S S/D Narendrapur_Li | 3000000953 | 90KN 220KV PORCELAIN LONG ROD | INS.POR.LR.B001 | ZSPR_ACT | ZSPR | NOS | 203 | 406000 | INR
4000 | Sourthern Zone, Berhampur | 4100 | EHT (O&M) Circle, Berhampur | 4102 | EHT (O&M) Division, Berhampur | SL23 | 132/33 kV T/L S/S S/D Berhampur _Line | 3000000954 | 132KV LR 90KN PORCELAIN INSULATOR | INS.POR.LR.D002 | ZSPR_ACT | ZSPR | NOS | 5 | 33609.18 | INR
4000 | Sourthern Zone, Berhampur | 4100 | EHT (O&M) Circle, Berhampur | 4102 | EHT (O&M) Division, Berhampur | S126 | 132/33 kV T/L S/S S/D Digapahandi | 3000000954 | 132KV LR 90KN PORCELAIN INSULATOR | INS.POR.LR.D002 | ZSPR_ACT | ZSPR | NOS | 663 | 4456577.76 | INR
4000 | Sourthern Zone, Berhampur | 4100 | EHT (O&M) Circle, Berhampur | 4102 | EHT (O&M) Division, Berhampur | SL27 | 132/33 kV T/L S/S S/D Mohana_Line | 3000000954 | 132KV LR 90KN PORCELAIN INSULATOR | INS.POR.LR.D002 | ZSPR_ACT | ZSPR | NOS | 69 | 463806.74 | INR
4000 | Sourthern Zone, Berhampur | 4100 | EHT (O&M) Circle, Berhampur | 4102 | EHT (O&M) Division, Berhampur | S126 | 132/33 kV T/L S/S S/D Digapahandi | 3000000955 | 120KN 132 KV PORCELAIN LONG ROD | INS.POR.LR.D003 | ZSPR_ACT | ZSPR | NOS | 87 | 517017.61 | INR
4000 | Sourthern Zone, Berhampur | 4100 | EHT (O&M) Circle, Berhampur | 4102 | EHT (O&M) Division, Berhampur | SL23 | 132/33 kV T/L S/S S/D Berhampur _Line | 3000000955 | 120KN 132 KV PORCELAIN LONG ROD | INS.POR.LR.D003 | ZSPR_ACT | ZSPR | NOS | 35 | 207995.59 | INR
4000 | Sourthern Zone, Berhampur | 4100 | EHT (O&M) Circle, Berhampur | 4102 | EHT (O&M) Division, Berhampur | SL27 | 132/33 kV T/L S/S S/D Mohana_Line | 3000000955 | 120KN 132 KV PORCELAIN LONG ROD | INS.POR.LR.D003 | ZSPR_SH | ZSPR | NOS | 1 | 5234.19 | INR
4000 | Sourthern Zone, Berhampur | 4100 | EHT (O&M) Circle, Berhampur | 4102 | EHT (O&M) Division, Berhampur | S127 | 132/33 kV T/L S/S S/D Mohana | 3000000955 | 120KN 132 KV PORCELAIN LONG ROD | INS.POR.LR.D003 | ZSPR_ACT | ZSPR | NOS | 6 | 35656.39 | INR
4000 | Sourthern Zone, Berhampur | 4100 | EHT (O&M) Circle, Berhampur | 4102 | EHT (O&M) Division, Berhampur | SL27 | 132/33 kV T/L S/S S/D Mohana_Line | 3000000955 | 120KN 132 KV PORCELAIN LONG ROD | INS.POR.LR.D003 | ZSPR_ACT | ZSPR | NOS | 2 | 11885.46 | INR
4000 | Sourthern Zone, Berhampur | 4100 | EHT (O&M) Circle, Berhampur | 4102 | EHT (O&M) Division, Berhampur | SL22 | 220/132/33 kV T/L S/S S/D Narendrapur_Li | 3000000957 | 160KN 132 KV PORCELAIN LONG ROD | INS.POR.LR.E004 | ZSPR_ACT | ZSPR | NOS | 9 | 149805.02 | INR
4000 | Sourthern Zone, Berhampur | 4100 | EHT (O&M) Circle, Berhampur | 4102 | EHT (O&M) Division, Berhampur | S122 | 220/132/33 kV T/L S/S S/D Narendrapur | 3000000977 | ALLUMINIUM FLAT | MISC.AL.FLAT.A001 | ZSPR_SCRAP | ZSPR | KG | 15 | 1500 | INR
4000 | Sourthern Zone, Berhampur | 4100 | EHT (O&M) Circle, Berhampur | 4102 | EHT (O&M) Division, Berhampur | S123 | 132/33 kV T/L S/S S/D Berhampur | 3000000982 | ALLUMINIUM BINDING TAPE | MISC.ALBINDTAPE.A001 | ZSPR_ACT | ZSPR | KG | 2 | 29 | INR
4000 | Sourthern Zone, Berhampur | 4100 | EHT (O&M) Circle, Berhampur | 4102 | EHT (O&M) Division, Berhampur | S126 | 132/33 kV T/L S/S S/D Digapahandi | 3000000994 | CORONA BELL CAP | MISC.CORONABELL.A001 | ZSPR_ACT | ZSPR | NOS | 2 | 120 | INR
4000 | Sourthern Zone, Berhampur | 4100 | EHT (O&M) Circle, Berhampur | 4102 | EHT (O&M) Division, Berhampur | S127 | 132/33 kV T/L S/S S/D Mohana | 3000000996 | CT CONSOLE BOX | MISC.CT.CONSOLE.A001 | ZSPR_ACT | ZSPR | NOS | 3 | 10288.93 | INR
4000 | Sourthern Zone, Berhampur | 4100 | EHT (O&M) Circle, Berhampur | 4102 | EHT (O&M) Division, Berhampur | S122 | 220/132/33 kV T/L S/S S/D Narendrapur | 3000000996 | CT CONSOLE BOX | MISC.CT.CONSOLE.A001 | ZSPR_ACT | ZSPR | NOS | 2 | 6859.28 | INR
4000 | Sourthern Zone, Berhampur | 4100 | EHT (O&M) Circle, Berhampur | 4102 | EHT (O&M) Division, Berhampur | S123 | 132/33 kV T/L S/S S/D Berhampur | 3000001002 | EMPTY Tfr OIL BARREL | MISC.EMPTYBRL.A001 | ZSPR_ACT | ZSPR | NOS | 12 | 187896.24 | INR
4000 | Sourthern Zone, Berhampur | 4100 | EHT (O&M) Circle, Berhampur | 4102 | EHT (O&M) Division, Berhampur | S122 | 220/132/33 kV T/L S/S S/D Narendrapur | 3000001002 | EMPTY Tfr OIL BARREL | MISC.EMPTYBRL.A001 | ZSPR_SCRAP | ZSPR | NOS | 5 | 310.57 | INR
4000 | Sourthern Zone, Berhampur | 4100 | EHT (O&M) Circle, Berhampur | 4102 | EHT (O&M) Division, Berhampur | S124 | 132/33 kV GIS Hinjli | 3000001002 | EMPTY Tfr OIL BARREL | MISC.EMPTYBRL.A001 | ZSPR_ACT | ZSPR | NOS | 36 | 563688.72 | INR
4000 | Sourthern Zone, Berhampur | 4100 | EHT (O&M) Circle, Berhampur | 4102 | EHT (O&M) Division, Berhampur | S126 | 132/33 kV T/L S/S S/D Digapahandi | 3000001002 | EMPTY Tfr OIL BARREL | MISC.EMPTYBRL.A001 | ZSPR_SH | ZSPR | NOS | 20 | 533.5 | INR
4000 | Sourthern Zone, Berhampur | 4100 | EHT (O&M) Circle, Berhampur | 4102 | EHT (O&M) Division, Berhampur | S122 | 220/132/33 kV T/L S/S S/D Narendrapur | 3000001002 | EMPTY Tfr OIL BARREL | MISC.EMPTYBRL.A001 | ZSPR_SH | ZSPR | NOS | 7 | 186.72 | INR
4000 | Sourthern Zone, Berhampur | 4100 | EHT (O&M) Circle, Berhampur | 4102 | EHT (O&M) Division, Berhampur | S126 | 132/33 kV T/L S/S S/D Digapahandi | 3000001007 | FLEXIBLE COPPER EARTH BOND | MISC.FL.CU.BOND.A001 | ZSPR_ACT | ZSPR | NOS | 11 | 1606 | INR
4000 | Sourthern Zone, Berhampur | 4100 | EHT (O&M) Circle, Berhampur | 4102 | EHT (O&M) Division, Berhampur | S127 | 132/33 kV T/L S/S S/D Mohana | 3000001008 | FLEXIBLE EARTH BOND | MISC.FL.E.BOND.A001 | ZSPR_ACT | ZSPR | NOS | 10 | 5000 | INR
4000 | Sourthern Zone, Berhampur | 4100 | EHT (O&M) Circle, Berhampur | 4102 | EHT (O&M) Division, Berhampur | S127 | 132/33 kV T/L S/S S/D Mohana | 3000001016 | 100X150 MM R S JOIST | MISC.JOIST.A002 | ZSPR_SH | ZSPR | MT | 0.09 | 180 | INR
4000 | Sourthern Zone, Berhampur | 4100 | EHT (O&M) Circle, Berhampur | 4102 | EHT (O&M) Division, Berhampur | S126 | 132/33 kV T/L S/S S/D Digapahandi | 3000001037 | 60 LB RAIL POLE | MISC.RAILPOLE.A001 | ZSPR_ACT | ZSPR | MT | 1.264 | 37920 | INR
4000 | Sourthern Zone, Berhampur | 4100 | EHT (O&M) Circle, Berhampur | 4102 | EHT (O&M) Division, Berhampur | S123 | 132/33 kV T/L S/S S/D Berhampur | 3000001051 | 12 MM POLYPROPELENE ROPE | MISC.ROPE.B001 | ZSPR_SH | ZSPR | KG | 10 | 1979.2 | INR
4000 | Sourthern Zone, Berhampur | 4100 | EHT (O&M) Circle, Berhampur | 4102 | EHT (O&M) Division, Berhampur | S123 | 132/33 kV T/L S/S S/D Berhampur | 3000001053 | 18 MM POLYPROPELENE ROPE | MISC.ROPE.B003 | ZSPR_ACT | ZSPR | KG | 40 | 7352 | INR
4000 | Sourthern Zone, Berhampur | 4100 | EHT (O&M) Circle, Berhampur | 4102 | EHT (O&M) Division, Berhampur | S123 | 132/33 kV T/L S/S S/D Berhampur | 3000001056 | 24MM POLYPROPELENE ROPE | MISC.ROPE.B007 | ZSPR_ACT | ZSPR | KG | 57 | 7011 | INR
4000 | Sourthern Zone, Berhampur | 4100 | EHT (O&M) Circle, Berhampur | 4102 | EHT (O&M) Division, Berhampur | S123 | 132/33 kV T/L S/S S/D Berhampur | 3000001067 | 50 Kg SF6 gas Cylinder | MISC.SF6CYLNDR.A002 | ZSPR_ACT | ZSPR | NOS | 1 | 12270.1 | INR
4000 | Sourthern Zone, Berhampur | 4100 | EHT (O&M) Circle, Berhampur | 4102 | EHT (O&M) Division, Berhampur | S124 | 132/33 kV GIS Hinjli | 3000001067 | 50 Kg SF6 gas Cylinder | MISC.SF6CYLNDR.A002 | ZSPR_ACT | ZSPR | NOS | 1 | 12270.11 | INR
4000 | Sourthern Zone, Berhampur | 4100 | EHT (O&M) Circle, Berhampur | 4102 | EHT (O&M) Division, Berhampur | S122 | 220/132/33 kV T/L S/S S/D Narendrapur | 3000001069 | 7KG SF6 GAS CYLINDER | MISC.SF6CYLNDR.A010 | ZSPR_SH | ZSPR | NOS | 2 | 200 | INR
4000 | Sourthern Zone, Berhampur | 4100 | EHT (O&M) Circle, Berhampur | 4102 | EHT (O&M) Division, Berhampur | S128 | 132/33 kV S/S S/D Chikiti | 3000001090 | GI TUBULAR POLE FOR STREET LIGHT | MISC.TBULR.POLE.A001 | ZSPR_ACT | ZSPR | NOS | 8 | 258521.41 | INR
4000 | Sourthern Zone, Berhampur | 4100 | EHT (O&M) Circle, Berhampur | 4102 | EHT (O&M) Division, Berhampur | S124 | 132/33 kV GIS Hinjli | 3000001090 | GI TUBULAR POLE FOR STREET LIGHT | MISC.TBULR.POLE.A001 | ZSPR_ACT | ZSPR | NOS | 25 | 807879.41 | INR
4000 | Sourthern Zone, Berhampur | 4100 | EHT (O&M) Circle, Berhampur | 4102 | EHT (O&M) Division, Berhampur | S124 | 132/33 kV GIS Hinjli | 3000001094 | NEW EHV GRADE Napthelin based Tfr OIL | MISC.TFROIL.A001 | ZSPR_ACT | ZSPR | L | 1045 | 90350.69 | INR
4000 | Sourthern Zone, Berhampur | 4100 | EHT (O&M) Circle, Berhampur | 4102 | EHT (O&M) Division, Berhampur | S122 | 220/132/33 kV T/L S/S S/D Narendrapur | 3000001094 | NEW EHV GRADE Napthelin based Tfr OIL | MISC.TFROIL.A001 | ZSPR_ACT | ZSPR | L | 2384.809 | 206190.57 | INR
4000 | Sourthern Zone, Berhampur | 4100 | EHT (O&M) Circle, Berhampur | 4102 | EHT (O&M) Division, Berhampur | S128 | 132/33 kV S/S S/D Chikiti | 3000001094 | NEW EHV GRADE Napthelin based Tfr OIL | MISC.TFROIL.A001 | ZSPR_ACT | ZSPR | L | 1672 | 144561.1 | INR
4000 | Sourthern Zone, Berhampur | 4100 | EHT (O&M) Circle, Berhampur | 4102 | EHT (O&M) Division, Berhampur | S123 | 132/33 kV T/L S/S S/D Berhampur | 3000001099 | THERMOMETER | MISC.THRMOMTR.A001 | ZSPR_SH | ZSPR | NOS | 1 | 1 | INR
4000 | Sourthern Zone, Berhampur | 4100 | EHT (O&M) Circle, Berhampur | 4102 | EHT (O&M) Division, Berhampur | S123 | 132/33 kV T/L S/S S/D Berhampur | 3000001106 | ANALOG AMPER-HOUR METER | MTR.AHMETER.A.A001 | ZSPR_SH | ZSPR | NOS | 1 | 1 | INR
4000 | Sourthern Zone, Berhampur | 4100 | EHT (O&M) Circle, Berhampur | 4102 | EHT (O&M) Division, Berhampur | S123 | 132/33 kV T/L S/S S/D Berhampur | 3000001120 | APEX METERING PANEL | MTR.APEXPNL.A001 | ZSPR_SH | ZSPR | NOS | 1 | 0.01 | INR
4000 | Sourthern Zone, Berhampur | 4100 | EHT (O&M) Circle, Berhampur | 4102 | EHT (O&M) Division, Berhampur | S122 | 220/132/33 kV T/L S/S S/D Narendrapur | 3000001120 | APEX METERING PANEL | MTR.APEXPNL.A001 | ZSPR_SH | ZSPR | NOS | 6 | 0.06 | INR
4000 | Sourthern Zone, Berhampur | 4100 | EHT (O&M) Circle, Berhampur | 4102 | EHT (O&M) Division, Berhampur | S128 | 132/33 kV S/S S/D Chikiti | 3000001133 | 132kV MVAR METER ALONG WITH TRANSDUCER | MTR.MVARMETER.D.A004 | ZSPR_ACT | ZSPR | NOS | 2 | 36182.26 | INR
4000 | Sourthern Zone, Berhampur | 4100 | EHT (O&M) Circle, Berhampur | 4102 | EHT (O&M) Division, Berhampur | S122 | 220/132/33 kV T/L S/S S/D Narendrapur | 3000001145 | 0-300 V AC VOLT METER | MTR.VOLTMETER.A.A004 | ZSPR_SCRAP | ZSPR | NOS | 1 | 50 | INR
4000 | Sourthern Zone, Berhampur | 4100 | EHT (O&M) Circle, Berhampur | 4102 | EHT (O&M) Division, Berhampur | S122 | 220/132/33 kV T/L S/S S/D Narendrapur | 3000001150 | DIGITAL VOLTMETER | MTR.VOLTMETER.D.B001 | ZSPR_ACT | ZSPR | NOS | 20 | 6000 | INR
4000 | Sourthern Zone, Berhampur | 4100 | EHT (O&M) Circle, Berhampur | 4102 | EHT (O&M) Division, Berhampur | S127 | 132/33 kV T/L S/S S/D Mohana | 3000001153 | ASSORTED SIZE FOUNDATION NUT & BOLT | NBW.ASRT.FDNB.A001 | ZSPR_SH | ZSPR | NOS | 12 | 3075.72 | INR
4000 | Sourthern Zone, Berhampur | 4100 | EHT (O&M) Circle, Berhampur | 4102 | EHT (O&M) Division, Berhampur | S122 | 220/132/33 kV T/L S/S S/D Narendrapur | 3000001154 | NUTS AND BOLTS | NBW.ASRT.GINB.A001 | ZSPR_SCRAP | ZSPR | KG | 250 | 24714.4 | INR
4000 | Sourthern Zone, Berhampur | 4100 | EHT (O&M) Circle, Berhampur | 4102 | EHT (O&M) Division, Berhampur | SL23 | 132/33 kV T/L S/S S/D Berhampur _Line | 3000001154 | NUTS AND BOLTS | NBW.ASRT.GINB.A001 | ZSPR_SH | ZSPR | KG | 200 | 4000 | INR
4000 | Sourthern Zone, Berhampur | 4100 | EHT (O&M) Circle, Berhampur | 4102 | EHT (O&M) Division, Berhampur | S124 | 132/33 kV GIS Hinjli | 3000001154 | NUTS AND BOLTS | NBW.ASRT.GINB.A001 | ZSPR_ACT | ZSPR | KG | 840 | 169517.1 | INR
4000 | Sourthern Zone, Berhampur | 4100 | EHT (O&M) Circle, Berhampur | 4102 | EHT (O&M) Division, Berhampur | S123 | 132/33 kV T/L S/S S/D Berhampur | 3000001154 | NUTS AND BOLTS | NBW.ASRT.GINB.A001 | ZSPR_ACT | ZSPR | KG | 8 | 1614.45 | INR
4000 | Sourthern Zone, Berhampur | 4100 | EHT (O&M) Circle, Berhampur | 4102 | EHT (O&M) Division, Berhampur | S122 | 220/132/33 kV T/L S/S S/D Narendrapur | 3000001154 | NUTS AND BOLTS | NBW.ASRT.GINB.A001 | ZSPR_ACT | ZSPR | KG | 300 | 60541.82 | INR
4000 | Sourthern Zone, Berhampur | 4100 | EHT (O&M) Circle, Berhampur | 4102 | EHT (O&M) Division, Berhampur | S126 | 132/33 kV T/L S/S S/D Digapahandi | 3000001154 | NUTS AND BOLTS | NBW.ASRT.GINB.A001 | ZSPR_ACT | ZSPR | KG | 5 | 1009.03 | INR
4000 | Sourthern Zone, Berhampur | 4100 | EHT (O&M) Circle, Berhampur | 4102 | EHT (O&M) Division, Berhampur | SL22 | 220/132/33 kV T/L S/S S/D Narendrapur_Li | 3000001154 | NUTS AND BOLTS | NBW.ASRT.GINB.A001 | ZSPR_ACT | ZSPR | KG | 4200 | 847585.51 | INR
4000 | Sourthern Zone, Berhampur | 4100 | EHT (O&M) Circle, Berhampur | 4102 | EHT (O&M) Division, Berhampur | SL28 | 132_Chikiti line | 3000001154 | NUTS AND BOLTS | NBW.ASRT.GINB.A001 | ZSPR_ACT | ZSPR | KG | 3.362 | 678.47 | INR
4000 | Sourthern Zone, Berhampur | 4100 | EHT (O&M) Circle, Berhampur | 4102 | EHT (O&M) Division, Berhampur | S126 | 132/33 kV T/L S/S S/D Digapahandi | 3000001155 | ASSORTED SIZE GI WASHER | NBW.ASRT.GIWSR.A001 | ZSPR_ACT | ZSPR | KG | 56.075 | 5527.77 | INR
4000 | Sourthern Zone, Berhampur | 4100 | EHT (O&M) Circle, Berhampur | 4102 | EHT (O&M) Division, Berhampur | SL22 | 220/132/33 kV T/L S/S S/D Narendrapur_Li | 3000001155 | ASSORTED SIZE GI WASHER | NBW.ASRT.GIWSR.A001 | ZSPR_ACT | ZSPR | KG | 46 | 4534.6 | INR
4000 | Sourthern Zone, Berhampur | 4100 | EHT (O&M) Circle, Berhampur | 4102 | EHT (O&M) Division, Berhampur | S122 | 220/132/33 kV T/L S/S S/D Narendrapur | 3000001163 | ASSORTED FOUNDATION NUT & BOLT IN KG | NBW.FDN.NB.A017 | ZSPR_ACT | ZSPR | KG | 200 | 2000 | INR
4000 | Sourthern Zone, Berhampur | 4100 | EHT (O&M) Circle, Berhampur | 4102 | EHT (O&M) Division, Berhampur | S122 | 220/132/33 kV T/L S/S S/D Narendrapur | 3000001164 | Foundation bolts of size 20X600mm | NBW.FDN.NB.A018 | ZSPR_ACT | ZSPR | KG | 11.2 | 200 | INR
4000 | Sourthern Zone, Berhampur | 4100 | EHT (O&M) Circle, Berhampur | 4102 | EHT (O&M) Division, Berhampur | S122 | 220/132/33 kV T/L S/S S/D Narendrapur | 3000001168 | Foundation bolts of size 25X1040mm | NBW.FDN.NB.A029 | ZSPR_ACT | ZSPR | KG | 1200 | 3000 | INR
4000 | Sourthern Zone, Berhampur | 4100 | EHT (O&M) Circle, Berhampur | 4102 | EHT (O&M) Division, Berhampur | SL22 | 220/132/33 kV T/L S/S S/D Narendrapur_Li | 3000001177 | 12 X 30 MM GI HALF THREAD NUT & BOLT | NBW.GINB.A001 | ZSPR_ACT | ZSPR | KG | 310 | 21700 | INR
4000 | Sourthern Zone, Berhampur | 4100 | EHT (O&M) Circle, Berhampur | 4102 | EHT (O&M) Division, Berhampur | SL22 | 220/132/33 kV T/L S/S S/D Narendrapur_Li | 3000001178 | 12 X 35 MM GI HALF THREAD NUT & BOLT | NBW.GINB.A002 | ZSPR_ACT | ZSPR | KG | 300 | 21000 | INR
4000 | Sourthern Zone, Berhampur | 4100 | EHT (O&M) Circle, Berhampur | 4102 | EHT (O&M) Division, Berhampur | S126 | 132/33 kV T/L S/S S/D Digapahandi | 3000001181 | 16 X 30 MM GI HALF THREAD NUT & BOLT | NBW.GINB.A005 | ZSPR_ACT | ZSPR | KG | 39.894 | 4568.9 | INR
4000 | Sourthern Zone, Berhampur | 4100 | EHT (O&M) Circle, Berhampur | 4102 | EHT (O&M) Division, Berhampur | SL23 | 132/33 kV T/L S/S S/D Berhampur _Line | 3000001181 | 16 X 30 MM GI HALF THREAD NUT & BOLT | NBW.GINB.A005 | ZSPR_ACT | ZSPR | KG | 50 | 5726.3 | INR
4000 | Sourthern Zone, Berhampur | 4100 | EHT (O&M) Circle, Berhampur | 4102 | EHT (O&M) Division, Berhampur | S126 | 132/33 kV T/L S/S S/D Digapahandi | 3000001182 | 16 X 35 MM GI HALF THREAD NUT & BOLT | NBW.GINB.A006 | ZSPR_ACT | ZSPR | KG | 63.546 | 6760.67 | INR
4000 | Sourthern Zone, Berhampur | 4100 | EHT (O&M) Circle, Berhampur | 4102 | EHT (O&M) Division, Berhampur | S122 | 220/132/33 kV T/L S/S S/D Narendrapur | 3000001182 | 16 X 35 MM GI HALF THREAD NUT & BOLT | NBW.GINB.A006 | ZSPR_SCRAP | ZSPR | KG | 30.023 | 300.23 | INR
4000 | Sourthern Zone, Berhampur | 4100 | EHT (O&M) Circle, Berhampur | 4102 | EHT (O&M) Division, Berhampur | SL23 | 132/33 kV T/L S/S S/D Berhampur _Line | 3000001182 | 16 X 35 MM GI HALF THREAD NUT & BOLT | NBW.GINB.A006 | ZSPR_ACT | ZSPR | KG | 345 | 36704.61 | INR
4000 | Sourthern Zone, Berhampur | 4100 | EHT (O&M) Circle, Berhampur | 4102 | EHT (O&M) Division, Berhampur | SL22 | 220/132/33 kV T/L S/S S/D Narendrapur_Li | 3000001183 | 16 X 40 MM GI HALF THREAD NUT & BOLT | NBW.GINB.A007 | ZSPR_ACT | ZSPR | KG | 290 | 34735.7 | INR
4000 | Sourthern Zone, Berhampur | 4100 | EHT (O&M) Circle, Berhampur | 4102 | EHT (O&M) Division, Berhampur | S126 | 132/33 kV T/L S/S S/D Digapahandi | 3000001183 | 16 X 40 MM GI HALF THREAD NUT & BOLT | NBW.GINB.A007 | ZSPR_ACT | ZSPR | KG | 735.584 | 88107 | INR
4000 | Sourthern Zone, Berhampur | 4100 | EHT (O&M) Circle, Berhampur | 4102 | EHT (O&M) Division, Berhampur | SL23 | 132/33 kV T/L S/S S/D Berhampur _Line | 3000001184 | 16 X 45 MM GI HALF THREAD NUT & BOLT | NBW.GINB.A008 | ZSPR_ACT | ZSPR | KG | 50 | 6232.93 | INR
4000 | Sourthern Zone, Berhampur | 4100 | EHT (O&M) Circle, Berhampur | 4102 | EHT (O&M) Division, Berhampur | SL22 | 220/132/33 kV T/L S/S S/D Narendrapur_Li | 3000001184 | 16 X 45 MM GI HALF THREAD NUT & BOLT | NBW.GINB.A008 | ZSPR_ACT | ZSPR | KG | 100 | 12465.87 | INR
4000 | Sourthern Zone, Berhampur | 4100 | EHT (O&M) Circle, Berhampur | 4102 | EHT (O&M) Division, Berhampur | S126 | 132/33 kV T/L S/S S/D Digapahandi | 3000001184 | 16 X 45 MM GI HALF THREAD NUT & BOLT | NBW.GINB.A008 | ZSPR_ACT | ZSPR | KG | 671.22 | 83673.39 | INR
4000 | Sourthern Zone, Berhampur | 4100 | EHT (O&M) Circle, Berhampur | 4102 | EHT (O&M) Division, Berhampur | SL23 | 132/33 kV T/L S/S S/D Berhampur _Line | 3000001185 | 16X50MM GI HALF THREAD NUT & BOLT | NBW.GINB.A009 | ZSPR_ACT | ZSPR | KG | 10 | 1135.22 | INR
4000 | Sourthern Zone, Berhampur | 4100 | EHT (O&M) Circle, Berhampur | 4102 | EHT (O&M) Division, Berhampur | S122 | 220/132/33 kV T/L S/S S/D Narendrapur | 3000001185 | 16X50MM GI HALF THREAD NUT & BOLT | NBW.GINB.A009 | ZSPR_SCRAP | ZSPR | KG | 6 | 90 | INR
4000 | Sourthern Zone, Berhampur | 4100 | EHT (O&M) Circle, Berhampur | 4102 | EHT (O&M) Division, Berhampur | SL22 | 220/132/33 kV T/L S/S S/D Narendrapur_Li | 3000001185 | 16X50MM GI HALF THREAD NUT & BOLT | NBW.GINB.A009 | ZSPR_ACT | ZSPR | KG | 140 | 15893.05 | INR
4000 | Sourthern Zone, Berhampur | 4100 | EHT (O&M) Circle, Berhampur | 4102 | EHT (O&M) Division, Berhampur | S126 | 132/33 kV T/L S/S S/D Digapahandi | 3000001185 | 16X50MM GI HALF THREAD NUT & BOLT | NBW.GINB.A009 | ZSPR_ACT | ZSPR | KG | 150.436 | 17077.77 | INR
4000 | Sourthern Zone, Berhampur | 4100 | EHT (O&M) Circle, Berhampur | 4102 | EHT (O&M) Division, Berhampur | S122 | 220/132/33 kV T/L S/S S/D Narendrapur | 3000001186 | 16X55MM GI HALF THREAD NUT & BOLT | NBW.GINB.A010 | ZSPR_SCRAP | ZSPR | KG | 30.984 | 1827.44 | INR
4000 | Sourthern Zone, Berhampur | 4100 | EHT (O&M) Circle, Berhampur | 4102 | EHT (O&M) Division, Berhampur | S126 | 132/33 kV T/L S/S S/D Digapahandi | 3000001186 | 16X55MM GI HALF THREAD NUT & BOLT | NBW.GINB.A010 | ZSPR_ACT | ZSPR | KG | 51.491 | 6511.77 | INR
4000 | Sourthern Zone, Berhampur | 4100 | EHT (O&M) Circle, Berhampur | 4102 | EHT (O&M) Division, Berhampur | SL22 | 220/132/33 kV T/L S/S S/D Narendrapur_Li | 3000001186 | 16X55MM GI HALF THREAD NUT & BOLT | NBW.GINB.A010 | ZSPR_ACT | ZSPR | KG | 7 | 885.25 | INR
4000 | Sourthern Zone, Berhampur | 4100 | EHT (O&M) Circle, Berhampur | 4102 | EHT (O&M) Division, Berhampur | SL22 | 220/132/33 kV T/L S/S S/D Narendrapur_Li | 3000001188 | 16X65MM GI HALF THREAD NUT & BOLT | NBW.GINB.A012 | ZSPR_ACT | ZSPR | KG | 20 | 1562.4 | INR
4000 | Sourthern Zone, Berhampur | 4100 | EHT (O&M) Circle, Berhampur | 4102 | EHT (O&M) Division, Berhampur | S122 | 220/132/33 kV T/L S/S S/D Narendrapur | 3000001237 | 35 X 5MM THICK PACK / FLAT GI WASHER | NBW.GIWSR.A006 | ZSPR_SCRAP | ZSPR | KG | 43.719 | 218.6 | INR
4000 | Sourthern Zone, Berhampur | 4100 | EHT (O&M) Circle, Berhampur | 4102 | EHT (O&M) Division, Berhampur | S122 | 220/132/33 kV T/L S/S S/D Narendrapur | 3000001238 | 35 X 6MM THICK PACK / FLAT GI WASHER | NBW.GIWSR.A007 | ZSPR_SCRAP | ZSPR | KG | 20.719 | 449.4 | INR
4000 | Sourthern Zone, Berhampur | 4100 | EHT (O&M) Circle, Berhampur | 4102 | EHT (O&M) Division, Berhampur | SL22 | 220/132/33 kV T/L S/S S/D Narendrapur_Li | 3000001246 | 16 X 6MM THICK PACK / FLAT GI WASHER | NBW.GIWSR.A016 | ZSPR_ACT | ZSPR | KG | 80 | 6964 | INR
4000 | Sourthern Zone, Berhampur | 4100 | EHT (O&M) Circle, Berhampur | 4102 | EHT (O&M) Division, Berhampur | SL23 | 132/33 kV T/L S/S S/D Berhampur _Line | 3000001246 | 16 X 6MM THICK PACK / FLAT GI WASHER | NBW.GIWSR.A016 | ZSPR_ACT | ZSPR | KG | 34 | 2959.7 | INR
4000 | Sourthern Zone, Berhampur | 4100 | EHT (O&M) Circle, Berhampur | 4102 | EHT (O&M) Division, Berhampur | SL22 | 220/132/33 kV T/L S/S S/D Narendrapur_Li | 3000001247 | 16 X 8MM THICK PACK / FLAT GI WASHER | NBW.GIWSR.A017 | ZSPR_ACT | ZSPR | KG | 45 | 4097.25 | INR
4000 | Sourthern Zone, Berhampur | 4100 | EHT (O&M) Circle, Berhampur | 4102 | EHT (O&M) Division, Berhampur | SL22 | 220/132/33 kV T/L S/S S/D Narendrapur_Li | 3000001255 | 3.5X16mm GI pack washer Bolt | NBW.GIWSR.A028 | ZSPR_ACT | ZSPR | KG | 136 | 9520 | INR
4000 | Sourthern Zone, Berhampur | 4100 | EHT (O&M) Circle, Berhampur | 4102 | EHT (O&M) Division, Berhampur | S126 | 132/33 kV T/L S/S S/D Digapahandi | 3000001257 | GI Spring washer M-16( 3.5MM Thickness) | NBW.GIWSR.B002 | ZSPR_ACT | ZSPR | KG | 73.448 | 9564.77 | INR
4000 | Sourthern Zone, Berhampur | 4100 | EHT (O&M) Circle, Berhampur | 4102 | EHT (O&M) Division, Berhampur | SL23 | 132/33 kV T/L S/S S/D Berhampur _Line | 3000001258 | GI SPRING WASHER 16X3 MM | NBW.GIWSR.B003 | ZSPR_ACT | ZSPR | KG | 5 | 510 | INR
4000 | Sourthern Zone, Berhampur | 4100 | EHT (O&M) Circle, Berhampur | 4102 | EHT (O&M) Division, Berhampur | S126 | 132/33 kV T/L S/S S/D Digapahandi | 3000001260 | 10 MM SPRING GI WASHER | NBW.GIWSR.B006 | ZSPR_ACT | ZSPR | KG | 73.528 | 9575.19 | INR
4000 | Sourthern Zone, Berhampur | 4100 | EHT (O&M) Circle, Berhampur | 4102 | EHT (O&M) Division, Berhampur | SL22 | 220/132/33 kV T/L S/S S/D Narendrapur_Li | 3000001270 | STANDARD SIZE SPRING MS WASHER | NBW.MSWSR.B001 | ZSPR_ACT | ZSPR | KG | 20 | 1200 | INR
4000 | Sourthern Zone, Berhampur | 4100 | EHT (O&M) Circle, Berhampur | 4102 | EHT (O&M) Division, Berhampur | S122 | 220/132/33 kV T/L S/S S/D Narendrapur | 3000001275 | 132KV DUPLEX FEEDER C&R PANEL | PNL.132.D.A001 | ZSPR_ACT | ZSPR | NOS | 1 | 30000 | INR
4000 | Sourthern Zone, Berhampur | 4100 | EHT (O&M) Circle, Berhampur | 4102 | EHT (O&M) Division, Berhampur | S122 | 220/132/33 kV T/L S/S S/D Narendrapur | 3000001285 | 132KV SIMPLEX SYNCRONISATION PANEL | PNL.132.S.D001 | ZSPR_SCRAP | ZSPR | NOS | 1 | 0.99 | INR
4000 | Sourthern Zone, Berhampur | 4100 | EHT (O&M) Circle, Berhampur | 4102 | EHT (O&M) Division, Berhampur | S122 | 220/132/33 kV T/L S/S S/D Narendrapur | 3000001303 | 220 V DC DISTRIBUTION BOARD-63A | PNL.DCDB.A002 | ZSPR_SH | ZSPR | NOS | 1 | 0.01 | INR
4000 | Sourthern Zone, Berhampur | 4100 | EHT (O&M) Circle, Berhampur | 4102 | EHT (O&M) Division, Berhampur | S126 | 132/33 kV T/L S/S S/D Digapahandi | 3000001306 | BAY MARSHALLING KIOSK | PNL.MBOX.A001 | ZSPR_ACT | ZSPR | NOS | 2 | 217120 | INR
4000 | Sourthern Zone, Berhampur | 4100 | EHT (O&M) Circle, Berhampur | 4102 | EHT (O&M) Division, Berhampur | S126 | 132/33 kV T/L S/S S/D Digapahandi | 3000001317 | Recovered / used Battery Charger | RCVR.BAT.CHRG.A001 | ZSPR_SH | ZSPR | NOS | 1 | 0.01 | INR
4000 | Sourthern Zone, Berhampur | 4100 | EHT (O&M) Circle, Berhampur | 4102 | EHT (O&M) Division, Berhampur | S123 | 132/33 kV T/L S/S S/D Berhampur | 3000001325 | 8 WINDOW FACIA ANNUNCIATOR RELAY | RLAY.ANCITOR.A001 | ZSPR_ACT | ZSPR | NOS | 10 | 25000 | INR
4000 | Sourthern Zone, Berhampur | 4100 | EHT (O&M) Circle, Berhampur | 4102 | EHT (O&M) Division, Berhampur | S128 | 132/33 kV S/S S/D Chikiti | 3000001327 | 12/16 WINDOW FACIA ANNUNCIATOR RELAY | RLAY.ANCITOR.A003 | ZSPR_ACT | ZSPR | NOS | 1 | 24603.93 | INR
4000 | Sourthern Zone, Berhampur | 4100 | EHT (O&M) Circle, Berhampur | 4102 | EHT (O&M) Division, Berhampur | S122 | 220/132/33 kV T/L S/S S/D Narendrapur | 3000001329 | ELECTROMAGNETIC AUXILLARY RELAY | RLAY.AUX.A001 | ZSPR_SCRAP | ZSPR | NOS | 15 | 3600 | INR
4000 | Sourthern Zone, Berhampur | 4100 | EHT (O&M) Circle, Berhampur | 4102 | EHT (O&M) Division, Berhampur | S128 | 132/33 kV S/S S/D Chikiti | 3000001330 | AXU RELAY FOR ALARM AND TRIP | RLAY.AUX.A002 | ZSPR_ACT | ZSPR | NOS | 1 | 5797 | INR
4000 | Sourthern Zone, Berhampur | 4100 | EHT (O&M) Circle, Berhampur | 4102 | EHT (O&M) Division, Berhampur | S122 | 220/132/33 kV T/L S/S S/D Narendrapur | 3000001333 | Auxiliary relay | RLAY.AUX.A023 | ZSPR_ACT | ZSPR | NOS | 7 | 35000 | INR
4000 | Sourthern Zone, Berhampur | 4100 | EHT (O&M) Circle, Berhampur | 4102 | EHT (O&M) Division, Berhampur | S128 | 132/33 kV S/S S/D Chikiti | 3000001345 | DC/BUSBAR SUPERVISION RELAY | RLAY.DC.SVN.A001 | ZSPR_ACT | ZSPR | NOS | 2 | 11594 | INR
4000 | Sourthern Zone, Berhampur | 4100 | EHT (O&M) Circle, Berhampur | 4102 | EHT (O&M) Division, Berhampur | S122 | 220/132/33 kV T/L S/S S/D Narendrapur | 3000001351 | Numerical Feeder Management Relay | RLAY.DP.C001 | ZSPR_SCRAP | ZSPR | NOS | 1 | 4000 | INR
4000 | Sourthern Zone, Berhampur | 4100 | EHT (O&M) Circle, Berhampur | 4102 | EHT (O&M) Division, Berhampur | S128 | 132/33 kV S/S S/D Chikiti | 3000001351 | Numerical Feeder Management Relay | RLAY.DP.C001 | ZSPR_ACT | ZSPR | NOS | 1 | 549970.27 | INR
4000 | Sourthern Zone, Berhampur | 4100 | EHT (O&M) Circle, Berhampur | 4102 | EHT (O&M) Division, Berhampur | S122 | 220/132/33 kV T/L S/S S/D Narendrapur | 3000001354 | Back Up relay | RLAY.EMBACKUP.A001 | ZSPR_SCRAP | ZSPR | NOS | 1 | 1000 | INR
4000 | Sourthern Zone, Berhampur | 4100 | EHT (O&M) Circle, Berhampur | 4102 | EHT (O&M) Division, Berhampur | S122 | 220/132/33 kV T/L S/S S/D Narendrapur | 3000001354 | Back Up relay | RLAY.EMBACKUP.A001 | ZSPR_ACT | ZSPR | NOS | 2 | 400 | INR
4000 | Sourthern Zone, Berhampur | 4100 | EHT (O&M) Circle, Berhampur | 4102 | EHT (O&M) Division, Berhampur | S123 | 132/33 kV T/L S/S S/D Berhampur | 3000001367 | EARTH FAULT NON DIR BACK UP RELAY | RLAY.EMBACKUP.E001 | ZSPR_ACT | ZSPR | NOS | 2 | 3930 | INR
4000 | Sourthern Zone, Berhampur | 4100 | EHT (O&M) Circle, Berhampur | 4102 | EHT (O&M) Division, Berhampur | S122 | 220/132/33 kV T/L S/S S/D Narendrapur | 3000001386 | Master Trip Relay | RLAY.MTRIP.A002 | ZSPR_ACT | ZSPR | NOS | 3 | 600 | INR
4000 | Sourthern Zone, Berhampur | 4100 | EHT (O&M) Circle, Berhampur | 4102 | EHT (O&M) Division, Berhampur | S128 | 132/33 kV S/S S/D Chikiti | 3000001389 | Master trip relay Numerical | RLAY.MTRIP.A006 | ZSPR_ACT | ZSPR | NOS | 1 | 13513.66 | INR
4000 | Sourthern Zone, Berhampur | 4100 | EHT (O&M) Circle, Berhampur | 4102 | EHT (O&M) Division, Berhampur | S123 | 132/33 kV T/L S/S S/D Berhampur | 3000001389 | Master trip relay Numerical | RLAY.MTRIP.A006 | ZSPR_ACT | ZSPR | NOS | 2 | 27027.31 | INR
4000 | Sourthern Zone, Berhampur | 4100 | EHT (O&M) Circle, Berhampur | 4102 | EHT (O&M) Division, Berhampur | S126 | 132/33 kV T/L S/S S/D Digapahandi | 3000001391 | High Speed Tripping Relay | RLAY.MTRIP.A010 | ZSPR_ACT | ZSPR | NOS | 2 | 0.02 | INR
4000 | Sourthern Zone, Berhampur | 4100 | EHT (O&M) Circle, Berhampur | 4102 | EHT (O&M) Division, Berhampur | S122 | 220/132/33 kV T/L S/S S/D Narendrapur | 3000001413 | POLE DISCREPANCY RELAY YTGM15PFA4A | RLAY.PD.A001 | ZSPR_ACT | ZSPR | NOS | 2 | 400 | INR
4000 | Sourthern Zone, Berhampur | 4100 | EHT (O&M) Circle, Berhampur | 4102 | EHT (O&M) Division, Berhampur | S128 | 132/33 kV S/S S/D Chikiti | 3000001416 | RESTRICTED EARTH FAULT RELAY | RLAY.REF.A001 | ZSPR_ACT | ZSPR | NOS | 2 | 30000 | INR
4000 | Sourthern Zone, Berhampur | 4100 | EHT (O&M) Circle, Berhampur | 4102 | EHT (O&M) Division, Berhampur | S128 | 132/33 kV S/S S/D Chikiti | 3000001421 | TC Supervision Relay | RLAY.SUPERVISION.A002 | ZSPR_ACT | ZSPR | NOS | 4 | 57890.72 | INR
4000 | Sourthern Zone, Berhampur | 4100 | EHT (O&M) Circle, Berhampur | 4102 | EHT (O&M) Division, Berhampur | S126 | 132/33 kV T/L S/S S/D Digapahandi | 3000001422 | THERMAL OVERLOAD RELAY | RLAY.THOVERLOAD.A001 | ZSPR_ACT | ZSPR | NOS | 2 | 2664.01 | INR
4000 | Sourthern Zone, Berhampur | 4100 | EHT (O&M) Circle, Berhampur | 4102 | EHT (O&M) Division, Berhampur | S122 | 220/132/33 kV T/L S/S S/D Narendrapur | 3000001422 | THERMAL OVERLOAD RELAY | RLAY.THOVERLOAD.A001 | ZSPR_ACT | ZSPR | NOS | 3 | 3996.01 | INR
4000 | Sourthern Zone, Berhampur | 4100 | EHT (O&M) Circle, Berhampur | 4102 | EHT (O&M) Division, Berhampur | S122 | 220/132/33 kV T/L S/S S/D Narendrapur | 3000001462 | Color Laser jet Printer | SAS.STN.PRNTR.A001 | ZSPR_SH | ZSPR | NOS | 1 | 500 | INR
4000 | Sourthern Zone, Berhampur | 4100 | EHT (O&M) Circle, Berhampur | 4102 | EHT (O&M) Division, Berhampur | S127 | 132/33 kV T/L S/S S/D Mohana | 3000001475 | DIODE FOR BATTERY CHARGER | SPR.BAT.CHRG.A001 | ZSPR_ACT | ZSPR | NOS | 2 | 0.02 | INR
4000 | Sourthern Zone, Berhampur | 4100 | EHT (O&M) Circle, Berhampur | 4102 | EHT (O&M) Division, Berhampur | S127 | 132/33 kV T/L S/S S/D Mohana | 3000001476 | SPARE BATTERY CHARGER SELECTOR SWITCH | SPR.BAT.CHRG.A003 | ZSPR_ACT | ZSPR | NOS | 2 | 0.02 | INR
4000 | Sourthern Zone, Berhampur | 4100 | EHT (O&M) Circle, Berhampur | 4102 | EHT (O&M) Division, Berhampur | S127 | 132/33 kV T/L S/S S/D Mohana | 3000001484 | CONTRACTOR 350AH CLDN BATCHARGER | SPR.BAT.CLDN.B004 | ZSPR_ACT | ZSPR | NOS | 2 | 0.02 | INR
4000 | Sourthern Zone, Berhampur | 4100 | EHT (O&M) Circle, Berhampur | 4102 | EHT (O&M) Division, Berhampur | S126 | 132/33 kV T/L S/S S/D Digapahandi | 3000001503 | CLOSING COIL of 145kV SF6 CB | SPR.BKR132.C001 | ZSPR_ACT | ZSPR | NOS | 2 | 3065 | INR
4000 | Sourthern Zone, Berhampur | 4100 | EHT (O&M) Circle, Berhampur | 4102 | EHT (O&M) Division, Berhampur | S126 | 132/33 kV T/L S/S S/D Digapahandi | 3000001566 | DENSITY MONITOR 132KV CGL MAKE SF6 CB | SPR.BKR132CGL.D004 | ZSPR_ACT | ZSPR | NOS | 4 | 8800 | INR
4000 | Sourthern Zone, Berhampur | 4100 | EHT (O&M) Circle, Berhampur | 4102 | EHT (O&M) Division, Berhampur | S126 | 132/33 kV T/L S/S S/D Digapahandi | 3000001580 | GAS PRESSURE GAUGE 132KV CGL SF6 CB | SPR.BKR132CGL.D019 | ZSPR_ACT | ZSPR | NOS | 2 | 725 | INR
4000 | Sourthern Zone, Berhampur | 4100 | EHT (O&M) Circle, Berhampur | 4102 | EHT (O&M) Division, Berhampur | S126 | 132/33 kV T/L S/S S/D Digapahandi | 3000001587 | SAFETY VALVE FOR 132KV CGL MAKE SF6 CB | SPR.BKR132CGL.D026 | ZSPR_ACT | ZSPR | NOS | 1 | 600 | INR
4000 | Sourthern Zone, Berhampur | 4100 | EHT (O&M) Circle, Berhampur | 4102 | EHT (O&M) Division, Berhampur | S126 | 132/33 kV T/L S/S S/D Digapahandi | 3000001593 | CLOSE COIL ASSEMBLY 132KV CGL SF6 | SPR.BKR132CGL.D034 | ZSPR_ACT | ZSPR | NOS | 4 | 20000 | INR
4000 | Sourthern Zone, Berhampur | 4100 | EHT (O&M) Circle, Berhampur | 4102 | EHT (O&M) Division, Berhampur | S126 | 132/33 kV T/L S/S S/D Digapahandi | 3000001594 | AUXILARY SWITCH 4NO+4NC 132KV CGL SF6 CB | SPR.BKR132CGL.D035 | ZSPR_ACT | ZSPR | NOS | 4 | 8600 | INR
4000 | Sourthern Zone, Berhampur | 4100 | EHT (O&M) Circle, Berhampur | 4102 | EHT (O&M) Division, Berhampur | S126 | 132/33 kV T/L S/S S/D Digapahandi | 3000001596 | DOWTY SEAL FOR 132KV CGL MAKE SF6 CB | SPR.BKR132CGL.D038 | ZSPR_ACT | ZSPR | NOS | 8 | 1360 | INR
4000 | Sourthern Zone, Berhampur | 4100 | EHT (O&M) Circle, Berhampur | 4102 | EHT (O&M) Division, Berhampur | S126 | 132/33 kV T/L S/S S/D Digapahandi | 3000001597 | CHECK VALVE FOR 132KV CGL MAKE SF6 CB | SPR.BKR132CGL.D039 | ZSPR_ACT | ZSPR | NOS | 4 | 2400 | INR
4000 | Sourthern Zone, Berhampur | 4100 | EHT (O&M) Circle, Berhampur | 4102 | EHT (O&M) Division, Berhampur | S126 | 132/33 kV T/L S/S S/D Digapahandi | 3000001600 | TRIP COIL ASSEMBLY 132KV SF6 CGL | SPR.BKR132CGL.D043 | ZSPR_ACT | ZSPR | NOS | 4 | 16720.8 | INR
4000 | Sourthern Zone, Berhampur | 4100 | EHT (O&M) Circle, Berhampur | 4102 | EHT (O&M) Division, Berhampur | S126 | 132/33 kV T/L S/S S/D Digapahandi | 3000001601 | TRIP COIL OF 132KV SF6 CGL | SPR.BKR132CGL.D044 | ZSPR_ACT | ZSPR | NOS | 12 | 10980 | INR
4000 | Sourthern Zone, Berhampur | 4100 | EHT (O&M) Circle, Berhampur | 4102 | EHT (O&M) Division, Berhampur | S126 | 132/33 kV T/L S/S S/D Digapahandi | 3000001602 | TERMINAL PAD FOR 132 KV SF6 CGL BREAKER | SPR.BKR132CGL.D045 | ZSPR_ACT | ZSPR | NOS | 15 | 8250 | INR
4000 | Sourthern Zone, Berhampur | 4100 | EHT (O&M) Circle, Berhampur | 4102 | EHT (O&M) Division, Berhampur | S126 | 132/33 kV T/L S/S S/D Digapahandi | 3000001604 | TERMINAL CONNECTOR 132KV SF6 CGL | SPR.BKR132CGL.D047 | ZSPR_ACT | ZSPR | NOS | 28 | 24332 | INR
4000 | Sourthern Zone, Berhampur | 4100 | EHT (O&M) Circle, Berhampur | 4102 | EHT (O&M) Division, Berhampur | S126 | 132/33 kV T/L S/S S/D Digapahandi | 3000001605 | CONTROL VALVE ASSEMBLY 132KV SF6 CGL | SPR.BKR132CGL.D048 | ZSPR_ACT | ZSPR | NOS | 4 | 2400 | INR
4000 | Sourthern Zone, Berhampur | 4100 | EHT (O&M) Circle, Berhampur | 4102 | EHT (O&M) Division, Berhampur | S126 | 132/33 kV T/L S/S S/D Digapahandi | 3000001607 | COUNTER FOR 132 KV SF6 CGL BREAKER | SPR.BKR132CGL.D050 | ZSPR_ACT | ZSPR | NOS | 4 | 4000 | INR
4000 | Sourthern Zone, Berhampur | 4100 | EHT (O&M) Circle, Berhampur | 4102 | EHT (O&M) Division, Berhampur | S126 | 132/33 kV T/L S/S S/D Digapahandi | 3000001609 | AIRING PIPE ASSEMBLY 132KV SF6 BREAKER | SPR.BKR132CGL.D052 | ZSPR_ACT | ZSPR | NOS | 4 | 3200 | INR
4000 | Sourthern Zone, Berhampur | 4100 | EHT (O&M) Circle, Berhampur | 4102 | EHT (O&M) Division, Berhampur | S126 | 132/33 kV T/L S/S S/D Digapahandi | 3000001610 | DRAIN VALVE FOR 132 KV SF6 BREAKER | SPR.BKR132CGL.D053 | ZSPR_ACT | ZSPR | NOS | 3 | 1500 | INR
4000 | Sourthern Zone, Berhampur | 4100 | EHT (O&M) Circle, Berhampur | 4102 | EHT (O&M) Division, Berhampur | S126 | 132/33 kV T/L S/S S/D Digapahandi | 3000001628 | MAGNETIC CONTROL CONTACTOR 132KV SF6CGL | SPR.BKR132CGL.D091 | ZSPR_ACT | ZSPR | NOS | 10 | 8844.8 | INR
4000 | Sourthern Zone, Berhampur | 4100 | EHT (O&M) Circle, Berhampur | 4102 | EHT (O&M) Division, Berhampur | S128 | 132/33 kV S/S S/D Chikiti | 3000001650 | AUXILIARY CONTACT132KV SIEMENS SF6 CB | SPR.BKR132SMNS.B001 | ZSPR_ACT | ZSPR | NOS | 1 | 7526.31 | INR
4000 | Sourthern Zone, Berhampur | 4100 | EHT (O&M) Circle, Berhampur | 4102 | EHT (O&M) Division, Berhampur | S128 | 132/33 kV S/S S/D Chikiti | 3000001651 | Trip/Close coil 132KV SF6 Seimens Brker | SPR.BKR132SMNS.B008 | ZSPR_ACT | ZSPR | NOS | 8 | 17371.52 | INR
4000 | Sourthern Zone, Berhampur | 4100 | EHT (O&M) Circle, Berhampur | 4102 | EHT (O&M) Division, Berhampur | S128 | 132/33 kV S/S S/D Chikiti | 3000001658 | DENSITY MONITOR 132KV SIEMENS SF6 CB | SPR.BKR132SMNS.D007 | ZSPR_ACT | ZSPR | NOS | 1 | 28222.66 | INR
4000 | Sourthern Zone, Berhampur | 4100 | EHT (O&M) Circle, Berhampur | 4102 | EHT (O&M) Division, Berhampur | S128 | 132/33 kV S/S S/D Chikiti | 3000001661 | ONE POLE ASSEMBLE 132KV SIEMENS SF6 CB | SPR.BKR132SMNS.D011 | ZSPR_ACT | ZSPR | NOS | 1 | 253366.13 | INR
4000 | Sourthern Zone, Berhampur | 4100 | EHT (O&M) Circle, Berhampur | 4102 | EHT (O&M) Division, Berhampur | S128 | 132/33 kV S/S S/D Chikiti | 3000001665 | SC MOTOR FOR 132KV SMENS SF6 CB | SPR.BKR132SMNS.D015 | ZSPR_ACT | ZSPR | NOS | 1 | 13025.61 | INR
4000 | Sourthern Zone, Berhampur | 4100 | EHT (O&M) Circle, Berhampur | 4102 | EHT (O&M) Division, Berhampur | S123 | 132/33 kV T/L S/S S/D Berhampur | 3000001667 | GAS FILLING DEVICE 132KV SIEMENS SF6 CB | SPR.BKR132SMNS.D017 | ZSPR_ACT | ZSPR | NOS | 2 | 43983.1 | INR
4000 | Sourthern Zone, Berhampur | 4100 | EHT (O&M) Circle, Berhampur | 4102 | EHT (O&M) Division, Berhampur | S128 | 132/33 kV S/S S/D Chikiti | 3000001667 | GAS FILLING DEVICE 132KV SIEMENS SF6 CB | SPR.BKR132SMNS.D017 | ZSPR_ACT | ZSPR | NOS | 1 | 21991.56 | INR
4000 | Sourthern Zone, Berhampur | 4100 | EHT (O&M) Circle, Berhampur | 4102 | EHT (O&M) Division, Berhampur | S127 | 132/33 kV T/L S/S S/D Mohana | 3000001667 | GAS FILLING DEVICE 132KV SIEMENS SF6 CB | SPR.BKR132SMNS.D017 | ZSPR_ACT | ZSPR | NOS | 1 | 21991.56 | INR
4000 | Sourthern Zone, Berhampur | 4100 | EHT (O&M) Circle, Berhampur | 4102 | EHT (O&M) Division, Berhampur | S128 | 132/33 kV S/S S/D Chikiti | 3000001671 | GASKETS,O-RINGS,SEALS 132KV SMNS SF6 CB | SPR.BKR132SMNS.D021 | ZSPR_ACT | ZSPR | NOS | 1 | 31840.39 | INR
4000 | Sourthern Zone, Berhampur | 4100 | EHT (O&M) Circle, Berhampur | 4102 | EHT (O&M) Division, Berhampur | S122 | 220/132/33 kV T/L S/S S/D Narendrapur | 3000001811 | CONTACTOF 220KV ABB SF6 CB | SPR.BKR220ANDL.D001 | ZSPR_SCRAP | ZSPR | NOS | 4 | 450 | INR
4000 | Sourthern Zone, Berhampur | 4100 | EHT (O&M) Circle, Berhampur | 4102 | EHT (O&M) Division, Berhampur | S126 | 132/33 kV T/L S/S S/D Digapahandi | 3000001889 | TNC SWITCH 4NO+4NC 36KV SN | SPR.BKR36ALND.C040 | ZSPR_ACT | ZSPR | NOS | 1 | 0.01 | INR
4000 | Sourthern Zone, Berhampur | 4100 | EHT (O&M) Circle, Berhampur | 4102 | EHT (O&M) Division, Berhampur | S126 | 132/33 kV T/L S/S S/D Digapahandi | 3000001909 | TRIP COIL 220V DC 36 KV AREVA MAKE VCB | SPR.BKR36ARVA.E001 | ZSPR_ACT | ZSPR | NOS | 2 | 1223.02 | INR
4000 | Sourthern Zone, Berhampur | 4100 | EHT (O&M) Circle, Berhampur | 4102 | EHT (O&M) Division, Berhampur | S126 | 132/33 kV T/L S/S S/D Digapahandi | 3000001910 | CLOSING COIL 220V DC 36 KV AREVA VCB | SPR.BKR36ARVA.E002 | ZSPR_ACT | ZSPR | NOS | 2 | 1955.64 | INR
4000 | Sourthern Zone, Berhampur | 4100 | EHT (O&M) Circle, Berhampur | 4102 | EHT (O&M) Division, Berhampur | S126 | 132/33 kV T/L S/S S/D Digapahandi | 3000001924 | LIMB PVN-36 FOR 36KV BHEL VCB | SPR.BKR36BHEL.E014 | ZSPR_SH | ZSPR | NOS | 1 | 14563.88 | INR
4000 | Sourthern Zone, Berhampur | 4100 | EHT (O&M) Circle, Berhampur | 4102 | EHT (O&M) Division, Berhampur | S127 | 132/33 kV T/L S/S S/D Mohana | 3000001929 | TRIPPING / CLOSING COIL 36KV CGL VCB | SPR.BKR36CGL.E001 | ZSPR_ACT | ZSPR | NOS | 2 | 2283.5 | INR
4000 | Sourthern Zone, Berhampur | 4100 | EHT (O&M) Circle, Berhampur | 4102 | EHT (O&M) Division, Berhampur | S127 | 132/33 kV T/L S/S S/D Mohana | 3000001934 | Tripping Coil for 33 KV CGL Make VCB | SPR.BKR36CGL.E007 | ZSPR_ACT | ZSPR | NOS | 2 | 2283.38 | INR
4000 | Sourthern Zone, Berhampur | 4100 | EHT (O&M) Circle, Berhampur | 4102 | EHT (O&M) Division, Berhampur | S123 | 132/33 kV T/L S/S S/D Berhampur | 3000001956 | Tripping coil for 36KV VCB SEIL | SPR.BKR36SEIL.E002 | ZSPR_ACT | ZSPR | NOS | 1 | 2500 | INR
4000 | Sourthern Zone, Berhampur | 4100 | EHT (O&M) Circle, Berhampur | 4102 | EHT (O&M) Division, Berhampur | S123 | 132/33 kV T/L S/S S/D Berhampur | 3000001957 | Closing coil for 36KV VCB SEIL | SPR.BKR36SEIL.E003 | ZSPR_ACT | ZSPR | NOS | 1 | 2500 | INR
4000 | Sourthern Zone, Berhampur | 4100 | EHT (O&M) Circle, Berhampur | 4102 | EHT (O&M) Division, Berhampur | S127 | 132/33 kV T/L S/S S/D Mohana | 3000001965 | Tripping coil for 36KV Stelmec make VCB. | SPR.BKR36SL.E004 | ZSPR_ACT | ZSPR | NOS | 2 | 4231.38 | INR
4000 | Sourthern Zone, Berhampur | 4100 | EHT (O&M) Circle, Berhampur | 4102 | EHT (O&M) Division, Berhampur | S127 | 132/33 kV T/L S/S S/D Mohana | 3000001966 | Closing coil for 36KV Stelmec make VCB. | SPR.BKR36SL.E005 | ZSPR_ACT | ZSPR | NOS | 2 | 4236.22 | INR
4000 | Sourthern Zone, Berhampur | 4100 | EHT (O&M) Circle, Berhampur | 4102 | EHT (O&M) Division, Berhampur | S128 | 132/33 kV S/S S/D Chikiti | 3000001971 | ONE POLE ASSEMBLY OF 36KV SIEMENS VCB | SPR.BKR36SMNS.E001 | ZSPR_ACT | ZSPR | NOS | 1 | 260605.15 | INR
4000 | Sourthern Zone, Berhampur | 4100 | EHT (O&M) Circle, Berhampur | 4102 | EHT (O&M) Division, Berhampur | S128 | 132/33 kV S/S S/D Chikiti | 3000001972 | CLOSING COIL OF 36KV SIEMENS VCB | SPR.BKR36SMNS.E002 | ZSPR_ACT | ZSPR | NOS | 3 | 6514.32 | INR
4000 | Sourthern Zone, Berhampur | 4100 | EHT (O&M) Circle, Berhampur | 4102 | EHT (O&M) Division, Berhampur | S128 | 132/33 kV S/S S/D Chikiti | 3000001973 | TRIPPING COIL OF 36KV SIEMENS VCB | SPR.BKR36SMNS.E003 | ZSPR_ACT | ZSPR | NOS | 4 | 8685.76 | INR
4000 | Sourthern Zone, Berhampur | 4100 | EHT (O&M) Circle, Berhampur | 4102 | EHT (O&M) Division, Berhampur | S122 | 220/132/33 kV T/L S/S S/D Narendrapur | 3000001975 | SC MOTOR FOR 36KV,1250A,25KA, SIEMENS | SPR.BKR36SMNS.E005 | ZSPR_SH | ZSPR | NOS | 1 | 500 | INR
4000 | Sourthern Zone, Berhampur | 4100 | EHT (O&M) Circle, Berhampur | 4102 | EHT (O&M) Division, Berhampur | S128 | 132/33 kV S/S S/D Chikiti | 3000001975 | SC MOTOR FOR 36KV,1250A,25KA, SIEMENS | SPR.BKR36SMNS.E005 | ZSPR_ACT | ZSPR | NOS | 1 | 13749.76 | INR
4000 | Sourthern Zone, Berhampur | 4100 | EHT (O&M) Circle, Berhampur | 4102 | EHT (O&M) Division, Berhampur | S128 | 132/33 kV S/S S/D Chikiti | 3000001977 | GASKET,O-RING for 36KV VCB SMNS | SPR.BKR36SMNS.E007 | ZSPR_ACT | ZSPR | NOS | 1 | 24025.21 | INR
4000 | Sourthern Zone, Berhampur | 4100 | EHT (O&M) Circle, Berhampur | 4102 | EHT (O&M) Division, Berhampur | S127 | 132/33 kV T/L S/S S/D Mohana | 3000002112 | VOLTAGE REGULATOR CARD-CHARGER | SPR.CHRG.CLDN.A001 | ZSPR_ACT | ZSPR | NOS | 1 | 0.01 | INR
4000 | Sourthern Zone, Berhampur | 4100 | EHT (O&M) Circle, Berhampur | 4102 | EHT (O&M) Division, Berhampur | S127 | 132/33 kV T/L S/S S/D Mohana | 3000002113 | PROTECTION CARD BAT CHARGER | SPR.CHRG.CLDN.A002 | ZSPR_ACT | ZSPR | NOS | 1 | 0.01 | INR
4000 | Sourthern Zone, Berhampur | 4100 | EHT (O&M) Circle, Berhampur | 4102 | EHT (O&M) Division, Berhampur | S127 | 132/33 kV T/L S/S S/D Mohana | 3000002117 | FILTER CAPACITOR OF BAT CHARGER | SPR.CHRG.CLDN.A006 | ZSPR_ACT | ZSPR | NOS | 1 | 0.01 | INR
4000 | Sourthern Zone, Berhampur | 4100 | EHT (O&M) Circle, Berhampur | 4102 | EHT (O&M) Division, Berhampur | S126 | 132/33 kV T/L S/S S/D Digapahandi | 3000002176 | RESISTANCE CARD OF BAT CHARGER STCN | SPR.CHRG.STCN.A013 | ZSPR_ACT | ZSPR | NOS | 1 | 0.01 | INR
4000 | Sourthern Zone, Berhampur | 4100 | EHT (O&M) Circle, Berhampur | 4102 | EHT (O&M) Division, Berhampur | S126 | 132/33 kV T/L S/S S/D Digapahandi | 3000002183 | V. SENSING CARD FOR BAT CHARGER STCN | SPR.CHRG.STCN.A020 | ZSPR_ACT | ZSPR | NOS | 1 | 0.01 | INR
4000 | Sourthern Zone, Berhampur | 4100 | EHT (O&M) Circle, Berhampur | 4102 | EHT (O&M) Division, Berhampur | S126 | 132/33 kV T/L S/S S/D Digapahandi | 3000002184 | CONTACTOR COIL FOR BAT CHARGER STCN | SPR.CHRG.STCN.A021 | ZSPR_ACT | ZSPR | NOS | 1 | 0.01 | INR
4000 | Sourthern Zone, Berhampur | 4100 | EHT (O&M) Circle, Berhampur | 4102 | EHT (O&M) Division, Berhampur | S126 | 132/33 kV T/L S/S S/D Digapahandi | 3000002187 | SCR OF BAT CHARGER STCN | SPR.CHRG.STCN.B001 | ZSPR_ACT | ZSPR | NOS | 1 | 1 | INR
4000 | Sourthern Zone, Berhampur | 4100 | EHT (O&M) Circle, Berhampur | 4102 | EHT (O&M) Division, Berhampur | S126 | 132/33 kV T/L S/S S/D Digapahandi | 3000002188 | BLOCKING DIODE FOR BAT CHARGER STCN | SPR.CHRG.STCN.B002 | ZSPR_ACT | ZSPR | NOS | 1 | 1 | INR
4000 | Sourthern Zone, Berhampur | 4100 | EHT (O&M) Circle, Berhampur | 4102 | EHT (O&M) Division, Berhampur | S126 | 132/33 kV T/L S/S S/D Digapahandi | 3000002189 | FILTER CAPACITOR FOR BAT CHARGER STCN | SPR.CHRG.STCN.B003 | ZSPR_ACT | ZSPR | SET | 1 | 1 | INR
4000 | Sourthern Zone, Berhampur | 4100 | EHT (O&M) Circle, Berhampur | 4102 | EHT (O&M) Division, Berhampur | S126 | 132/33 kV T/L S/S S/D Digapahandi | 3000002190 | AM-SWITCH FOR 220VBAT CHARGER STCN | SPR.CHRG.STCN.B004 | ZSPR_ACT | ZSPR | NOS | 1 | 1 | INR
4000 | Sourthern Zone, Berhampur | 4100 | EHT (O&M) Circle, Berhampur | 4102 | EHT (O&M) Division, Berhampur | S126 | 132/33 kV T/L S/S S/D Digapahandi | 3000002191 | CONTACTOR FOR 220 VBAT CHARGER STCN | SPR.CHRG.STCN.B007 | ZSPR_ACT | ZSPR | NOS | 1 | 1 | INR
4000 | Sourthern Zone, Berhampur | 4100 | EHT (O&M) Circle, Berhampur | 4102 | EHT (O&M) Division, Berhampur | S126 | 132/33 kV T/L S/S S/D Digapahandi | 3000002192 | R. FUSE LINK FOR 220V BAT CHARGER STCN | SPR.CHRG.STCN.B008 | ZSPR_ACT | ZSPR | NOS | 4 | 4 | INR
4000 | Sourthern Zone, Berhampur | 4100 | EHT (O&M) Circle, Berhampur | 4102 | EHT (O&M) Division, Berhampur | S128 | 132/33 kV S/S S/D Chikiti | 3000002193 | AMMETER WITH TRANSDUCER 132KV CR PANEL | SPR.CRPNL132AE.A001 | ZSPR_ACT | ZSPR | NOS | 2 | 19827.78 | INR
4000 | Sourthern Zone, Berhampur | 4100 | EHT (O&M) Circle, Berhampur | 4102 | EHT (O&M) Division, Berhampur | S128 | 132/33 kV S/S S/D Chikiti | 3000002194 | VOLTMETER WITH TRANSDUCER-132KV CRP AE | SPR.CRPNL132AE.A002 | ZSPR_ACT | ZSPR | NOS | 2 | 19827.78 | INR
4000 | Sourthern Zone, Berhampur | 4100 | EHT (O&M) Circle, Berhampur | 4102 | EHT (O&M) Division, Berhampur | S128 | 132/33 kV S/S S/D Chikiti | 3000002195 | WATTMETER WITH TRANSDUCER-132KV CRP AE | SPR.CRPNL132AE.A003 | ZSPR_ACT | ZSPR | NOS | 2 | 36182.26 | INR
4000 | Sourthern Zone, Berhampur | 4100 | EHT (O&M) Circle, Berhampur | 4102 | EHT (O&M) Division, Berhampur | S122 | 220/132/33 kV T/L S/S S/D Narendrapur | 3000002281 | Terminal Pad | SPR.ISO.33SS.A006 | ZSPR_SH | ZSPR | NOS | 2 | 200 | INR
4000 | Sourthern Zone, Berhampur | 4100 | EHT (O&M) Circle, Berhampur | 4102 | EHT (O&M) Division, Berhampur | S128 | 132/33 kV S/S S/D Chikiti | 3000002282 | Earthing Rod & Blade Contactor | SPR.ISO.33SS.A007 | ZSPR_ACT | ZSPR | NOS | 1 | 10855.18 | INR
4000 | Sourthern Zone, Berhampur | 4100 | EHT (O&M) Circle, Berhampur | 4102 | EHT (O&M) Division, Berhampur | S128 | 132/33 kV S/S S/D Chikiti | 3000002286 | Discrepancy Control switch for Isolator | SPR.ISO.MISC.A001 | ZSPR_ACT | ZSPR | NOS | 4 | 16208.08 | INR
4000 | Sourthern Zone, Berhampur | 4100 | EHT (O&M) Circle, Berhampur | 4102 | EHT (O&M) Division, Berhampur | S128 | 132/33 kV S/S S/D Chikiti | 3000002299 | CU contact FC 132KV 2000A Isolator | SPR.ISO.MISC.A014 | ZSPR_ACT | ZSPR | NOS | 1 | 15920.19 | INR
4000 | Sourthern Zone, Berhampur | 4100 | EHT (O&M) Circle, Berhampur | 4102 | EHT (O&M) Division, Berhampur | S126 | 132/33 kV T/L S/S S/D Digapahandi | 3000002303 | ONE COMPLETE POLE FOR 132KV ABB ISOLATOR | SPR.ISO132ABB.A001 | ZSPR_ACT | ZSPR | NOS | 3 | 375039 | INR
4000 | Sourthern Zone, Berhampur | 4100 | EHT (O&M) Circle, Berhampur | 4102 | EHT (O&M) Division, Berhampur | S126 | 132/33 kV T/L S/S S/D Digapahandi | 3000002304 | MALE&FEMALECONTACTFOR132KV ABB ISOLATOR | SPR.ISO132ABB.A002 | ZSPR_ACT | ZSPR | NOS | 3 | 9375 | INR
4000 | Sourthern Zone, Berhampur | 4100 | EHT (O&M) Circle, Berhampur | 4102 | EHT (O&M) Division, Berhampur | S126 | 132/33 kV T/L S/S S/D Digapahandi | 3000002305 | BEARING 132KV ABB ISOLATOR | SPR.ISO132ABB.A006 | ZSPR_ACT | ZSPR | NOS | 2 | 500 | INR
4000 | Sourthern Zone, Berhampur | 4100 | EHT (O&M) Circle, Berhampur | 4102 | EHT (O&M) Division, Berhampur | S126 | 132/33 kV T/L S/S S/D Digapahandi | 3000002306 | MOTOR GEAR ASSEMBLY 132KV ABB ISOLATOR | SPR.ISO132ABB.A007 | ZSPR_ACT | ZSPR | NOS | 2 | 20000 | INR
4000 | Sourthern Zone, Berhampur | 4100 | EHT (O&M) Circle, Berhampur | 4102 | EHT (O&M) Division, Berhampur | S123 | 132/33 kV T/L S/S S/D Berhampur | 3000002338 | MALE CONTACTCU PIPE 132KV HVLM ISOLATOR | SPR.ISO132HVLM.A004 | ZSPR_ACT | ZSPR | NOS | 11 | 105336 | INR
4000 | Sourthern Zone, Berhampur | 4100 | EHT (O&M) Circle, Berhampur | 4102 | EHT (O&M) Division, Berhampur | S122 | 220/132/33 kV T/L S/S S/D Narendrapur | 3000002358 | MECHANISM BOX ONLY 132 KV SS ISOLATOR | SPR.ISO132SS.A006 | ZSPR_SH | ZSPR | NOS | 3 | 9000 | INR
4000 | Sourthern Zone, Berhampur | 4100 | EHT (O&M) Circle, Berhampur | 4102 | EHT (O&M) Division, Berhampur | S128 | 132/33 kV S/S S/D Chikiti | 3000002359 | MALE & FEMALE CONTACT 132 KV ISOLATOR | SPR.ISO132SS.A007 | ZSPR_ACT | ZSPR | NOS | 1 | 60786.19 | INR
4000 | Sourthern Zone, Berhampur | 4100 | EHT (O&M) Circle, Berhampur | 4102 | EHT (O&M) Division, Berhampur | S126 | 132/33 kV T/L S/S S/D Digapahandi | 3000002367 | TERMINAL PAD 132KV SS ISOLATOR | SPR.ISO132SS.A015 | ZSPR_ACT | ZSPR | NOS | 8 | 4400 | INR
4000 | Sourthern Zone, Berhampur | 4100 | EHT (O&M) Circle, Berhampur | 4102 | EHT (O&M) Division, Berhampur | S126 | 132/33 kV T/L S/S S/D Digapahandi | 3000002377 | EARTHING ROD & BLADE 132KV ISOLATOR | SPR.ISO132SS.A027 | ZSPR_ACT | ZSPR | NOS | 2 | 9591.46 | INR
4000 | Sourthern Zone, Berhampur | 4100 | EHT (O&M) Circle, Berhampur | 4102 | EHT (O&M) Division, Berhampur | S128 | 132/33 kV S/S S/D Chikiti | 3000002377 | EARTHING ROD & BLADE 132KV ISOLATOR | SPR.ISO132SS.A027 | ZSPR_ACT | ZSPR | NOS | 1 | 4795.73 | INR
4000 | Sourthern Zone, Berhampur | 4100 | EHT (O&M) Circle, Berhampur | 4102 | EHT (O&M) Division, Berhampur | S128 | 132/33 kV S/S S/D Chikiti | 3000002378 | MOTOR WITH GEAR ASSEMBLY 132KV ISOLATOR | SPR.ISO132SS.A029 | ZSPR_ACT | ZSPR | NOS | 1 | 15920.19 | INR
4000 | Sourthern Zone, Berhampur | 4100 | EHT (O&M) Circle, Berhampur | 4102 | EHT (O&M) Division, Berhampur | S126 | 132/33 kV T/L S/S S/D Digapahandi | 3000002379 | INTER LOCKING COIL 132KV SS ISOLATOR | SPR.ISO132SS.A030 | ZSPR_ACT | ZSPR | NOS | 2 | 3000 | INR
4000 | Sourthern Zone, Berhampur | 4100 | EHT (O&M) Circle, Berhampur | 4102 | EHT (O&M) Division, Berhampur | S128 | 132/33 kV S/S S/D Chikiti | 3000002380 | AUX SWITCH ASSEMBLY OF 132KV ISOLATOR | SPR.ISO132SS.A031 | ZSPR_ACT | ZSPR | NOS | 1 | 4341.87 | INR
4000 | Sourthern Zone, Berhampur | 4100 | EHT (O&M) Circle, Berhampur | 4102 | EHT (O&M) Division, Berhampur | S126 | 132/33 kV T/L S/S S/D Digapahandi | 3000002451 | ONE C. POLE OF 33kV ABB Isolator | SPR.ISO33ABB.A001 | ZSPR_ACT | ZSPR | NOS | 2 | 250000 | INR
4000 | Sourthern Zone, Berhampur | 4100 | EHT (O&M) Circle, Berhampur | 4102 | EHT (O&M) Division, Berhampur | S123 | 132/33 kV T/L S/S S/D Berhampur | 3000002462 | 33 KV SI female Contact | SPR.ISO33GRP.A012 | ZSPR_ACT | ZSPR | NOS | 8 | 77784 | INR
4000 | Sourthern Zone, Berhampur | 4100 | EHT (O&M) Circle, Berhampur | 4102 | EHT (O&M) Division, Berhampur | S123 | 132/33 kV T/L S/S S/D Berhampur | 3000002466 | MALE CONTACT33KV HIVELUM ISOLATOR | SPR.ISO33HVLM.A007 | ZSPR_ACT | ZSPR | NOS | 1 | 6139 | INR
4000 | Sourthern Zone, Berhampur | 4100 | EHT (O&M) Circle, Berhampur | 4102 | EHT (O&M) Division, Berhampur | S128 | 132/33 kV S/S S/D Chikiti | 3000002476 | LIMIT SWITCH | SPR.ISO33SMNS.A007 | ZSPR_ACT | ZSPR | NOS | 1 | 3618.73 | INR
4000 | Sourthern Zone, Berhampur | 4100 | EHT (O&M) Circle, Berhampur | 4102 | EHT (O&M) Division, Berhampur | S122 | 220/132/33 kV T/L S/S S/D Narendrapur | 3000002482 | MECHANISM BOX FOR 33KV ISOLATOR | SPR.ISO33SS.A004 | ZSPR_SH | ZSPR | NOS | 107 | 139600 | INR
4000 | Sourthern Zone, Berhampur | 4100 | EHT (O&M) Circle, Berhampur | 4102 | EHT (O&M) Division, Berhampur | S123 | 132/33 kV T/L S/S S/D Berhampur | 3000002483 | MALE CONTACTCU PIPE TYPE 33KV ISOLATOR | SPR.ISO33SS.A005 | ZSPR_ACT | ZSPR | NOS | 5 | 82305 | INR
4000 | Sourthern Zone, Berhampur | 4100 | EHT (O&M) Circle, Berhampur | 4102 | EHT (O&M) Division, Berhampur | S123 | 132/33 kV T/L S/S S/D Berhampur | 3000002554 | MISCELLANEOUS SPARE ITEMS | SPR.MISC.A001 | ZSPR_ACT | ZSPR | NOS | 15 | 36699.88 | INR
4000 | Sourthern Zone, Berhampur | 4100 | EHT (O&M) Circle, Berhampur | 4102 | EHT (O&M) Division, Berhampur | S126 | 132/33 kV T/L S/S S/D Digapahandi | 3000002554 | MISCELLANEOUS SPARE ITEMS | SPR.MISC.A001 | ZSPR_ACT | ZSPR | NOS | 347 | 848990.67 | INR
4000 | Sourthern Zone, Berhampur | 4100 | EHT (O&M) Circle, Berhampur | 4102 | EHT (O&M) Division, Berhampur | S122 | 220/132/33 kV T/L S/S S/D Narendrapur | 3000002554 | MISCELLANEOUS SPARE ITEMS | SPR.MISC.A001 | ZSPR_ACT | ZSPR | NOS | 17 | 41593.2 | INR
4000 | Sourthern Zone, Berhampur | 4100 | EHT (O&M) Circle, Berhampur | 4102 | EHT (O&M) Division, Berhampur | S123 | 132/33 kV T/L S/S S/D Berhampur | 3000002554 | MISCELLANEOUS SPARE ITEMS | SPR.MISC.A001 | ZSPR_SH | ZSPR | NOS | 10 | 3056.85 | INR
4000 | Sourthern Zone, Berhampur | 4100 | EHT (O&M) Circle, Berhampur | 4102 | EHT (O&M) Division, Berhampur | SL23 | 132/33 kV T/L S/S S/D Berhampur _Line | 3000002554 | MISCELLANEOUS SPARE ITEMS | SPR.MISC.A001 | ZSPR_SH | ZSPR | NOS | 0 | 0 | INR
4000 | Sourthern Zone, Berhampur | 4100 | EHT (O&M) Circle, Berhampur | 4102 | EHT (O&M) Division, Berhampur | SL22 | 220/132/33 kV T/L S/S S/D Narendrapur_Li | 3000002554 | MISCELLANEOUS SPARE ITEMS | SPR.MISC.A001 | ZSPR_SCRAP | ZSPR | NOS | 74.43 | 74430 | INR
4000 | Sourthern Zone, Berhampur | 4100 | EHT (O&M) Circle, Berhampur | 4102 | EHT (O&M) Division, Berhampur | S126 | 132/33 kV T/L S/S S/D Digapahandi | 3000002554 | MISCELLANEOUS SPARE ITEMS | SPR.MISC.A001 | ZSPR_SH | ZSPR | NOS | 11 | 3362.53 | INR
4000 | Sourthern Zone, Berhampur | 4100 | EHT (O&M) Circle, Berhampur | 4102 | EHT (O&M) Division, Berhampur | S128 | 132/33 kV S/S S/D Chikiti | 3000002554 | MISCELLANEOUS SPARE ITEMS | SPR.MISC.A001 | ZSPR_ACT | ZSPR | NOS | 8 | 19573.27 | INR
4000 | Sourthern Zone, Berhampur | 4100 | EHT (O&M) Circle, Berhampur | 4102 | EHT (O&M) Division, Berhampur | S128 | 132/33 kV S/S S/D Chikiti | 3000002559 | AUXILIARY SWITCH CONTACTS ASSEMBLY | SPR.MISC.A012 | ZSPR_ACT | ZSPR | NOS | 1 | 4631.73 | INR
4000 | Sourthern Zone, Berhampur | 4100 | EHT (O&M) Circle, Berhampur | 4102 | EHT (O&M) Division, Berhampur | S126 | 132/33 kV T/L S/S S/D Digapahandi | 3000002577 | Silica gel breather for Tfr in Nos | SPR.MISC.A051 | ZSPR_ACT | ZSPR | NOS | 1 | 1500 | INR
4000 | Sourthern Zone, Berhampur | 4100 | EHT (O&M) Circle, Berhampur | 4102 | EHT (O&M) Division, Berhampur | S123 | 132/33 kV T/L S/S S/D Berhampur | 3000002620 | Cupper Earth bond | SPR.MISC.A175 | ZSPR_ACT | ZSPR | NOS | 1 | 500 | INR
4000 | Sourthern Zone, Berhampur | 4100 | EHT (O&M) Circle, Berhampur | 4102 | EHT (O&M) Division, Berhampur | S122 | 220/132/33 kV T/L S/S S/D Narendrapur | 3000002621 | EARTH SUSPENSION CLAMP | SPR.MISC.A177 | ZSPR_SCRAP | ZSPR | NOS | 3 | 90 | INR
4000 | Sourthern Zone, Berhampur | 4100 | EHT (O&M) Circle, Berhampur | 4102 | EHT (O&M) Division, Berhampur | S122 | 220/132/33 kV T/L S/S S/D Narendrapur | 3000002637 | ELGI Compressor | SPR.MISC.A216 | ZSPR_SH | ZSPR | NOS | 12 | 1200 | INR
4000 | Sourthern Zone, Berhampur | 4100 | EHT (O&M) Circle, Berhampur | 4102 | EHT (O&M) Division, Berhampur | S123 | 132/33 kV T/L S/S S/D Berhampur | 3000002654 | Rubber apron | SPR.MISC.A240 | ZSPR_ACT | ZSPR | NOS | 1 | 200 | INR
4000 | Sourthern Zone, Berhampur | 4100 | EHT (O&M) Circle, Berhampur | 4102 | EHT (O&M) Division, Berhampur | S123 | 132/33 kV T/L S/S S/D Berhampur | 3000002655 | 10-OZ syringe | SPR.MISC.A242 | ZSPR_SH | ZSPR | NOS | 1 | 10 | INR
4000 | Sourthern Zone, Berhampur | 4100 | EHT (O&M) Circle, Berhampur | 4102 | EHT (O&M) Division, Berhampur | S123 | 132/33 kV T/L S/S S/D Berhampur | 3000002664 | Annunciator | SPR.MISC.A252 | ZSPR_ACT | ZSPR | NOS | 1 | 14160 | INR
4000 | Sourthern Zone, Berhampur | 4100 | EHT (O&M) Circle, Berhampur | 4102 | EHT (O&M) Division, Berhampur | S127 | 132/33 kV T/L S/S S/D Mohana | 3000002709 | Leg tower angle | SPR.MISC.A336 | ZSPR_SH | ZSPR | NOS | 20 | 1000 | INR
4000 | Sourthern Zone, Berhampur | 4100 | EHT (O&M) Circle, Berhampur | 4102 | EHT (O&M) Division, Berhampur | S123 | 132/33 kV T/L S/S S/D Berhampur | 3000002719 | 132 KV Arcing Horn | SPR.MISC.A352 | ZSPR_ACT | ZSPR | NOS | 46 | 6348 | INR
4000 | Sourthern Zone, Berhampur | 4100 | EHT (O&M) Circle, Berhampur | 4102 | EHT (O&M) Division, Berhampur | SL23 | 132/33 kV T/L S/S S/D Berhampur _Line | 3000002719 | 132 KV Arcing Horn | SPR.MISC.A352 | ZSPR_SH | ZSPR | NOS | 42 | 420 | INR
4000 | Sourthern Zone, Berhampur | 4100 | EHT (O&M) Circle, Berhampur | 4102 | EHT (O&M) Division, Berhampur | S123 | 132/33 kV T/L S/S S/D Berhampur | 3000002730 | Disconnective Terminal Block | SPR.MISC.A371 | ZSPR_ACT | ZSPR | NOS | 345 | 17595 | INR
4000 | Sourthern Zone, Berhampur | 4100 | EHT (O&M) Circle, Berhampur | 4102 | EHT (O&M) Division, Berhampur | S126 | 132/33 kV T/L S/S S/D Digapahandi | 3000002731 | TEE Connector | SPR.MISC.A374 | ZSPR_ACT | ZSPR | NOS | 7 | 3843 | INR
4000 | Sourthern Zone, Berhampur | 4100 | EHT (O&M) Circle, Berhampur | 4102 | EHT (O&M) Division, Berhampur | S127 | 132/33 kV T/L S/S S/D Mohana | 3000002743 | THYRISTOR 30A800V 220V BAT CHARGER | SPR.MISC.A406 | ZSPR_ACT | ZSPR | NOS | 8 | 0.08 | INR
4000 | Sourthern Zone, Berhampur | 4100 | EHT (O&M) Circle, Berhampur | 4102 | EHT (O&M) Division, Berhampur | S123 | 132/33 kV T/L S/S S/D Berhampur | 3000002755 | AL BUSBAR PIPE 50MMOUTER/40MM INNER DIA | SPR.MISC.A472 | ZSPR_ACT | ZSPR | NOS | 8 | 14000 | INR
4000 | Sourthern Zone, Berhampur | 4100 | EHT (O&M) Circle, Berhampur | 4102 | EHT (O&M) Division, Berhampur | S127 | 132/33 kV T/L S/S S/D Mohana | 3000002756 | 132KV BUSHING CONDENSER W/O ROD | SPR.MISC.A473 | ZSPR_ACT | ZSPR | NOS | 1 | 1 | INR
4000 | Sourthern Zone, Berhampur | 4100 | EHT (O&M) Circle, Berhampur | 4102 | EHT (O&M) Division, Berhampur | S128 | 132/33 kV S/S S/D Chikiti | 3000002801 | Discrepancy Control switch for CB | SPR.MISC.AB27 | ZSPR_ACT | ZSPR | NOS | 4 | 26342.1 | INR
4000 | Sourthern Zone, Berhampur | 4100 | EHT (O&M) Circle, Berhampur | 4102 | EHT (O&M) Division, Berhampur | S128 | 132/33 kV S/S S/D Chikiti | 3000002814 | Ammeter selector switch | SPR.PNL33.A002 | ZSPR_ACT | ZSPR | NOS | 1 | 1157.43 | INR
4000 | Sourthern Zone, Berhampur | 4100 | EHT (O&M) Circle, Berhampur | 4102 | EHT (O&M) Division, Berhampur | S128 | 132/33 kV S/S S/D Chikiti | 3000002815 | Voltmeter Selector Switch | SPR.PNL33.A003 | ZSPR_ACT | ZSPR | NOS | 2 | 2314.86 | INR
4000 | Sourthern Zone, Berhampur | 4100 | EHT (O&M) Circle, Berhampur | 4102 | EHT (O&M) Division, Berhampur | S123 | 132/33 kV T/L S/S S/D Berhampur | 3000002900 | WTI of 12.5MVA 132/33KV Tfrof CGL | SPR.TFR12.5CGL.EC02 | ZSPR_SH | ZSPR | NOS | 1 | 1000 | INR
4000 | Sourthern Zone, Berhampur | 4100 | EHT (O&M) Circle, Berhampur | 4102 | EHT (O&M) Division, Berhampur | S122 | 220/132/33 kV T/L S/S S/D Narendrapur | 3000002921 | WTI for 160MVA 220/132/33KV Alstom AT | SPR.TFR160ALSM.DC03 | ZSPR_SH | ZSPR | SET | 1 | 100 | INR
4000 | Sourthern Zone, Berhampur | 4100 | EHT (O&M) Circle, Berhampur | 4102 | EHT (O&M) Division, Berhampur | S126 | 132/33 kV T/L S/S S/D Digapahandi | 3000002996 | TPI(REMOTE) FOR 20MVA 132/33KV ASTM Tfr | SPR.TFR20ASTM.EB01 | ZSPR_ACT | ZSPR | NOS | 1 | 4000 | INR
4000 | Sourthern Zone, Berhampur | 4100 | EHT (O&M) Circle, Berhampur | 4102 | EHT (O&M) Division, Berhampur | S127 | 132/33 kV T/L S/S S/D Mohana | 3000002997 | OLTC BR of 20MVA 132/33KV ASTM Tfr | SPR.TFR20ASTM.EB02 | ZSPR_ACT | ZSPR | NOS | 1 | 5000 | INR
4000 | Sourthern Zone, Berhampur | 4100 | EHT (O&M) Circle, Berhampur | 4102 | EHT (O&M) Division, Berhampur | S126 | 132/33 kV T/L S/S S/D Digapahandi | 3000003000 | WTI(REMOTE) FOR 20MVA 132/33KV ASTM Tfr | SPR.TFR20ASTM.EC02 | ZSPR_ACT | ZSPR | NOS | 1 | 4500 | INR
4000 | Sourthern Zone, Berhampur | 4100 | EHT (O&M) Circle, Berhampur | 4102 | EHT (O&M) Division, Berhampur | S126 | 132/33 kV T/L S/S S/D Digapahandi | 3000003001 | OTI FOR 20MVA 132/33KV ALSTOM Tfr | SPR.TFR20ASTM.EC03 | ZSPR_ACT | ZSPR | NOS | 1 | 4500 | INR
4000 | Sourthern Zone, Berhampur | 4100 | EHT (O&M) Circle, Berhampur | 4102 | EHT (O&M) Division, Berhampur | S126 | 132/33 kV T/L S/S S/D Digapahandi | 3000003002 | M.O. L. G. FOR 20MVA 132/33KV ALSTOM Tfr | SPR.TFR20ASTM.EC04 | ZSPR_ACT | ZSPR | NOS | 1 | 2000 | INR
4000 | Sourthern Zone, Berhampur | 4100 | EHT (O&M) Circle, Berhampur | 4102 | EHT (O&M) Division, Berhampur | S126 | 132/33 kV T/L S/S S/D Digapahandi | 3000003004 | P.R.V. (150) 20MVA 132/33KV ASTM Tfr | SPR.TFR20ASTM.EC07 | ZSPR_ACT | ZSPR | NOS | 1 | 2500 | INR
4000 | Sourthern Zone, Berhampur | 4100 | EHT (O&M) Circle, Berhampur | 4102 | EHT (O&M) Division, Berhampur | S126 | 132/33 kV T/L S/S S/D Digapahandi | 3000003012 | Stator contactor relay 20MVA ASTM Tfr | SPR.TFR20ASTM.EC20 | ZSPR_ACT | ZSPR | NOS | 1 | 20000 | INR
4000 | Sourthern Zone, Berhampur | 4100 | EHT (O&M) Circle, Berhampur | 4102 | EHT (O&M) Division, Berhampur | S126 | 132/33 kV T/L S/S S/D Digapahandi | 3000003016 | VALVES of 20MVA 132/33KV ASTM Tfr | SPR.TFR20ASTM.ED01 | ZSPR_ACT | ZSPR | NOS | 1 | 1000 | INR
4000 | Sourthern Zone, Berhampur | 4100 | EHT (O&M) Circle, Berhampur | 4102 | EHT (O&M) Division, Berhampur | S122 | 220/132/33 kV T/L S/S S/D Narendrapur | 3000003041 | NR VALVE 20MVA 132/33KV BHEL Tfr | SPR.TFR20BHEL.ED11 | ZSPR_SCRAP | ZSPR | NOS | 1 | 100 | INR
4000 | Sourthern Zone, Berhampur | 4100 | EHT (O&M) Circle, Berhampur | 4102 | EHT (O&M) Division, Berhampur | S122 | 220/132/33 kV T/L S/S S/D Narendrapur | 3000003042 | SLUICE VALVE 20MVA 132/33KV BHELTfr | SPR.TFR20BHEL.ED12 | ZSPR_SCRAP | ZSPR | NOS | 6 | 150 | INR
4000 | Sourthern Zone, Berhampur | 4100 | EHT (O&M) Circle, Berhampur | 4102 | EHT (O&M) Division, Berhampur | S122 | 220/132/33 kV T/L S/S S/D Narendrapur | 3000003044 | Sluice VALVE 20MVA 132/33KV BHEL Tfr | SPR.TFR20BHEL.ED15 | ZSPR_SCRAP | ZSPR | NOS | 6 | 280 | INR
4000 | Sourthern Zone, Berhampur | 4100 | EHT (O&M) Circle, Berhampur | 4102 | EHT (O&M) Division, Berhampur | S122 | 220/132/33 kV T/L S/S S/D Narendrapur | 3000003045 | Sync. Timer 20MVA 132/33KV BHEL Tfr | SPR.TFR20BHEL.ED16 | ZSPR_SCRAP | ZSPR | NOS | 1 | 100 | INR
4000 | Sourthern Zone, Berhampur | 4100 | EHT (O&M) Circle, Berhampur | 4102 | EHT (O&M) Division, Berhampur | S123 | 132/33 kV T/L S/S S/D Berhampur | 3000003152 | CF & MOTOR 40MVA 132/33KV AREVA Tfr | SPR.TFR40ARVA.EA01 | ZSPR_ACT | ZSPR | NOS | 1 | 10 | INR
4000 | Sourthern Zone, Berhampur | 4100 | EHT (O&M) Circle, Berhampur | 4102 | EHT (O&M) Division, Berhampur | S123 | 132/33 kV T/L S/S S/D Berhampur | 3000003154 | BUCHHOLZ RELAY 40MVA 132/33KV AREVA Tfr | SPR.TFR40ARVA.EC01 | ZSPR_ACT | ZSPR | NOS | 1 | 255 | INR
4000 | Sourthern Zone, Berhampur | 4100 | EHT (O&M) Circle, Berhampur | 4102 | EHT (O&M) Division, Berhampur | S123 | 132/33 kV T/L S/S S/D Berhampur | 3000003157 | MOLG of 40MVA 132/33KV AREVA Tfr | SPR.TFR40ARVA.EC04 | ZSPR_ACT | ZSPR | NOS | 1 | 855 | INR
4000 | Sourthern Zone, Berhampur | 4100 | EHT (O&M) Circle, Berhampur | 4102 | EHT (O&M) Division, Berhampur | S123 | 132/33 kV T/L S/S S/D Berhampur | 3000003158 | OTI&CONTACTOF 40MVA 132/33KV AREVA Tfr | SPR.TFR40ARVA.EC05 | ZSPR_ACT | ZSPR | NOS | 1 | 605 | INR
4000 | Sourthern Zone, Berhampur | 4100 | EHT (O&M) Circle, Berhampur | 4102 | EHT (O&M) Division, Berhampur | S123 | 132/33 kV T/L S/S S/D Berhampur | 3000003159 | PRD 40MVA 132/33KV AREVA Tfr | SPR.TFR40ARVA.EC06 | ZSPR_ACT | ZSPR | NOS | 1 | 755 | INR
4000 | Sourthern Zone, Berhampur | 4100 | EHT (O&M) Circle, Berhampur | 4102 | EHT (O&M) Division, Berhampur | S123 | 132/33 kV T/L S/S S/D Berhampur | 3000003215 | DUMMY PLATE FOR 40MVA 132/33KV ASTM Tfr | SPR.TFR40ASTM.EG04 | ZSPR_SH | ZSPR | NOS | 5 | 100 | INR
4000 | Sourthern Zone, Berhampur | 4100 | EHT (O&M) Circle, Berhampur | 4102 | EHT (O&M) Division, Berhampur | S123 | 132/33 kV T/L S/S S/D Berhampur | 3000003229 | COOLING FAN FOR 40MVA 132/33KV BHEL Tfr | SPR.TFR40BHEL.EA01 | ZSPR_ACT | ZSPR | NOS | 1 | 10 | INR
4000 | Sourthern Zone, Berhampur | 4100 | EHT (O&M) Circle, Berhampur | 4102 | EHT (O&M) Division, Berhampur | S123 | 132/33 kV T/L S/S S/D Berhampur | 3000003245 | MOLG FOR 40MVA 132/33KV BHEL Tfr | SPR.TFR40BHEL.EC08 | ZSPR_ACT | ZSPR | NOS | 1 | 10 | INR
4000 | Sourthern Zone, Berhampur | 4100 | EHT (O&M) Circle, Berhampur | 4102 | EHT (O&M) Division, Berhampur | S127 | 132/33 kV T/L S/S S/D Mohana | 3000003307 | 132KV BUSHING FOR 40MVA TR MAKE Tfr | SPR.TFR40TR.EB02 | ZSPR_SH | ZSPR | NOS | 1 | 0.01 | INR
4000 | Sourthern Zone, Berhampur | 4100 | EHT (O&M) Circle, Berhampur | 4102 | EHT (O&M) Division, Berhampur | S126 | 132/33 kV T/L S/S S/D Digapahandi | 3000003389 | PG Clamp for ACSR Moose to Moose | SS.CLAMP.A043 | ZSPR_ACT | ZSPR | NOS | 10 | 0.1 | INR
4000 | Sourthern Zone, Berhampur | 4100 | EHT (O&M) Circle, Berhampur | 4102 | EHT (O&M) Division, Berhampur | S122 | 220/132/33 kV T/L S/S S/D Narendrapur | 3000003392 | G2 132 KV BEAM STRUCTURE | STRS.132BEAM.A003 | ZSPR_SCRAP | ZSPR | MT | 1.772 | 89005.65 | INR
4000 | Sourthern Zone, Berhampur | 4100 | EHT (O&M) Circle, Berhampur | 4102 | EHT (O&M) Division, Berhampur | S122 | 220/132/33 kV T/L S/S S/D Narendrapur | 3000003394 | T1S 132 KV COLUMN STRUCTURE | STRS.132COLMN.A001 | ZSPR_SCRAP | ZSPR | MT | 2.083 | 81520 | INR
4000 | Sourthern Zone, Berhampur | 4100 | EHT (O&M) Circle, Berhampur | 4102 | EHT (O&M) Division, Berhampur | S122 | 220/132/33 kV T/L S/S S/D Narendrapur | 3000003395 | T4S 132 KV COLUMN STRUCTURE | STRS.132COLMN.A002 | ZSPR_SCRAP | ZSPR | MT | 3.202 | 177036.5 | INR
4000 | Sourthern Zone, Berhampur | 4100 | EHT (O&M) Circle, Berhampur | 4102 | EHT (O&M) Division, Berhampur | S122 | 220/132/33 kV T/L S/S S/D Narendrapur | 3000003398 | Equipment structure of 132kV SI w/o ES | STRS.132EQPT.A015 | ZSPR_ACT | ZSPR | MT | 0.643 | 1000 | INR
4000 | Sourthern Zone, Berhampur | 4100 | EHT (O&M) Circle, Berhampur | 4102 | EHT (O&M) Division, Berhampur | S122 | 220/132/33 kV T/L S/S S/D Narendrapur | 3000003399 | Equipment structure of 132kV DI w/o ES | STRS.132EQPT.A016 | ZSPR_ACT | ZSPR | MT | 1.105 | 1000 | INR
4000 | Sourthern Zone, Berhampur | 4100 | EHT (O&M) Circle, Berhampur | 4102 | EHT (O&M) Division, Berhampur | S122 | 220/132/33 kV T/L S/S S/D Narendrapur | 3000003401 | Equipment structure of IVT for 132KV | STRS.132EQPT.A018 | ZSPR_SCRAP | ZSPR | MT | 4 | 1002 | INR
4000 | Sourthern Zone, Berhampur | 4100 | EHT (O&M) Circle, Berhampur | 4102 | EHT (O&M) Division, Berhampur | S122 | 220/132/33 kV T/L S/S S/D Narendrapur | 3000003403 | Equipment structure of PI for 132KV | STRS.132EQPT.A020 | ZSPR_ACT | ZSPR | MT | 1.229 | 17046 | INR
4000 | Sourthern Zone, Berhampur | 4100 | EHT (O&M) Circle, Berhampur | 4102 | EHT (O&M) Division, Berhampur | S122 | 220/132/33 kV T/L S/S S/D Narendrapur | 3000003413 | RP1S 220 KV COLUMN STRUCTURE | STRS.220COLMN.A001 | ZSPR_SCRAP | ZSPR | MT | 9.743 | 389720 | INR
4000 | Sourthern Zone, Berhampur | 4100 | EHT (O&M) Circle, Berhampur | 4102 | EHT (O&M) Division, Berhampur | SL27 | 132/33 kV T/L S/S S/D Mohana_Line | 3000003457 | 132 KV DISMANTLED A SINGLE CKT TOWER | TWR.132A.L.A003 | ZSPR_SH | ZSPR | MT | 0.5 | 2333.34 | INR
4000 | Sourthern Zone, Berhampur | 4100 | EHT (O&M) Circle, Berhampur | 4102 | EHT (O&M) Division, Berhampur | SL27 | 132/33 kV T/L S/S S/D Mohana_Line | 3000003460 | 132 KV DISMENTALED C TOWER | TWR.132C.L.A003 | ZSPR_SH | ZSPR | MT | 0.1 | 800 | INR
4000 | Sourthern Zone, Berhampur | 4100 | EHT (O&M) Circle, Berhampur | 4102 | EHT (O&M) Division, Berhampur | SL27 | 132/33 kV T/L S/S S/D Mohana_Line | 3000003461 | 132 KV DISMENTALED D TOWER | TWR.132D.L.A003 | ZSPR_SH | ZSPR | MT | 0.1 | 800 | INR
4000 | Sourthern Zone, Berhampur | 4100 | EHT (O&M) Circle, Berhampur | 4102 | EHT (O&M) Division, Berhampur | S122 | 220/132/33 kV T/L S/S S/D Narendrapur | 3000003471 | 132 KV NB TYPE STUB | TWR.132NB.STUB.A001 | ZSPR_SCRAP | ZSPR | MT | 0.164 | 600 | INR
4000 | Sourthern Zone, Berhampur | 4100 | EHT (O&M) Circle, Berhampur | 4102 | EHT (O&M) Division, Berhampur | S126 | 132/33 kV T/L S/S S/D Digapahandi | 3000003482 | 132 KV PA TYPE TOWER COMPLETE SET | TWR.132PA.L.A001 | ZSPR_ACT | ZSPR | MT | 16.229 | 1436369.43 | INR
4000 | Sourthern Zone, Berhampur | 4100 | EHT (O&M) Circle, Berhampur | 4102 | EHT (O&M) Division, Berhampur | SL23 | 132/33 kV T/L S/S S/D Berhampur _Line | 3000003482 | 132 KV PA TYPE TOWER COMPLETE SET | TWR.132PA.L.A001 | ZSPR_ACT | ZSPR | MT | 5.5 | 486784.88 | INR
4000 | Sourthern Zone, Berhampur | 4100 | EHT (O&M) Circle, Berhampur | 4102 | EHT (O&M) Division, Berhampur | S122 | 220/132/33 kV T/L S/S S/D Narendrapur | 3000003482 | 132 KV PA TYPE TOWER COMPLETE SET | TWR.132PA.L.A001 | ZSPR_ACT | ZSPR | MT | 6.899 | 610605.25 | INR
4000 | Sourthern Zone, Berhampur | 4100 | EHT (O&M) Circle, Berhampur | 4102 | EHT (O&M) Division, Berhampur | SL28 | 132_Chikiti line | 3000003484 | 132 KV PA TYPE STUB | TWR.132PA.STUB.A001 | ZSPR_ACT | ZSPR | MT | 0.502 | 25100 | INR
4000 | Sourthern Zone, Berhampur | 4100 | EHT (O&M) Circle, Berhampur | 4102 | EHT (O&M) Division, Berhampur | S126 | 132/33 kV T/L S/S S/D Digapahandi | 3000003485 | 132 KV PA TYPE TEMPLATE | TWR.132PA.TMPL.A001 | ZSPR_ACT | ZSPR | MT | 5.153 | 534849.19 | INR
4000 | Sourthern Zone, Berhampur | 4100 | EHT (O&M) Circle, Berhampur | 4102 | EHT (O&M) Division, Berhampur | SL28 | 132_Chikiti line | 3000003485 | 132 KV PA TYPE TEMPLATE | TWR.132PA.TMPL.A001 | ZSPR_ACT | ZSPR | MT | 5.154 | 534952.99 | INR
4000 | Sourthern Zone, Berhampur | 4100 | EHT (O&M) Circle, Berhampur | 4102 | EHT (O&M) Division, Berhampur | S126 | 132/33 kV T/L S/S S/D Digapahandi | 3000003490 | 132 KV PB TYPE TEMPLATE | TWR.132PB.TMPL.A001 | ZSPR_ACT | ZSPR | MT | 1.185 | 135688.28 | INR
4000 | Sourthern Zone, Berhampur | 4100 | EHT (O&M) Circle, Berhampur | 4102 | EHT (O&M) Division, Berhampur | SL28 | 132_Chikiti line | 3000003491 | 132 KV PB TYPE NMTL DESIGN TEMPLATE | TWR.132PB.TMPL.F001 | ZSPR_ACT | ZSPR | MT | 1.788 | 166464.19 | INR
4000 | Sourthern Zone, Berhampur | 4100 | EHT (O&M) Circle, Berhampur | 4102 | EHT (O&M) Division, Berhampur | S126 | 132/33 kV T/L S/S S/D Digapahandi | 3000003493 | 132 KV PC TYPE TEMPLATE | TWR.132PC.TMPL.A001 | ZSPR_ACT | ZSPR | MT | 1.753 | 200677.99 | INR
4000 | Sourthern Zone, Berhampur | 4100 | EHT (O&M) Circle, Berhampur | 4102 | EHT (O&M) Division, Berhampur | S126 | 132/33 kV T/L S/S S/D Digapahandi | 3000003498 | 132KV UR Type Template | TWR.132R.TMPL.A001 | ZSPR_ACT | ZSPR | MT | 1.476 | 168998.08 | INR
4000 | Sourthern Zone, Berhampur | 4100 | EHT (O&M) Circle, Berhampur | 4102 | EHT (O&M) Division, Berhampur | SL22 | 220/132/33 kV T/L S/S S/D Narendrapur_Li | 3000003503 | 220 KV ASSORTED DA+3 EXTENSION EMC TOWER | TWR.220DA+3.L.B002 | ZSPR_ACT | ZSPR | MT | 1.56 | 93600 | INR
4000 | Sourthern Zone, Berhampur | 4100 | EHT (O&M) Circle, Berhampur | 4102 | EHT (O&M) Division, Berhampur | SL22 | 220/132/33 kV T/L S/S S/D Narendrapur_Li | 3000003504 | 220 KV ASSORTED DB EMC DESIGN TOWER | TWR.220DB.L.B002 | ZSPR_ACT | ZSPR | MT | 3.215 | 192900 | INR
4000 | Sourthern Zone, Berhampur | 4100 | EHT (O&M) Circle, Berhampur | 4102 | EHT (O&M) Division, Berhampur | SL22 | 220/132/33 kV T/L S/S S/D Narendrapur_Li | 3000003512 | 220 KV ASSORTED DD+6 EXTENSION EMC TOWER | TWR.220DD+6.L.B002 | ZSPR_ACT | ZSPR | MT | 2.986 | 179160 | INR
4000 | Sourthern Zone, Berhampur | 4100 | EHT (O&M) Circle, Berhampur | 4102 | EHT (O&M) Division, Berhampur | SL22 | 220/132/33 kV T/L S/S S/D Narendrapur_Li | 3000003513 | 220 KV OA TYPE TOWER | TWR.220OA.L.A001 | ZSPR_ACT | ZSPR | MT | 8.338 | 500280 | INR
4000 | Sourthern Zone, Berhampur | 4100 | EHT (O&M) Circle, Berhampur | 4102 | EHT (O&M) Division, Berhampur | SL22 | 220/132/33 kV T/L S/S S/D Narendrapur_Li | 3000003515 | 220 KV OA TYPE STUB | TWR.220OA.STUB.A001 | ZSPR_ACT | ZSPR | MT | 2.29 | 132290.09 | INR
4000 | Sourthern Zone, Berhampur | 4100 | EHT (O&M) Circle, Berhampur | 4102 | EHT (O&M) Division, Berhampur | S122 | 220/132/33 kV T/L S/S S/D Narendrapur | 3000003522 | 220 KV OB TYPE TEMPLATE | TWR.220OB.TMPL.A001 | ZSPR_ACT | ZSPR | MT | 0.794 | 52995.1 | INR
4000 | Sourthern Zone, Berhampur | 4100 | EHT (O&M) Circle, Berhampur | 4102 | EHT (O&M) Division, Berhampur | S126 | 132/33 kV T/L S/S S/D Digapahandi | 3000003526 | 220 KV OC TYPE TEMPLATE | TWR.220OC.TMPL.A001 | ZSPR_ACT | ZSPR | MT | 0.962 | 110169.55 | INR
4000 | Sourthern Zone, Berhampur | 4100 | EHT (O&M) Circle, Berhampur | 4102 | EHT (O&M) Division, Berhampur | S126 | 132/33 kV T/L S/S S/D Digapahandi | 3000003529 | 220 KV OC+ 15 TYPE TEMPLATE | TWR.220OC+15.TMPL.A001 | ZSPR_ACT | ZSPR | MT | 2.016 | 230875.6 | INR
4000 | Sourthern Zone, Berhampur | 4100 | EHT (O&M) Circle, Berhampur | 4102 | EHT (O&M) Division, Berhampur | SL28 | 132_Chikiti line | 3000003536 | 220 KV UR TYPE TEMPLATE | TWR.220UR.TMPL.A001 | ZSPR_ACT | ZSPR | MT | 1.523 | 127649.07 | INR
4000 | Sourthern Zone, Berhampur | 4100 | EHT (O&M) Circle, Berhampur | 4102 | EHT (O&M) Division, Berhampur | S122 | 220/132/33 kV T/L S/S S/D Narendrapur | 3000003536 | 220 KV UR TYPE TEMPLATE | TWR.220UR.TMPL.A001 | ZSPR_ACT | ZSPR | MT | 1.475 | 123625.98 | INR
4000 | Sourthern Zone, Berhampur | 4100 | EHT (O&M) Circle, Berhampur | 4102 | EHT (O&M) Division, Berhampur | S122 | 220/132/33 kV T/L S/S S/D Narendrapur | 3000003555 | ANTICLIMBING DEVICE | TWR.ACD.A001 | ZSPR_SCRAP | ZSPR | SET | 250 | 38040 | INR
4000 | Sourthern Zone, Berhampur | 4100 | EHT (O&M) Circle, Berhampur | 4102 | EHT (O&M) Division, Berhampur | S122 | 220/132/33 kV T/L S/S S/D Narendrapur | 3000003556 | ANTICLIMBING DEVICE FOR TOWER | TWR.ANTI.CD.A001 | ZSPR_SH | ZSPR | KG | 7.175 | 143.5 | INR
4000 | Sourthern Zone, Berhampur | 4100 | EHT (O&M) Circle, Berhampur | 4102 | EHT (O&M) Division, Berhampur | S122 | 220/132/33 kV T/L S/S S/D Narendrapur | 3000003559 | CLEAT FOR 132KV TOWER STUB | TWR.CLEAT.A001 | ZSPR_SCRAP | ZSPR | KG | 20 | 600 | INR
4000 | Sourthern Zone, Berhampur | 4100 | EHT (O&M) Circle, Berhampur | 4102 | EHT (O&M) Division, Berhampur | S128 | 132/33 kV S/S S/D Chikiti | 3000003565 | 50X50X6MM SIZE GI ANGLE | TWR.GI.ANGLE.A004 | ZSPR_ACT | ZSPR | MT | 1.734 | 144366.66 | INR
4000 | Sourthern Zone, Berhampur | 4100 | EHT (O&M) Circle, Berhampur | 4102 | EHT (O&M) Division, Berhampur | S124 | 132/33 kV GIS Hinjli | 3000003565 | 50X50X6MM SIZE GI ANGLE | TWR.GI.ANGLE.A004 | ZSPR_ACT | ZSPR | MT | 0.729 | 60693.95 | INR
4000 | Sourthern Zone, Berhampur | 4100 | EHT (O&M) Circle, Berhampur | 4102 | EHT (O&M) Division, Berhampur | S126 | 132/33 kV T/L S/S S/D Digapahandi | 3000003565 | 50X50X6MM SIZE GI ANGLE | TWR.GI.ANGLE.A004 | ZSPR_ACT | ZSPR | MT | 0.17 | 14153.6 | INR
4000 | Sourthern Zone, Berhampur | 4100 | EHT (O&M) Circle, Berhampur | 4102 | EHT (O&M) Division, Berhampur | S126 | 132/33 kV T/L S/S S/D Digapahandi | 3000003574 | TOWER HANGER | TWR.HNGR.A001 | ZSPR_ACT | ZSPR | NOS | 48 | 13346.21 | INR
4000 | Sourthern Zone, Berhampur | 4100 | EHT (O&M) Circle, Berhampur | 4102 | EHT (O&M) Division, Berhampur | SL22 | 220/132/33 kV T/L S/S S/D Narendrapur_Li | 3000003574 | TOWER HANGER | TWR.HNGR.A001 | ZSPR_ACT | ZSPR | NOS | 170 | 47267.81 | INR
4000 | Sourthern Zone, Berhampur | 4100 | EHT (O&M) Circle, Berhampur | 4102 | EHT (O&M) Division, Berhampur | SL27 | 132/33 kV T/L S/S S/D Mohana_Line | 3000003574 | TOWER HANGER | TWR.HNGR.A001 | ZSPR_ACT | ZSPR | NOS | 6 | 1668.28 | INR
4000 | Sourthern Zone, Berhampur | 4100 | EHT (O&M) Circle, Berhampur | 4102 | EHT (O&M) Division, Berhampur | S122 | 220/132/33 kV T/L S/S S/D Narendrapur | 3000003574 | TOWER HANGER | TWR.HNGR.A001 | ZSPR_SCRAP | ZSPR | NOS | 17 | 1390.43 | INR
4000 | Sourthern Zone, Berhampur | 4100 | EHT (O&M) Circle, Berhampur | 4102 | EHT (O&M) Division, Berhampur | S122 | 220/132/33 kV T/L S/S S/D Narendrapur | 3000003578 | TOWER NUMBER PLATE | TWR.NO.PLT.A001 | ZSPR_SCRAP | ZSPR | NOS | 50 | 3128 | INR
4000 | Sourthern Zone, Berhampur | 4100 | EHT (O&M) Circle, Berhampur | 4102 | EHT (O&M) Division, Berhampur | SL22 | 220/132/33 kV T/L S/S S/D Narendrapur_Li | 3000003581 | 16X175 MM TOWER STEP BOLT | TWR.STP.BLT.A001 | ZSPR_ACT | ZSPR | KG | 75 | 7777.42 | INR
4000 | Sourthern Zone, Berhampur | 4100 | EHT (O&M) Circle, Berhampur | 4102 | EHT (O&M) Division, Berhampur | S126 | 132/33 kV T/L S/S S/D Digapahandi | 3000003581 | 16X175 MM TOWER STEP BOLT | TWR.STP.BLT.A001 | ZSPR_ACT | ZSPR | KG | 95.28 | 9880.43 | INR
4000 | Sourthern Zone, Berhampur | 4100 | EHT (O&M) Circle, Berhampur | 4102 | EHT (O&M) Division, Berhampur | SL22 | 220/132/33 kV T/L S/S S/D Narendrapur_Li | 3000003583 | 220KV TOWER STUB WITH CLEAT AND PLATE | TWR.STUB.A002 | ZSPR_ACT | ZSPR | MT | 7.006 | 420360 | INR
4000 | Sourthern Zone, Berhampur | 4100 | EHT (O&M) Circle, Berhampur | 4102 | EHT (O&M) Division, Berhampur | SL27 | 132/33 kV T/L S/S S/D Mohana_Line | 3000003584 | U' BOLT | TWR.UBOLT.A001 | ZSPR_ACT | ZSPR | KG | 4 | 266.68 | INR
4000 | Sourthern Zone, Berhampur | 4100 | EHT (O&M) Circle, Berhampur | 4102 | EHT (O&M) Division, Berhampur | S122 | 220/132/33 kV T/L S/S S/D Narendrapur | 3000003584 | U' BOLT | TWR.UBOLT.A001 | ZSPR_SCRAP | ZSPR | KG | 90 | 31305 | INR
4000 | Sourthern Zone, Berhampur | 4100 | EHT (O&M) Circle, Berhampur | 4102 | EHT (O&M) Division, Berhampur | S124 | 132/33 kV GIS Hinjli | 3000003600 | 1.5SQMM 4C CONTROL CABLE | CBLE.CTRL.UAR.A004 | ZSPR_FREE | ZSPR | KM | 0.033 | 0 | INR
4000 | Sourthern Zone, Berhampur | 4100 | EHT (O&M) Circle, Berhampur | 4102 | EHT (O&M) Division, Berhampur | S128 | 132/33 kV S/S S/D Chikiti | 3000003601 | SPACER Y CLAMP ALLUMINIUM FOR TWIN MOOSE | CLMP.Y.AL.B002 | ZSPR_ACT | ZSPR | NOS | 9 | 15356.16 | INR
4000 | Sourthern Zone, Berhampur | 4100 | EHT (O&M) Circle, Berhampur | 4102 | EHT (O&M) Division, Berhampur | S124 | 132/33 kV GIS Hinjli | 3000003604 | 1.5SQMM 12C CONTROL CABLE | CBLE.CTRL.UAR.A012 | ZSPR_FREE | ZSPR | KM | 0.097 | 0 | INR
4000 | Sourthern Zone, Berhampur | 4100 | EHT (O&M) Circle, Berhampur | 4102 | EHT (O&M) Division, Berhampur | S123 | 132/33 kV T/L S/S S/D Berhampur | 3000003695 | STRAIGHT THROUGH CLAMP FOR MOOSE TO 30 S | CLMP.ST.THRU.AL.A007 | ZSPR_ACT | ZSPR | NOS | 6 | 3200 | INR
4000 | Sourthern Zone, Berhampur | 4100 | EHT (O&M) Circle, Berhampur | 4102 | EHT (O&M) Division, Berhampur | S126 | 132/33 kV T/L S/S S/D Digapahandi | 3000003695 | STRAIGHT THROUGH CLAMP FOR MOOSE TO 30 S | CLMP.ST.THRU.AL.A007 | ZSPR_ACT | ZSPR | NOS | 3 | 1600 | INR
4000 | Sourthern Zone, Berhampur | 4100 | EHT (O&M) Circle, Berhampur | 4102 | EHT (O&M) Division, Berhampur | S128 | 132/33 kV S/S S/D Chikiti | 3000003696 | FEMALE CONTACTFOR 33KV ECE ISOLATOR | SPR.MISC.A0178 | ZSPR_ACT | ZSPR | NOS | 1 | 19538.93 | INR
4000 | Sourthern Zone, Berhampur | 4100 | EHT (O&M) Circle, Berhampur | 4102 | EHT (O&M) Division, Berhampur | S123 | 132/33 kV T/L S/S S/D Berhampur | 3000003714 | STRAIGHT THROUGH CLAMP ALLUMINIUM FOR 30 | CLMP.ST.THRU.AL.A010 | ZSPR_ACT | ZSPR | NOS | 14 | 5600 | INR
4000 | Sourthern Zone, Berhampur | 4100 | EHT (O&M) Circle, Berhampur | 4102 | EHT (O&M) Division, Berhampur | SL22 | 220/132/33 kV T/L S/S S/D Narendrapur_Li | 3000003723 | Stub for 220 KV OC type tower | TWR.220OC.STUB.A001 | ZSPR_ACT | ZSPR | MT | 3.87 | 232200 | INR
4000 | Sourthern Zone, Berhampur | 4100 | EHT (O&M) Circle, Berhampur | 4102 | EHT (O&M) Division, Berhampur | S128 | 132/33 kV S/S S/D Chikiti | 3000003854 | GI PERFORATED CABLE TRAY(450X75X2500)mm | CBLE.TRAY.A005 | ZSPR_ACT | ZSPR | M | 62 | 50894.56 | INR
4000 | Sourthern Zone, Berhampur | 4100 | EHT (O&M) Circle, Berhampur | 4102 | EHT (O&M) Division, Berhampur | S123 | 132/33 kV T/L S/S S/D Berhampur | 4000000003 | DISCHARGE ROD WITH CARRY BAG | MISC.DISCHARGE.A001 | ZTNP_ACT | ZTNP | NOS | 3 | 30 | INR
4000 | Sourthern Zone, Berhampur | 4100 | EHT (O&M) Circle, Berhampur | 4102 | EHT (O&M) Division, Berhampur | S123 | 132/33 kV T/L S/S S/D Berhampur | 4000000004 | FRP Telescopic earth discharge rods | MISC.DISCHARGE.B001 | ZTNP_ACT | ZTNP | NOS | 6 | 75000 | INR
4000 | Sourthern Zone, Berhampur | 4100 | EHT (O&M) Circle, Berhampur | 4102 | EHT (O&M) Division, Berhampur | S122 | 220/132/33 kV T/L S/S S/D Narendrapur | 4000000009 | 4 POINT EARTH TESTER WITH ACCESSORIES | TNP.4PE.TSTR.A001 | ZTNP_SH | ZTNP | NOS | 2 | 5500 | INR
4000 | Sourthern Zone, Berhampur | 4100 | EHT (O&M) Circle, Berhampur | 4102 | EHT (O&M) Division, Berhampur | S127 | 132/33 kV T/L S/S S/D Mohana | 4000000039 | PEDESTAL MOUNTED WHEEL DERRICK | TNP.DARRIC.A001 | ZTNP_ACT | ZTNP | NOS | 2 | 2500 | INR
4000 | Sourthern Zone, Berhampur | 4100 | EHT (O&M) Circle, Berhampur | 4102 | EHT (O&M) Division, Berhampur | S123 | 132/33 kV T/L S/S S/D Berhampur | 4000000047 | D SHACKLE 1" | TNP.DSHAKLE.A001 | ZTNP_ACT | ZTNP | NOS | 3 | 300 | INR
4000 | Sourthern Zone, Berhampur | 4100 | EHT (O&M) Circle, Berhampur | 4102 | EHT (O&M) Division, Berhampur | SL22 | 220/132/33 kV T/L S/S S/D Narendrapur_Li | 4000000048 | D SHACKLE 3/4" | TNP.DSHAKLE.A002 | ZTNP_ACT | ZTNP | NOS | 4 | 1574.83 | INR
4000 | Sourthern Zone, Berhampur | 4100 | EHT (O&M) Circle, Berhampur | 4102 | EHT (O&M) Division, Berhampur | S126 | 132/33 kV T/L S/S S/D Digapahandi | 4000000048 | D SHACKLE 3/4" | TNP.DSHAKLE.A002 | ZTNP_ACT | ZTNP | NOS | 402 | 158270.12 | INR
4000 | Sourthern Zone, Berhampur | 4100 | EHT (O&M) Circle, Berhampur | 4102 | EHT (O&M) Division, Berhampur | S123 | 132/33 kV T/L S/S S/D Berhampur | 4000000056 | Distilled Water plant | TNP.DW.PLANT.A001 | ZTNP_SH | ZTNP | NOS | 1 | 100 | INR
4000 | Sourthern Zone, Berhampur | 4100 | EHT (O&M) Circle, Berhampur | 4102 | EHT (O&M) Division, Berhampur | S123 | 132/33 kV T/L S/S S/D Berhampur | 4000000059 | EHV DETECTOR FOR 33KV TO 220KV RANGE | TNP.EHV.DECTOR.A001 | ZTNP_ACT | ZTNP | SET | 1 | 1500 | INR
4000 | Sourthern Zone, Berhampur | 4100 | EHT (O&M) Circle, Berhampur | 4102 | EHT (O&M) Division, Berhampur | S123 | 132/33 kV T/L S/S S/D Berhampur | 4000000059 | EHV DETECTOR FOR 33KV TO 220KV RANGE | TNP.EHV.DECTOR.A001 | ZTNP_SH | ZTNP | SET | 1 | 1500 | INR
4000 | Sourthern Zone, Berhampur | 4100 | EHT (O&M) Circle, Berhampur | 4102 | EHT (O&M) Division, Berhampur | S123 | 132/33 kV T/L S/S S/D Berhampur | 4000000080 | CO2 TYPE 4.5 KG FIRE EXTINGUISHER | TNP.FR.EXTGR.A002 | ZTNP_ACT | ZTNP | NOS | 5 | 52920 | INR
4000 | Sourthern Zone, Berhampur | 4100 | EHT (O&M) Circle, Berhampur | 4102 | EHT (O&M) Division, Berhampur | S122 | 220/132/33 kV T/L S/S S/D Narendrapur | 4000000081 | CO2 TYPE 5KG FIRE EXTINGUISHER | TNP.FR.EXTGR.A003 | ZTNP_SH | ZTNP | NOS | 1 | 10000 | INR
4000 | Sourthern Zone, Berhampur | 4100 | EHT (O&M) Circle, Berhampur | 4102 | EHT (O&M) Division, Berhampur | S123 | 132/33 kV T/L S/S S/D Berhampur | 4000000092 | DCP TYPE 6KG FIRE EXTINGUISHER | TNP.FR.EXTGR.C006 | ZTNP_ACT | ZTNP | NOS | 7 | 47999.98 | INR
4000 | Sourthern Zone, Berhampur | 4100 | EHT (O&M) Circle, Berhampur | 4102 | EHT (O&M) Division, Berhampur | S122 | 220/132/33 kV T/L S/S S/D Narendrapur | 4000000105 | GLASS BULB DETECTOR | TNP.GLS.DCTATR.A001 | ZTNP_SCRAP | ZTNP | NOS | 75 | 1020 | INR
4000 | Sourthern Zone, Berhampur | 4100 | EHT (O&M) Circle, Berhampur | 4102 | EHT (O&M) Division, Berhampur | S122 | 220/132/33 kV T/L S/S S/D Narendrapur | 4000000110 | HIGH VELOCITY SPRAY PROJECTOR | TNP.HVEL.SPRAY.A001 | ZTNP_SCRAP | ZTNP | NOS | 116 | 2177.32 | INR
4000 | Sourthern Zone, Berhampur | 4100 | EHT (O&M) Circle, Berhampur | 4102 | EHT (O&M) Division, Berhampur | S123 | 132/33 kV T/L S/S S/D Berhampur | 4000000111 | HYDRO METER | TNP.HYDROMETER.A001 | ZTNP_ACT | ZTNP | NOS | 1 | 312.5 | INR
4000 | Sourthern Zone, Berhampur | 4100 | EHT (O&M) Circle, Berhampur | 4102 | EHT (O&M) Division, Berhampur | S123 | 132/33 kV T/L S/S S/D Berhampur | 4000000112 | PVC HYDROMETER STAND | TNP.HYDROMETER.A002 | ZTNP_ACT | ZTNP | NOS | 1 | 5.5 | INR
4000 | Sourthern Zone, Berhampur | 4100 | EHT (O&M) Circle, Berhampur | 4102 | EHT (O&M) Division, Berhampur | S123 | 132/33 kV T/L S/S S/D Berhampur | 4000000128 | MRI (ANALOGER) | TNP.MRI.A001 | ZTNP_SH | ZTNP | NOS | 1 | 10200 | INR
4000 | Sourthern Zone, Berhampur | 4100 | EHT (O&M) Circle, Berhampur | 4102 | EHT (O&M) Division, Berhampur | S123 | 132/33 kV T/L S/S S/D Berhampur | 4000000131 | DIGITAL MULTIFUNCTIONING METER | TNP.MULTIMETER.B001 | ZTNP_SH | ZTNP | NOS | 1 | 1461.89 | INR
4000 | Sourthern Zone, Berhampur | 4100 | EHT (O&M) Circle, Berhampur | 4102 | EHT (O&M) Division, Berhampur | S122 | 220/132/33 kV T/L S/S S/D Narendrapur | 4000000132 | ANALOG MULTIMETER | TNP.MULTIMETER.B002 | ZTNP_SH | ZTNP | NOS | 2 | 200 | INR
4000 | Sourthern Zone, Berhampur | 4100 | EHT (O&M) Circle, Berhampur | 4102 | EHT (O&M) Division, Berhampur | S124 | 132/33 kV GIS Hinjli | 4000000145 | GAS FILLING DEVICE FOR SF6 BREAKER | TNP.SF6.GFD.A001 | ZTNP_ACT | ZTNP | NOS | 3 | 0.03 | INR
4000 | Sourthern Zone, Berhampur | 4100 | EHT (O&M) Circle, Berhampur | 4102 | EHT (O&M) Division, Berhampur | S126 | 132/33 kV T/L S/S S/D Digapahandi | 4000000149 | LINE MAN SAFETY BELT | TNP.SFTYINSTMT.A002 | ZTNP_ACT | ZTNP | NOS | 5 | 1092.3 | INR
4000 | Sourthern Zone, Berhampur | 4100 | EHT (O&M) Circle, Berhampur | 4102 | EHT (O&M) Division, Berhampur | S122 | 220/132/33 kV T/L S/S S/D Narendrapur | 4000000149 | LINE MAN SAFETY BELT | TNP.SFTYINSTMT.A002 | ZTNP_SH | ZTNP | NOS | 2 | 900 | INR
4000 | Sourthern Zone, Berhampur | 4100 | EHT (O&M) Circle, Berhampur | 4102 | EHT (O&M) Division, Berhampur | S122 | 220/132/33 kV T/L S/S S/D Narendrapur | 4000000162 | SPECIAL TOOL KIT | TNP.SPL.T.KIT.A001 | ZTNP_SCRAP | ZTNP | NOS | 1 | 1000 | INR
4000 | Sourthern Zone, Berhampur | 4100 | EHT (O&M) Circle, Berhampur | 4102 | EHT (O&M) Division, Berhampur | S123 | 132/33 kV T/L S/S S/D Berhampur | 4000000169 | EARTH TESTER | TNP.TESTER.A003 | ZTNP_SH | ZTNP | NOS | 2 | 10000 | INR
4000 | Sourthern Zone, Berhampur | 4100 | EHT (O&M) Circle, Berhampur | 4102 | EHT (O&M) Division, Berhampur | S122 | 220/132/33 kV T/L S/S S/D Narendrapur | 4000000172 | THERMO VISION CAMERA P65 FLIR SWEDEN | TNP.TV.CAMERA.A001 | ZTNP_SH | ZTNP | NOS | 1 | 3641400 | INR
4000 | Sourthern Zone, Berhampur | 4100 | EHT (O&M) Circle, Berhampur | 4102 | EHT (O&M) Division, Berhampur | S123 | 132/33 kV T/L S/S S/D Berhampur | 4000000175 | WALKIE TALKIE VHF SYSTEM | TNP.WT.VHF.A001 | ZTNP_ACT | ZTNP | NOS | 2 | 7707 | INR
4000 | Sourthern Zone, Berhampur | 4100 | EHT (O&M) Circle, Berhampur | 4102 | EHT (O&M) Division, Berhampur | S128 | 132/33 kV S/S S/D Chikiti | 4000000176 | POWER WINCH FOR TON CAPACITY | TNP.WINCH.A001 | ZTNP_ACT | ZTNP | NOS | 1 | 2056996.77 | INR
4000 | Sourthern Zone, Berhampur | 4100 | EHT (O&M) Circle, Berhampur | 4102 | EHT (O&M) Division, Berhampur | S127 | 132/33 kV T/L S/S S/D Mohana | 5000000031 | SCRAP 132KV ISOLATOR OF DIFFERENT TYPE | SCRP.ISO.132SI.A001 | ZSRP_SCRAP | ZSRP | NOS | 6 | 0 | INR
4000 | Sourthern Zone, Berhampur | 4100 | EHT (O&M) Circle, Berhampur | 4102 | EHT (O&M) Division, Berhampur | S127 | 132/33 kV T/L S/S S/D Mohana | 5000000032 | SCRAP 33KV ISOLATOR OF DIFFERENT TYPE | SCRP.ISO.33DI.A003 | ZSRP_SCRAP | ZSRP | NOS | 2 | 0 | INR
4000 | Sourthern Zone, Berhampur | 4100 | EHT (O&M) Circle, Berhampur | 4103 | EHT (O&M) Division, Chatrapur | S132 | 132/33 kV T/L S/S S/D Chatrapur | 1000000000 | 132KV SF6 CB with Strcture | BKR.145SF6.G.P.AI08 | ZCAP_SH | ZCAP | NOS | 1 | 0.01 | INR
4000 | Sourthern Zone, Berhampur | 4100 | EHT (O&M) Circle, Berhampur | 4103 | EHT (O&M) Division, Chatrapur | S133 | 132/33 kV T/L S/S S/D Balugaon | 1000000004 | 36KV VCB with Structure | BKR.36VCB.G.S.F005 | ZCAP_SH | ZCAP | NOS | 1 | 1 | INR
4000 | Sourthern Zone, Berhampur | 4100 | EHT (O&M) Circle, Berhampur | 4103 | EHT (O&M) Division, Chatrapur | S134 | 132/33 kV T/L S/S S/D Ganjam | 1000000004 | 36KV VCB with Structure | BKR.36VCB.G.S.F005 | ZCAP_ACT | ZCAP | NOS | 1 | 0.01 | INR
4000 | Sourthern Zone, Berhampur | 4100 | EHT (O&M) Circle, Berhampur | 4103 | EHT (O&M) Division, Chatrapur | S133 | 132/33 kV T/L S/S S/D Balugaon | 1000000016 | ACSR PANTHER CONDUCTOR | COND.ACSR.A002 | ZCAP_ACT | ZCAP | KM | 0.56 | 119593.57 | INR
4000 | Sourthern Zone, Berhampur | 4100 | EHT (O&M) Circle, Berhampur | 4103 | EHT (O&M) Division, Chatrapur | S135 | 132/33 kV T/L S/S S/D Purusottampur | 1000000016 | ACSR PANTHER CONDUCTOR | COND.ACSR.A002 | ZCAP_SCRAP | ZCAP | KM | 0.001 | 38084.11 | INR
4000 | Sourthern Zone, Berhampur | 4100 | EHT (O&M) Circle, Berhampur | 4103 | EHT (O&M) Division, Chatrapur | SL32 | 132/33 kV T/L S/S S/D Chatrapur_Line | 1000000016 | ACSR PANTHER CONDUCTOR | COND.ACSR.A002 | ZCAP_ACT | ZCAP | KM | 18.985 | 4054435.57 | INR
4000 | Sourthern Zone, Berhampur | 4100 | EHT (O&M) Circle, Berhampur | 4103 | EHT (O&M) Division, Chatrapur | SL34 | 132/33 kV T/L S/S S/D Ganjam_Line | 1000000016 | ACSR PANTHER CONDUCTOR | COND.ACSR.A002 | ZCAP_ACT | ZCAP | KM | 0.1 | 21355.99 | INR
4000 | Sourthern Zone, Berhampur | 4100 | EHT (O&M) Circle, Berhampur | 4103 | EHT (O&M) Division, Chatrapur | SL32 | 132/33 kV T/L S/S S/D Chatrapur_Line | 1000000016 | ACSR PANTHER CONDUCTOR | COND.ACSR.A002 | ZCAP_ACT | ZCAP | KM | 7.545 | 1611309.79 | INR
4000 | Sourthern Zone, Berhampur | 4100 | EHT (O&M) Circle, Berhampur | 4103 | EHT (O&M) Division, Chatrapur | S134 | 132/33 kV T/L S/S S/D Ganjam | 1000000017 | ACSR ZEBRA CONDUCTOR | COND.ACSR.A003 | ZCAP_ACT | ZCAP | KM | 0.04 | 12817.04 | INR
4000 | Sourthern Zone, Berhampur | 4100 | EHT (O&M) Circle, Berhampur | 4103 | EHT (O&M) Division, Chatrapur | S133 | 132/33 kV T/L S/S S/D Balugaon | 1000000017 | ACSR ZEBRA CONDUCTOR | COND.ACSR.A003 | ZCAP_FREE | ZCAP | KM | 0.055 | 0 | INR
4000 | Sourthern Zone, Berhampur | 4100 | EHT (O&M) Circle, Berhampur | 4103 | EHT (O&M) Division, Chatrapur | S135 | 132/33 kV T/L S/S S/D Purusottampur | 1000000018 | ACSR MOOSE CONDUCTOR | COND.ACSR.A004 | ZCAP_ACT | ZCAP | KM | 0.68 | 290561 | INR
4000 | Sourthern Zone, Berhampur | 4100 | EHT (O&M) Circle, Berhampur | 4103 | EHT (O&M) Division, Chatrapur | S132 | 132/33 kV T/L S/S S/D Chatrapur | 1000000018 | ACSR MOOSE CONDUCTOR | COND.ACSR.A004 | ZCAP_ACT | ZCAP | KM | 1.138 | 486262.39 | INR
4000 | Sourthern Zone, Berhampur | 4100 | EHT (O&M) Circle, Berhampur | 4103 | EHT (O&M) Division, Chatrapur | S133 | 132/33 kV T/L S/S S/D Balugaon | 1000000024 | 132KV 2CORE NCTOF PRIMARY CURRENT 200A | CT.132NCT200.B001 | ZCAP_US | ZCAP | NOS | 1 | 212231.6 | INR
4000 | Sourthern Zone, Berhampur | 4100 | EHT (O&M) Circle, Berhampur | 4103 | EHT (O&M) Division, Chatrapur | S132 | 132/33 kV T/L S/S S/D Chatrapur | 1000000030 | 36KV 1CORE NCTOF PRIMARY CURRENT 400A | CT.36NCT400.A001 | ZCAP_US | ZCAP | NOS | 1 | 1 | INR
4000 | Sourthern Zone, Berhampur | 4100 | EHT (O&M) Circle, Berhampur | 4103 | EHT (O&M) Division, Chatrapur | S132 | 132/33 kV T/L S/S S/D Chatrapur | 1000000030 | 36KV 1CORE NCTOF PRIMARY CURRENT 400A | CT.36NCT400.A001 | ZCAP_ACT | ZCAP | NOS | 1 | 19879.41 | INR
4000 | Sourthern Zone, Berhampur | 4100 | EHT (O&M) Circle, Berhampur | 4103 | EHT (O&M) Division, Chatrapur | S134 | 132/33 kV T/L S/S S/D Ganjam | 1000000034 | 36KV 2C NCTOF RATIO 800-400-200/1-1A | CT.36NCT800.A002 | ZCAP_SH | ZCAP | NOS | 2 | 0.02 | INR
4000 | Sourthern Zone, Berhampur | 4100 | EHT (O&M) Circle, Berhampur | 4103 | EHT (O&M) Division, Chatrapur | S134 | 132/33 kV T/L S/S S/D Ganjam | 1000000034 | 36KV 2C NCTOF RATIO 800-400-200/1-1A | CT.36NCT800.A002 | ZCAP_ACT | ZCAP | NOS | 1 | 1 | INR
4000 | Sourthern Zone, Berhampur | 4100 | EHT (O&M) Circle, Berhampur | 4103 | EHT (O&M) Division, Chatrapur | S132 | 132/33 kV T/L S/S S/D Chatrapur | 1000000045 | 132KV CT OF RATIO 400-200-100/1-1-1-1A | CT1.132OIL400.C004 | ZCAP_ACT | ZCAP | NOS | 2 | 538602.99 | INR
4000 | Sourthern Zone, Berhampur | 4100 | EHT (O&M) Circle, Berhampur | 4103 | EHT (O&M) Division, Chatrapur | S132 | 132/33 kV T/L S/S S/D Chatrapur | 1000000045 | 132KV CT OF RATIO 400-200-100/1-1-1-1A | CT1.132OIL400.C004 | ZCAP_US | ZCAP | NOS | 2 | 2 | INR
4000 | Sourthern Zone, Berhampur | 4100 | EHT (O&M) Circle, Berhampur | 4103 | EHT (O&M) Division, Chatrapur | S133 | 132/33 kV T/L S/S S/D Balugaon | 1000000045 | 132KV CT OF RATIO 400-200-100/1-1-1-1A | CT1.132OIL400.C004 | ZCAP_SH | ZCAP | NOS | 2 | 0.11 | INR
4000 | Sourthern Zone, Berhampur | 4100 | EHT (O&M) Circle, Berhampur | 4103 | EHT (O&M) Division, Chatrapur | S133 | 132/33 kV T/L S/S S/D Balugaon | 1000000045 | 132KV CT OF RATIO 400-200-100/1-1-1-1A | CT1.132OIL400.C004 | ZCAP_SCRAP | ZCAP | NOS | 1 | 0.01 | INR
4000 | Sourthern Zone, Berhampur | 4100 | EHT (O&M) Circle, Berhampur | 4103 | EHT (O&M) Division, Chatrapur | S135 | 132/33 kV T/L S/S S/D Purusottampur | 1000000051 | 132 KV CT(800-400-200/1-1-1-1A) | CT1.145OIL800.C004 | ZCAP_ACT | ZCAP | NOS | 2 | 549116.53 | INR
4000 | Sourthern Zone, Berhampur | 4100 | EHT (O&M) Circle, Berhampur | 4103 | EHT (O&M) Division, Chatrapur | S133 | 132/33 kV T/L S/S S/D Balugaon | 1000000062 | 36KV CT OF RATIO 400-200-100/1-1-1A | CT1.36OIL400.C003 | ZCAP_SH | ZCAP | NOS | 3 | 0.01 | INR
4000 | Sourthern Zone, Berhampur | 4100 | EHT (O&M) Circle, Berhampur | 4103 | EHT (O&M) Division, Chatrapur | S132 | 132/33 kV T/L S/S S/D Chatrapur | 1000000062 | 36KV CT OF RATIO 400-200-100/1-1-1A | CT1.36OIL400.C003 | ZCAP_US | ZCAP | NOS | 1 | 0.01 | INR
4000 | Sourthern Zone, Berhampur | 4100 | EHT (O&M) Circle, Berhampur | 4103 | EHT (O&M) Division, Chatrapur | S133 | 132/33 kV T/L S/S S/D Balugaon | 1000000062 | 36KV CT OF RATIO 400-200-100/1-1-1A | CT1.36OIL400.C003 | ZCAP_SCRAP | ZCAP | NOS | 1 | 0.01 | INR
4000 | Sourthern Zone, Berhampur | 4100 | EHT (O&M) Circle, Berhampur | 4103 | EHT (O&M) Division, Chatrapur | S133 | 132/33 kV T/L S/S S/D Balugaon | 1000000066 | 33kV CT (800-400-200/1-1-1) | CT1.36OIL800.C003 | ZCAP_ACT | ZCAP | NOS | 3 | 220039.08 | INR
4000 | Sourthern Zone, Berhampur | 4100 | EHT (O&M) Circle, Berhampur | 4103 | EHT (O&M) Division, Chatrapur | S135 | 132/33 kV T/L S/S S/D Purusottampur | 1000000066 | 33kV CT (800-400-200/1-1-1) | CT1.36OIL800.C003 | ZCAP_SCRAP | ZCAP | NOS | 1 | 17645 | INR
4000 | Sourthern Zone, Berhampur | 4100 | EHT (O&M) Circle, Berhampur | 4103 | EHT (O&M) Division, Chatrapur | S133 | 132/33 kV T/L S/S S/D Balugaon | 1000000069 | 132KV CVT | CVT.132OIL.S.C003 | ZCAP_ACT | ZCAP | NOS | 2 | 184800 | INR
4000 | Sourthern Zone, Berhampur | 4100 | EHT (O&M) Circle, Berhampur | 4103 | EHT (O&M) Division, Chatrapur | S133 | 132/33 kV T/L S/S S/D Balugaon | 1000000069 | 132KV CVT | CVT.132OIL.S.C003 | ZCAP_US | ZCAP | NOS | 2 | 2 | INR
4000 | Sourthern Zone, Berhampur | 4100 | EHT (O&M) Circle, Berhampur | 4103 | EHT (O&M) Division, Chatrapur | S134 | 132/33 kV T/L S/S S/D Ganjam | 1000000074 | 7/3.15 MM SIZE G.I. EARTH WIRE | EW.STEEL.A002 | ZCAP_SH | ZCAP | KM | 0.14 | 1502.06 | INR
4000 | Sourthern Zone, Berhampur | 4100 | EHT (O&M) Circle, Berhampur | 4103 | EHT (O&M) Division, Chatrapur | SL34 | 132/33 kV T/L S/S S/D Ganjam_Line | 1000000074 | 7/3.15 MM SIZE G.I. EARTH WIRE | EW.STEEL.A002 | ZCAP_ACT | ZCAP | KM | 1.754 | 6.89 | INR
4000 | Sourthern Zone, Berhampur | 4100 | EHT (O&M) Circle, Berhampur | 4103 | EHT (O&M) Division, Chatrapur | S135 | 132/33 kV T/L S/S S/D Purusottampur | 1000000074 | 7/3.15 MM SIZE G.I. EARTH WIRE | EW.STEEL.A002 | ZCAP_ACT | ZCAP | KM | 1.131 | 4.44 | INR
4000 | Sourthern Zone, Berhampur | 4100 | EHT (O&M) Circle, Berhampur | 4103 | EHT (O&M) Division, Chatrapur | S133 | 132/33 kV T/L S/S S/D Balugaon | 1000000103 | 33KV DI WITH DOUBLE BREAK W/O ES OF 800A | ISO.33DI.DB.A001 | ZCAP_SCRAP | ZCAP | SET | 1 | 2500 | INR
4000 | Sourthern Zone, Berhampur | 4100 | EHT (O&M) Circle, Berhampur | 4103 | EHT (O&M) Division, Chatrapur | S133 | 132/33 kV T/L S/S S/D Balugaon | 1000000107 | 33KV DI WITH DB WITH ES OF 800A | ISO.33DI.DB.B001 | ZCAP_SCRAP | ZCAP | SET | 2 | 6000 | INR
4000 | Sourthern Zone, Berhampur | 4100 | EHT (O&M) Circle, Berhampur | 4103 | EHT (O&M) Division, Chatrapur | S134 | 132/33 kV T/L S/S S/D Ganjam | 1000000108 | 33KV DI WITH DB WITH ES OF 1200A | ISO.33DI.DB.B002 | ZCAP_SH | ZCAP | SET | 2 | 141390 | INR
4000 | Sourthern Zone, Berhampur | 4100 | EHT (O&M) Circle, Berhampur | 4103 | EHT (O&M) Division, Chatrapur | S134 | 132/33 kV T/L S/S S/D Ganjam | 1000000113 | 33KV SI W/O ES OF 1250A | ISO.33SI.DB.A002 | ZCAP_ACT | ZCAP | SET | 1 | 48000 | INR
4000 | Sourthern Zone, Berhampur | 4100 | EHT (O&M) Circle, Berhampur | 4103 | EHT (O&M) Division, Chatrapur | S132 | 132/33 kV T/L S/S S/D Chatrapur | 1000000115 | 33 KV 2000A W/O E/S Single Isolator | ISO.33SI.DB.A005 | ZCAP_SH | ZCAP | SET | 2 | 0.02 | INR
4000 | Sourthern Zone, Berhampur | 4100 | EHT (O&M) Circle, Berhampur | 4103 | EHT (O&M) Division, Chatrapur | S132 | 132/33 kV T/L S/S S/D Chatrapur | 1000000115 | 33 KV 2000A W/O E/S Single Isolator | ISO.33SI.DB.A005 | ZCAP_ACT | ZCAP | SET | 1 | 147023 | INR
4000 | Sourthern Zone, Berhampur | 4100 | EHT (O&M) Circle, Berhampur | 4103 | EHT (O&M) Division, Chatrapur | S133 | 132/33 kV T/L S/S S/D Balugaon | 1000000116 | 33KV SI WITH WITH ES OF 1250A | ISO.33SI.DB.B001 | ZCAP_SCRAP | ZCAP | SET | 1 | 1500 | INR
4000 | Sourthern Zone, Berhampur | 4100 | EHT (O&M) Circle, Berhampur | 4103 | EHT (O&M) Division, Chatrapur | S135 | 132/33 kV T/L S/S S/D Purusottampur | 1000000118 | 132KV OIL SP 2C IVT/PT | IVT.132OIL.S.B004 | ZCAP_ACT | ZCAP | NOS | 1 | 180972.64 | INR
4000 | Sourthern Zone, Berhampur | 4100 | EHT (O&M) Circle, Berhampur | 4103 | EHT (O&M) Division, Chatrapur | S132 | 132/33 kV T/L S/S S/D Chatrapur | 1000000118 | 132KV OIL SP 2C IVT/PT | IVT.132OIL.S.B004 | ZCAP_US | ZCAP | NOS | 3 | 3 | INR
4000 | Sourthern Zone, Berhampur | 4100 | EHT (O&M) Circle, Berhampur | 4103 | EHT (O&M) Division, Chatrapur | S133 | 132/33 kV T/L S/S S/D Balugaon | 1000000118 | 132KV OIL SP 2C IVT/PT | IVT.132OIL.S.B004 | ZCAP_ACT | ZCAP | NOS | 3 | 542917.91 | INR
4000 | Sourthern Zone, Berhampur | 4100 | EHT (O&M) Circle, Berhampur | 4103 | EHT (O&M) Division, Chatrapur | S132 | 132/33 kV T/L S/S S/D Chatrapur | 1000000121 | 36KV OIL SP 1C IVT | IVT.36OIL.S.A001 | ZCAP_US | ZCAP | NOS | 2 | 17581.16 | INR
4000 | Sourthern Zone, Berhampur | 4100 | EHT (O&M) Circle, Berhampur | 4103 | EHT (O&M) Division, Chatrapur | S134 | 132/33 kV T/L S/S S/D Ganjam | 1000000129 | 120KV SURGE ARRESTER & SAS integration | SA.120MO.A005 | ZCAP_SH | ZCAP | NOS | 2 | 0.02 | INR
4000 | Sourthern Zone, Berhampur | 4100 | EHT (O&M) Circle, Berhampur | 4103 | EHT (O&M) Division, Chatrapur | S135 | 132/33 kV T/L S/S S/D Purusottampur | 1000000130 | 132KV SURGE ARRESTER OF 120 KV | SA.145MO.GL.A001 | ZCAP_ACT | ZCAP | NOS | 2 | 69048.65 | INR
4000 | Sourthern Zone, Berhampur | 4100 | EHT (O&M) Circle, Berhampur | 4103 | EHT (O&M) Division, Chatrapur | S132 | 132/33 kV T/L S/S S/D Chatrapur | 1000000130 | 132KV SURGE ARRESTER OF 120 KV | SA.145MO.GL.A001 | ZCAP_US | ZCAP | NOS | 3 | 225000 | INR
4000 | Sourthern Zone, Berhampur | 4100 | EHT (O&M) Circle, Berhampur | 4103 | EHT (O&M) Division, Chatrapur | S133 | 132/33 kV T/L S/S S/D Balugaon | 1000000130 | 132KV SURGE ARRESTER OF 120 KV | SA.145MO.GL.A001 | ZCAP_ACT | ZCAP | NOS | 9 | 310718.9 | INR
4000 | Sourthern Zone, Berhampur | 4100 | EHT (O&M) Circle, Berhampur | 4103 | EHT (O&M) Division, Chatrapur | S132 | 132/33 kV T/L S/S S/D Chatrapur | 1000000130 | 132KV SURGE ARRESTER OF 120 KV | SA.145MO.GL.A001 | ZCAP_ACT | ZCAP | NOS | 5 | 172621.62 | INR
4000 | Sourthern Zone, Berhampur | 4100 | EHT (O&M) Circle, Berhampur | 4103 | EHT (O&M) Division, Chatrapur | S132 | 132/33 kV T/L S/S S/D Chatrapur | 1000000132 | 220KV MO WITH RING SURGE ARRESTER | SA.245MO.WR.A005 | ZCAP_US | ZCAP | NOS | 6 | 250000.02 | INR
4000 | Sourthern Zone, Berhampur | 4100 | EHT (O&M) Circle, Berhampur | 4103 | EHT (O&M) Division, Chatrapur | S134 | 132/33 kV T/L S/S S/D Ganjam | 1000000134 | 36KV MO W/O SURGE ARRESTER | SA.36MO.WOR.A001 | ZCAP_ACT | ZCAP | NOS | 1 | 10869.27 | INR
4000 | Sourthern Zone, Berhampur | 4100 | EHT (O&M) Circle, Berhampur | 4103 | EHT (O&M) Division, Chatrapur | S133 | 132/33 kV T/L S/S S/D Balugaon | 1000000134 | 36KV MO W/O SURGE ARRESTER | SA.36MO.WOR.A001 | ZCAP_ACT | ZCAP | NOS | 3 | 32607.81 | INR
4000 | Sourthern Zone, Berhampur | 4100 | EHT (O&M) Circle, Berhampur | 4103 | EHT (O&M) Division, Chatrapur | S132 | 132/33 kV T/L S/S S/D Chatrapur | 1000000134 | 36KV MO W/O SURGE ARRESTER | SA.36MO.WOR.A001 | ZCAP_ACT | ZCAP | NOS | 7 | 76084.89 | INR
4000 | Sourthern Zone, Berhampur | 4100 | EHT (O&M) Circle, Berhampur | 4103 | EHT (O&M) Division, Chatrapur | SL32 | 132/33 kV T/L S/S S/D Chatrapur_Line | 1000000189 | 132 KV PA TYPE TOWER MEMBER | TWR.132PA.L.A003 | ZCAP_ACT | ZCAP | MT | 29 | 0.29 | INR
4000 | Sourthern Zone, Berhampur | 4100 | EHT (O&M) Circle, Berhampur | 4103 | EHT (O&M) Division, Chatrapur | SL32 | 132/33 kV T/L S/S S/D Chatrapur_Line | 1000000190 | 3mtr extension to 132 KV PA type Tower | TWR.132PA+3.L.A001 | ZCAP_ACT | ZCAP | MT | 1.8 | 0.02 | INR
4000 | Sourthern Zone, Berhampur | 4100 | EHT (O&M) Circle, Berhampur | 4103 | EHT (O&M) Division, Chatrapur | SL33 | 132/33 kV T/L S/S S/D Balugaon_Line | 1000000191 | 132 KV PA+3 EXTENSION TYPE TOWER MEMBER | TWR.132PA+3.L.A002 | ZCAP_ACT | ZCAP | MT | 1.4 | 72179.74 | INR
4000 | Sourthern Zone, Berhampur | 4100 | EHT (O&M) Circle, Berhampur | 4103 | EHT (O&M) Division, Chatrapur | SL32 | 132/33 kV T/L S/S S/D Chatrapur_Line | 1000000192 | 6mtr extension to 132 KV PA type Tower | TWR.132PA+6.L.A001 | ZCAP_ACT | ZCAP | MT | 0.8 | 0.01 | INR
4000 | Sourthern Zone, Berhampur | 4100 | EHT (O&M) Circle, Berhampur | 4103 | EHT (O&M) Division, Chatrapur | SL34 | 132/33 kV T/L S/S S/D Ganjam_Line | 1000000199 | 3mtr extension to 132 KV PC type Tower | TWR.132PC+3.L.A001 | ZCAP_ACT | ZCAP | MT | 0.694 | 26272.4 | INR
4000 | Sourthern Zone, Berhampur | 4100 | EHT (O&M) Circle, Berhampur | 4103 | EHT (O&M) Division, Chatrapur | SL32 | 132/33 kV T/L S/S S/D Chatrapur_Line | 1000000245 | 220 KV UR type Tower with stub & cleat | TWR.220UR.L.A003 | ZCAP_ACT | ZCAP | MT | 13.391 | 1251726.22 | INR
4000 | Sourthern Zone, Berhampur | 4100 | EHT (O&M) Circle, Berhampur | 4103 | EHT (O&M) Division, Chatrapur | SL32 | 132/33 kV T/L S/S S/D Chatrapur_Line | 1000000245 | 220 KV UR type Tower with stub & cleat | TWR.220UR.L.A003 | ZCAP_ACT | ZCAP | MT | 12.955 | 1210971.03 | INR
4000 | Sourthern Zone, Berhampur | 4100 | EHT (O&M) Circle, Berhampur | 4103 | EHT (O&M) Division, Chatrapur | SL32 | 132/33 kV T/L S/S S/D Chatrapur_Line | 1000000246 | 6mtr extension to 220 KV UR type Tower | TWR.220UR+6.L.A001 | ZCAP_ACT | ZCAP | MT | 4.065 | 365154.05 | INR
4000 | Sourthern Zone, Berhampur | 4100 | EHT (O&M) Circle, Berhampur | 4103 | EHT (O&M) Division, Chatrapur | S135 | 132/33 kV T/L S/S S/D Purusottampur | 1000000301 | 10 PAIR TELEPHONE AJF | CBLE.TEL.AJF.A010 | ZCAP_ACT | ZCAP | KM | 0.3 | 3 | INR
4000 | Sourthern Zone, Berhampur | 4100 | EHT (O&M) Circle, Berhampur | 4103 | EHT (O&M) Division, Chatrapur | S135 | 132/33 kV T/L S/S S/D Purusottampur | 1000000302 | 25 PAIR TELEPHONE,AJF | CBLE.TEL.AJF.B025 | ZCAP_ACT | ZCAP | KM | 0.5 | 5 | INR
4000 | Sourthern Zone, Berhampur | 4100 | EHT (O&M) Circle, Berhampur | 4103 | EHT (O&M) Division, Chatrapur | S134 | 132/33 kV T/L S/S S/D Ganjam | 2000000016 | ENAMEL BLUE PAINT | CNSM.PAINT.A003 | ZCON_ACT | ZCON | L | 2 | 654 | INR
4000 | Sourthern Zone, Berhampur | 4100 | EHT (O&M) Circle, Berhampur | 4103 | EHT (O&M) Division, Chatrapur | S134 | 132/33 kV T/L S/S S/D Ganjam | 2000000017 | ENAMEL GREY PAINT | CNSM.PAINT.A004 | ZCON_ACT | ZCON | L | 2 | 654 | INR
4000 | Sourthern Zone, Berhampur | 4100 | EHT (O&M) Circle, Berhampur | 4103 | EHT (O&M) Division, Chatrapur | S134 | 132/33 kV T/L S/S S/D Ganjam | 2000000018 | ENAMEL RED PAINT | CNSM.PAINT.A005 | ZCON_ACT | ZCON | L | 2 | 654 | INR
4000 | Sourthern Zone, Berhampur | 4100 | EHT (O&M) Circle, Berhampur | 4103 | EHT (O&M) Division, Chatrapur | S134 | 132/33 kV T/L S/S S/D Ganjam | 2000000019 | Aluminium Paint | CNSM.PAINT.A007 | ZCON_ACT | ZCON | L | 2 | 654 | INR
4000 | Sourthern Zone, Berhampur | 4100 | EHT (O&M) Circle, Berhampur | 4103 | EHT (O&M) Division, Chatrapur | S134 | 132/33 kV T/L S/S S/D Ganjam | 2000000020 | Black enamel Paint | CNSM.PAINT.A016 | ZCON_ACT | ZCON | L | 4 | 1368.59 | INR
4000 | Sourthern Zone, Berhampur | 4100 | EHT (O&M) Circle, Berhampur | 4103 | EHT (O&M) Division, Chatrapur | S135 | 132/33 kV T/L S/S S/D Purusottampur | 2000000022 | SILICAGEL | CNSM.SILICAGEL.A001 | ZCON_ACT | ZCON | KG | 30 | 8588.9 | INR
4000 | Sourthern Zone, Berhampur | 4100 | EHT (O&M) Circle, Berhampur | 4103 | EHT (O&M) Division, Chatrapur | S134 | 132/33 kV T/L S/S S/D Ganjam | 2000000022 | SILICAGEL | CNSM.SILICAGEL.A001 | ZCON_ACT | ZCON | KG | 29.5 | 8445.76 | INR
4000 | Sourthern Zone, Berhampur | 4100 | EHT (O&M) Circle, Berhampur | 4103 | EHT (O&M) Division, Chatrapur | S132 | 132/33 kV T/L S/S S/D Chatrapur | 2000000096 | HRC FUSE OF DIFFERENT RATINGS | ILWR.FUSE.B001 | ZCON_ACT | ZCON | NOS | 32 | 3256.55 | INR
4000 | Sourthern Zone, Berhampur | 4100 | EHT (O&M) Circle, Berhampur | 4103 | EHT (O&M) Division, Chatrapur | S133 | 132/33 kV T/L S/S S/D Balugaon | 2000000096 | HRC FUSE OF DIFFERENT RATINGS | ILWR.FUSE.B001 | ZCON_ACT | ZCON | NOS | 20 | 2035.35 | INR
4000 | Sourthern Zone, Berhampur | 4100 | EHT (O&M) Circle, Berhampur | 4103 | EHT (O&M) Division, Chatrapur | S134 | 132/33 kV T/L S/S S/D Ganjam | 2000000096 | HRC FUSE OF DIFFERENT RATINGS | ILWR.FUSE.B001 | ZCON_ACT | ZCON | NOS | 24 | 2442.42 | INR
4000 | Sourthern Zone, Berhampur | 4100 | EHT (O&M) Circle, Berhampur | 4103 | EHT (O&M) Division, Chatrapur | S132 | 132/33 kV T/L S/S S/D Chatrapur | 2000000097 | HRC FUSE 4A | ILWR.FUSE.B002 | ZCON_ACT | ZCON | NOS | 37 | 3753.74 | INR
4000 | Sourthern Zone, Berhampur | 4100 | EHT (O&M) Circle, Berhampur | 4103 | EHT (O&M) Division, Chatrapur | S133 | 132/33 kV T/L S/S S/D Balugaon | 2000000097 | HRC FUSE 4A | ILWR.FUSE.B002 | ZCON_ACT | ZCON | NOS | 5 | 507.26 | INR
4000 | Sourthern Zone, Berhampur | 4100 | EHT (O&M) Circle, Berhampur | 4103 | EHT (O&M) Division, Chatrapur | S134 | 132/33 kV T/L S/S S/D Ganjam | 2000000097 | HRC FUSE 4A | ILWR.FUSE.B002 | ZCON_ACT | ZCON | NOS | 9 | 913.07 | INR
4000 | Sourthern Zone, Berhampur | 4100 | EHT (O&M) Circle, Berhampur | 4103 | EHT (O&M) Division, Chatrapur | S135 | 132/33 kV T/L S/S S/D Purusottampur | 2000000097 | HRC FUSE 4A | ILWR.FUSE.B002 | ZCON_ACT | ZCON | NOS | 10 | 1014.52 | INR
4000 | Sourthern Zone, Berhampur | 4100 | EHT (O&M) Circle, Berhampur | 4103 | EHT (O&M) Division, Chatrapur | S133 | 132/33 kV T/L S/S S/D Balugaon | 2000000098 | HRC FUSE 6A | ILWR.FUSE.B003 | ZCON_ACT | ZCON | NOS | 15 | 1599.34 | INR
4000 | Sourthern Zone, Berhampur | 4100 | EHT (O&M) Circle, Berhampur | 4103 | EHT (O&M) Division, Chatrapur | S132 | 132/33 kV T/L S/S S/D Chatrapur | 2000000098 | HRC FUSE 6A | ILWR.FUSE.B003 | ZCON_ACT | ZCON | NOS | 1 | 106.62 | INR
4000 | Sourthern Zone, Berhampur | 4100 | EHT (O&M) Circle, Berhampur | 4103 | EHT (O&M) Division, Chatrapur | S134 | 132/33 kV T/L S/S S/D Ganjam | 2000000098 | HRC FUSE 6A | ILWR.FUSE.B003 | ZCON_ACT | ZCON | NOS | 28 | 2985.42 | INR
4000 | Sourthern Zone, Berhampur | 4100 | EHT (O&M) Circle, Berhampur | 4103 | EHT (O&M) Division, Chatrapur | S135 | 132/33 kV T/L S/S S/D Purusottampur | 2000000098 | HRC FUSE 6A | ILWR.FUSE.B003 | ZCON_ACT | ZCON | NOS | 3 | 319.87 | INR
4000 | Sourthern Zone, Berhampur | 4100 | EHT (O&M) Circle, Berhampur | 4103 | EHT (O&M) Division, Chatrapur | S133 | 132/33 kV T/L S/S S/D Balugaon | 2000000099 | HRC FUSE 10A | ILWR.FUSE.B004 | ZCON_ACT | ZCON | NOS | 16 | 1738.45 | INR
4000 | Sourthern Zone, Berhampur | 4100 | EHT (O&M) Circle, Berhampur | 4103 | EHT (O&M) Division, Chatrapur | S135 | 132/33 kV T/L S/S S/D Purusottampur | 2000000099 | HRC FUSE 10A | ILWR.FUSE.B004 | ZCON_ACT | ZCON | NOS | 8 | 869.23 | INR
4000 | Sourthern Zone, Berhampur | 4100 | EHT (O&M) Circle, Berhampur | 4103 | EHT (O&M) Division, Chatrapur | S134 | 132/33 kV T/L S/S S/D Ganjam | 2000000099 | HRC FUSE 10A | ILWR.FUSE.B004 | ZCON_ACT | ZCON | NOS | 20 | 2173.07 | INR
4000 | Sourthern Zone, Berhampur | 4100 | EHT (O&M) Circle, Berhampur | 4103 | EHT (O&M) Division, Chatrapur | S133 | 132/33 kV T/L S/S S/D Balugaon | 2000000100 | HRC FUSE 32A | ILWR.FUSE.B005 | ZCON_ACT | ZCON | NOS | 20 | 2840 | INR
4000 | Sourthern Zone, Berhampur | 4100 | EHT (O&M) Circle, Berhampur | 4103 | EHT (O&M) Division, Chatrapur | S134 | 132/33 kV T/L S/S S/D Ganjam | 2000000101 | HRC FUSE 16A | ILWR.FUSE.B006 | ZCON_ACT | ZCON | NOS | 20 | 2100 | INR
4000 | Sourthern Zone, Berhampur | 4100 | EHT (O&M) Circle, Berhampur | 4103 | EHT (O&M) Division, Chatrapur | S135 | 132/33 kV T/L S/S S/D Purusottampur | 2000000145 | LED TYPE INDICATION LAMP (RED) | ILWR.INDIC.LAMP.A001 | ZCON_ACT | ZCON | NOS | 10 | 1591.21 | INR
4000 | Sourthern Zone, Berhampur | 4100 | EHT (O&M) Circle, Berhampur | 4103 | EHT (O&M) Division, Chatrapur | S134 | 132/33 kV T/L S/S S/D Ganjam | 2000000145 | LED TYPE INDICATION LAMP (RED) | ILWR.INDIC.LAMP.A001 | ZCON_ACT | ZCON | NOS | 5 | 795.6 | INR
4000 | Sourthern Zone, Berhampur | 4100 | EHT (O&M) Circle, Berhampur | 4103 | EHT (O&M) Division, Chatrapur | S133 | 132/33 kV T/L S/S S/D Balugaon | 2000000145 | LED TYPE INDICATION LAMP (RED) | ILWR.INDIC.LAMP.A001 | ZCON_ACT | ZCON | NOS | 22 | 3500.66 | INR
4000 | Sourthern Zone, Berhampur | 4100 | EHT (O&M) Circle, Berhampur | 4103 | EHT (O&M) Division, Chatrapur | S132 | 132/33 kV T/L S/S S/D Chatrapur | 2000000145 | LED TYPE INDICATION LAMP (RED) | ILWR.INDIC.LAMP.A001 | ZCON_ACT | ZCON | NOS | 6 | 954.73 | INR
4000 | Sourthern Zone, Berhampur | 4100 | EHT (O&M) Circle, Berhampur | 4103 | EHT (O&M) Division, Chatrapur | S133 | 132/33 kV T/L S/S S/D Balugaon | 2000000146 | LED TYPE INDICATION LAMP (YELLOW) | ILWR.INDIC.LAMP.A0012 | ZCON_ACT | ZCON | NOS | 5 | 799.07 | INR
4000 | Sourthern Zone, Berhampur | 4100 | EHT (O&M) Circle, Berhampur | 4103 | EHT (O&M) Division, Chatrapur | S132 | 132/33 kV T/L S/S S/D Chatrapur | 2000000146 | LED TYPE INDICATION LAMP (YELLOW) | ILWR.INDIC.LAMP.A0012 | ZCON_ACT | ZCON | NOS | 2 | 319.63 | INR
4000 | Sourthern Zone, Berhampur | 4100 | EHT (O&M) Circle, Berhampur | 4103 | EHT (O&M) Division, Chatrapur | S135 | 132/33 kV T/L S/S S/D Purusottampur | 2000000147 | LED TYPE INDICATION LAMP (GREEN) | ILWR.INDIC.LAMP.A002 | ZCON_ACT | ZCON | NOS | 11 | 1871.14 | INR
4000 | Sourthern Zone, Berhampur | 4100 | EHT (O&M) Circle, Berhampur | 4103 | EHT (O&M) Division, Chatrapur | S133 | 132/33 kV T/L S/S S/D Balugaon | 2000000147 | LED TYPE INDICATION LAMP (GREEN) | ILWR.INDIC.LAMP.A002 | ZCON_ACT | ZCON | NOS | 18 | 3061.87 | INR
4000 | Sourthern Zone, Berhampur | 4100 | EHT (O&M) Circle, Berhampur | 4103 | EHT (O&M) Division, Chatrapur | S134 | 132/33 kV T/L S/S S/D Ganjam | 2000000147 | LED TYPE INDICATION LAMP (GREEN) | ILWR.INDIC.LAMP.A002 | ZCON_ACT | ZCON | NOS | 15 | 2551.55 | INR
4000 | Sourthern Zone, Berhampur | 4100 | EHT (O&M) Circle, Berhampur | 4103 | EHT (O&M) Division, Chatrapur | S132 | 132/33 kV T/L S/S S/D Chatrapur | 2000000147 | LED TYPE INDICATION LAMP (GREEN) | ILWR.INDIC.LAMP.A002 | ZCON_ACT | ZCON | NOS | 7 | 1190.72 | INR
4000 | Sourthern Zone, Berhampur | 4100 | EHT (O&M) Circle, Berhampur | 4103 | EHT (O&M) Division, Chatrapur | S132 | 132/33 kV T/L S/S S/D Chatrapur | 2000000148 | LED TYPE INDICATION LAMP (WHITE) | ILWR.INDIC.LAMP.A003 | ZCON_ACT | ZCON | NOS | 22 | 3634.4 | INR
4000 | Sourthern Zone, Berhampur | 4100 | EHT (O&M) Circle, Berhampur | 4103 | EHT (O&M) Division, Chatrapur | S134 | 132/33 kV T/L S/S S/D Ganjam | 2000000148 | LED TYPE INDICATION LAMP (WHITE) | ILWR.INDIC.LAMP.A003 | ZCON_ACT | ZCON | NOS | 5 | 826 | INR
4000 | Sourthern Zone, Berhampur | 4100 | EHT (O&M) Circle, Berhampur | 4103 | EHT (O&M) Division, Chatrapur | S133 | 132/33 kV T/L S/S S/D Balugaon | 2000000149 | LED TYPE INDICATION LAMP (AMBER/ORANGE) | ILWR.INDIC.LAMP.A004 | ZCON_ACT | ZCON | NOS | 10 | 1601.92 | INR
4000 | Sourthern Zone, Berhampur | 4100 | EHT (O&M) Circle, Berhampur | 4103 | EHT (O&M) Division, Chatrapur | S135 | 132/33 kV T/L S/S S/D Purusottampur | 2000000149 | LED TYPE INDICATION LAMP (AMBER/ORANGE) | ILWR.INDIC.LAMP.A004 | ZCON_ACT | ZCON | NOS | 3 | 480.58 | INR
4000 | Sourthern Zone, Berhampur | 4100 | EHT (O&M) Circle, Berhampur | 4103 | EHT (O&M) Division, Chatrapur | S132 | 132/33 kV T/L S/S S/D Chatrapur | 2000000150 | LED TYPE INDICATION LAMP (BLUE) | ILWR.INDIC.LAMP.A005 | ZCON_ACT | ZCON | NOS | 7 | 1093 | INR
4000 | Sourthern Zone, Berhampur | 4100 | EHT (O&M) Circle, Berhampur | 4103 | EHT (O&M) Division, Chatrapur | S134 | 132/33 kV T/L S/S S/D Ganjam | 2000000150 | LED TYPE INDICATION LAMP (BLUE) | ILWR.INDIC.LAMP.A005 | ZCON_ACT | ZCON | NOS | 10 | 1561.43 | INR
4000 | Sourthern Zone, Berhampur | 4100 | EHT (O&M) Circle, Berhampur | 4103 | EHT (O&M) Division, Chatrapur | S133 | 132/33 kV T/L S/S S/D Balugaon | 2000000150 | LED TYPE INDICATION LAMP (BLUE) | ILWR.INDIC.LAMP.A005 | ZCON_ACT | ZCON | NOS | 12 | 1873.71 | INR
4000 | Sourthern Zone, Berhampur | 4100 | EHT (O&M) Circle, Berhampur | 4103 | EHT (O&M) Division, Chatrapur | S135 | 132/33 kV T/L S/S S/D Purusottampur | 2000000150 | LED TYPE INDICATION LAMP (BLUE) | ILWR.INDIC.LAMP.A005 | ZCON_ACT | ZCON | NOS | 5 | 780.71 | INR
4000 | Sourthern Zone, Berhampur | 4100 | EHT (O&M) Circle, Berhampur | 4103 | EHT (O&M) Division, Chatrapur | S133 | 132/33 kV T/L S/S S/D Balugaon | 2000000159 | LED based Flood light fitting | ILWR.LED.FT.A012 | ZCON_ACT | ZCON | NOS | 4 | 28060.4 | INR
4000 | Sourthern Zone, Berhampur | 4100 | EHT (O&M) Circle, Berhampur | 4103 | EHT (O&M) Division, Chatrapur | S133 | 132/33 kV T/L S/S S/D Balugaon | 2000000166 | 32 Amp. 2 pole DC MCB | ILWR.MCB.A006 | ZCON_ACT | ZCON | NOS | 10 | 6244.5 | INR
4000 | Sourthern Zone, Berhampur | 4100 | EHT (O&M) Circle, Berhampur | 4103 | EHT (O&M) Division, Chatrapur | S133 | 132/33 kV T/L S/S S/D Balugaon | 2000000169 | 16A Double Pole (DP) MCB | ILWR.MCB.B002 | ZCON_ACT | ZCON | NOS | 1 | 624.45 | INR
4000 | Sourthern Zone, Berhampur | 4100 | EHT (O&M) Circle, Berhampur | 4103 | EHT (O&M) Division, Chatrapur | S133 | 132/33 kV T/L S/S S/D Balugaon | 2000000178 | SINGLE POLE 6 A MCB | ILWR.MCB.SPN.A002 | ZCON_ACT | ZCON | NOS | 8 | 1523.12 | INR
4000 | Sourthern Zone, Berhampur | 4100 | EHT (O&M) Circle, Berhampur | 4103 | EHT (O&M) Division, Chatrapur | S133 | 132/33 kV T/L S/S S/D Balugaon | 2000000184 | 100A 4P MCCB | ILWR.MCCB.B002 | ZCON_ACT | ZCON | NOS | 2 | 12349.34 | INR
4000 | Sourthern Zone, Berhampur | 4100 | EHT (O&M) Circle, Berhampur | 4103 | EHT (O&M) Division, Chatrapur | S133 | 132/33 kV T/L S/S S/D Balugaon | 2000000187 | 200A 3P MCCB | ILWR.MCCB.B005 | ZCON_ACT | ZCON | NOS | 1 | 15528.38 | INR
4000 | Sourthern Zone, Berhampur | 4100 | EHT (O&M) Circle, Berhampur | 4103 | EHT (O&M) Division, Chatrapur | S133 | 132/33 kV T/L S/S S/D Balugaon | 2000000237 | REQUISITION/RETURN/PERMIT/MBOOK REGISTER | MISC.LOGBOOK.D001 | ZCON_ACT | ZCON | NOS | 6 | 869.3 | INR
4000 | Sourthern Zone, Berhampur | 4100 | EHT (O&M) Circle, Berhampur | 4103 | EHT (O&M) Division, Chatrapur | S133 | 132/33 kV T/L S/S S/D Balugaon | 2000000238 | LOG SHEET BOOK / Register | MISC.LOGBOOK.E001 | ZCON_ACT | ZCON | NOS | 1 | 1439.6 | INR
4000 | Sourthern Zone, Berhampur | 4100 | EHT (O&M) Circle, Berhampur | 4103 | EHT (O&M) Division, Chatrapur | S135 | 132/33 kV T/L S/S S/D Purusottampur | 3000000007 | 350AH 48V(24 CELLS) BATTERY SET | BAT.PLANTE.A003 | ZSPR_ACT | ZSPR | SET | 1 | 37500 | INR
4000 | Sourthern Zone, Berhampur | 4100 | EHT (O&M) Circle, Berhampur | 4103 | EHT (O&M) Division, Chatrapur | S134 | 132/33 kV T/L S/S S/D Ganjam | 3000000036 | Bushing for 12.5MVA Tfr Of CGL | BUSH.132CGL.BB02 | ZSPR_ACT | ZSPR | NOS | 1 | 20000 | INR
4000 | Sourthern Zone, Berhampur | 4100 | EHT (O&M) Circle, Berhampur | 4103 | EHT (O&M) Division, Chatrapur | S134 | 132/33 kV T/L S/S S/D Ganjam | 3000000107 | 2.5SQMM 4C CONTROL CABLE | CBLE.CTRL.AR.C004 | ZSPR_ACT | ZSPR | KM | 120 | 1.2 | INR
4000 | Sourthern Zone, Berhampur | 4100 | EHT (O&M) Circle, Berhampur | 4103 | EHT (O&M) Division, Chatrapur | S134 | 132/33 kV T/L S/S S/D Ganjam | 3000000111 | 2.5SQMM 12C CONTROL CABLE | CBLE.CTRL.AR.C012 | ZSPR_FREE | ZSPR | KM | 0.03 | 0 | INR
4000 | Sourthern Zone, Berhampur | 4100 | EHT (O&M) Circle, Berhampur | 4103 | EHT (O&M) Division, Chatrapur | S133 | 132/33 kV T/L S/S S/D Balugaon | 3000000112 | 2.5SQMM 16C CONTROL CABLE | CBLE.CTRL.AR.C016 | ZSPR_ACT | ZSPR | KM | 0.38 | 107513.4 | INR
4000 | Sourthern Zone, Berhampur | 4100 | EHT (O&M) Circle, Berhampur | 4103 | EHT (O&M) Division, Chatrapur | S134 | 132/33 kV T/L S/S S/D Ganjam | 3000000113 | 2.5SQMM 19C CONTROL CABLE | CBLE.CTRL.AR.C019 | ZSPR_FREE | ZSPR | KM | 0.057 | 0 | INR
4000 | Sourthern Zone, Berhampur | 4100 | EHT (O&M) Circle, Berhampur | 4103 | EHT (O&M) Division, Chatrapur | S133 | 132/33 kV T/L S/S S/D Balugaon | 3000000113 | 2.5SQMM 19C CONTROL CABLE | CBLE.CTRL.AR.C019 | ZSPR_ACT | ZSPR | KM | 0.479 | 131648.68 | INR
4000 | Sourthern Zone, Berhampur | 4100 | EHT (O&M) Circle, Berhampur | 4103 | EHT (O&M) Division, Chatrapur | S134 | 132/33 kV T/L S/S S/D Ganjam | 3000000113 | 2.5SQMM 19C CONTROL CABLE | CBLE.CTRL.AR.C019 | ZSPR_ACT | ZSPR | KM | 0.068 | 18689.16 | INR
4000 | Sourthern Zone, Berhampur | 4100 | EHT (O&M) Circle, Berhampur | 4103 | EHT (O&M) Division, Chatrapur | S133 | 132/33 kV T/L S/S S/D Balugaon | 3000000115 | 2.5 SQMM MSTRAND 3C AR CCABLE | CBLE.CTRL.AR.D003 | ZSPR_ACT | ZSPR | KM | 0.12 | 14812.8 | INR
4000 | Sourthern Zone, Berhampur | 4100 | EHT (O&M) Circle, Berhampur | 4103 | EHT (O&M) Division, Chatrapur | S134 | 132/33 kV T/L S/S S/D Ganjam | 3000000134 | 2.5SQMM 3C CONTROL CABLE | CBLE.CTRL.UAR.C003 | ZSPR_ACT | ZSPR | KM | 0.751 | 53471.2 | INR
4000 | Sourthern Zone, Berhampur | 4100 | EHT (O&M) Circle, Berhampur | 4103 | EHT (O&M) Division, Chatrapur | S132 | 132/33 kV T/L S/S S/D Chatrapur | 3000000137 | 2.5 SQMM 7C UR CONTROL CABLE | CBLE.CTRL.UAR.C007 | ZSPR_ACT | ZSPR | KM | 0.02 | 3707.43 | INR
4000 | Sourthern Zone, Berhampur | 4100 | EHT (O&M) Circle, Berhampur | 4103 | EHT (O&M) Division, Chatrapur | S132 | 132/33 kV T/L S/S S/D Chatrapur | 3000000137 | 2.5 SQMM 7C UR CONTROL CABLE | CBLE.CTRL.UAR.C007 | ZSPR_ACT | ZSPR | KM | 0.1 | 18537.17 | INR
4000 | Sourthern Zone, Berhampur | 4100 | EHT (O&M) Circle, Berhampur | 4103 | EHT (O&M) Division, Chatrapur | S132 | 132/33 kV T/L S/S S/D Chatrapur | 3000000137 | 2.5 SQMM 7C UR CONTROL CABLE | CBLE.CTRL.UAR.C007 | ZSPR_SCRAP | ZSPR | KM | 3 | 323.22 | INR
4000 | Sourthern Zone, Berhampur | 4100 | EHT (O&M) Circle, Berhampur | 4103 | EHT (O&M) Division, Chatrapur | S132 | 132/33 kV T/L S/S S/D Chatrapur | 3000000137 | 2.5 SQMM 7C UR CONTROL CABLE | CBLE.CTRL.UAR.C007 | ZSPR_US | ZSPR | KM | 35 | 3770.9 | INR
4000 | Sourthern Zone, Berhampur | 4100 | EHT (O&M) Circle, Berhampur | 4103 | EHT (O&M) Division, Chatrapur | S132 | 132/33 kV T/L S/S S/D Chatrapur | 3000000138 | 2.5 SQMM 9C CONTROL CABLE | CBLE.CTRL.UAR.C009 | ZSPR_ACT | ZSPR | KM | 0.08 | 8768.86 | INR
4000 | Sourthern Zone, Berhampur | 4100 | EHT (O&M) Circle, Berhampur | 4103 | EHT (O&M) Division, Chatrapur | S134 | 132/33 kV T/L S/S S/D Ganjam | 3000000139 | 2.5 SQMM 10C CONTROL CABLE | CBLE.CTRL.UAR.C010 | ZSPR_ACT | ZSPR | KM | 0.05 | 8195.81 | INR
4000 | Sourthern Zone, Berhampur | 4100 | EHT (O&M) Circle, Berhampur | 4103 | EHT (O&M) Division, Chatrapur | S135 | 132/33 kV T/L S/S S/D Purusottampur | 3000000139 | 2.5 SQMM 10C CONTROL CABLE | CBLE.CTRL.UAR.C010 | ZSPR_ACT | ZSPR | KM | 0.25 | 40979.03 | INR
4000 | Sourthern Zone, Berhampur | 4100 | EHT (O&M) Circle, Berhampur | 4103 | EHT (O&M) Division, Chatrapur | S135 | 132/33 kV T/L S/S S/D Purusottampur | 3000000140 | 2.5 SQMM 12C CONTROL CABLE | CBLE.CTRL.UAR.C012 | ZSPR_ACT | ZSPR | KM | 0.11 | 16749.02 | INR
4000 | Sourthern Zone, Berhampur | 4100 | EHT (O&M) Circle, Berhampur | 4103 | EHT (O&M) Division, Chatrapur | S132 | 132/33 kV T/L S/S S/D Chatrapur | 3000000140 | 2.5 SQMM 12C CONTROL CABLE | CBLE.CTRL.UAR.C012 | ZSPR_ACT | ZSPR | KM | 0.59 | 89835.68 | INR
4000 | Sourthern Zone, Berhampur | 4100 | EHT (O&M) Circle, Berhampur | 4103 | EHT (O&M) Division, Chatrapur | S135 | 132/33 kV T/L S/S S/D Purusottampur | 3000000142 | 2.5 SQMM 19C UR CONTROL CABLE | CBLE.CTRL.UAR.C019 | ZSPR_ACT | ZSPR | KM | 0.818 | 16449.98 | INR
4000 | Sourthern Zone, Berhampur | 4100 | EHT (O&M) Circle, Berhampur | 4103 | EHT (O&M) Division, Chatrapur | S132 | 132/33 kV T/L S/S S/D Chatrapur | 3000000145 | 2C X 2.5SQMM CONTROL UNARMOURED CABLE | CBLE.CTRL.UAR.D002 | ZSPR_ACT | ZSPR | KM | 1 | 62970 | INR
4000 | Sourthern Zone, Berhampur | 4100 | EHT (O&M) Circle, Berhampur | 4103 | EHT (O&M) Division, Chatrapur | S133 | 132/33 kV T/L S/S S/D Balugaon | 3000000145 | 2C X 2.5SQMM CONTROL UNARMOURED CABLE | CBLE.CTRL.UAR.D002 | ZSPR_ACT | ZSPR | KM | 1 | 62970 | INR
4000 | Sourthern Zone, Berhampur | 4100 | EHT (O&M) Circle, Berhampur | 4103 | EHT (O&M) Division, Chatrapur | S135 | 132/33 kV T/L S/S S/D Purusottampur | 3000000146 | 3C X 2.5SQMM CONTROL UNARMOURED CABLE | CBLE.CTRL.UAR.D003 | ZSPR_ACT | ZSPR | KM | 0.13 | 9256 | INR
4000 | Sourthern Zone, Berhampur | 4100 | EHT (O&M) Circle, Berhampur | 4103 | EHT (O&M) Division, Chatrapur | S133 | 132/33 kV T/L S/S S/D Balugaon | 3000000149 | 7C X 2.5SQMM CONTROL UNARMOURED CABLE | CBLE.CTRL.UAR.D007 | ZSPR_ACT | ZSPR | KM | 0.245 | 96976.07 | INR
4000 | Sourthern Zone, Berhampur | 4100 | EHT (O&M) Circle, Berhampur | 4103 | EHT (O&M) Division, Chatrapur | S132 | 132/33 kV T/L S/S S/D Chatrapur | 3000000152 | 16CX2.5SQMM CONTROL UNARMOURED CABLE | CBLE.CTRL.UAR.D016 | ZSPR_ACT | ZSPR | KM | 0.333 | 93906 | INR
4000 | Sourthern Zone, Berhampur | 4100 | EHT (O&M) Circle, Berhampur | 4103 | EHT (O&M) Division, Chatrapur | S132 | 132/33 kV T/L S/S S/D Chatrapur | 3000000153 | 19CX2.5SQMM CONTROL UR CABLE | CBLE.CTRL.UAR.D019 | ZSPR_ACT | ZSPR | KM | 0.305 | 83570 | INR
4000 | Sourthern Zone, Berhampur | 4100 | EHT (O&M) Circle, Berhampur | 4103 | EHT (O&M) Division, Chatrapur | S135 | 132/33 kV T/L S/S S/D Purusottampur | 3000000190 | 2Cx16SQMM AL POWER CABLE | CBLE.PWR.AL.AR.B017 | ZSPR_ACT | ZSPR | KM | 0.22 | 23100 | INR
4000 | Sourthern Zone, Berhampur | 4100 | EHT (O&M) Circle, Berhampur | 4103 | EHT (O&M) Division, Chatrapur | S135 | 132/33 kV T/L S/S S/D Purusottampur | 3000000193 | 3.5Cx35 Sqmm AL PWR cable | CBLE.PWR.AL.AR.D004 | ZSPR_ACT | ZSPR | KM | 0.13 | 20410 | INR
4000 | Sourthern Zone, Berhampur | 4100 | EHT (O&M) Circle, Berhampur | 4103 | EHT (O&M) Division, Chatrapur | S135 | 132/33 kV T/L S/S S/D Purusottampur | 3000000195 | 3.5Cx70 Sqmm AL PWR cable | CBLE.PWR.AL.AR.D006 | ZSPR_ACT | ZSPR | KM | 0.14 | 28350 | INR
4000 | Sourthern Zone, Berhampur | 4100 | EHT (O&M) Circle, Berhampur | 4103 | EHT (O&M) Division, Chatrapur | S134 | 132/33 kV T/L S/S S/D Ganjam | 3000000196 | 3.5Cx95 Sqmm AL PWR cable | CBLE.PWR.AL.AR.D007 | ZSPR_ACT | ZSPR | KM | 0.194 | 49204.22 | INR
4000 | Sourthern Zone, Berhampur | 4100 | EHT (O&M) Circle, Berhampur | 4103 | EHT (O&M) Division, Chatrapur | S135 | 132/33 kV T/L S/S S/D Purusottampur | 3000000198 | 3.5Cx185 Sqmm AL PWR cable | CBLE.PWR.AL.AR.D010 | ZSPR_ACT | ZSPR | KM | 0.009 | 2970 | INR
4000 | Sourthern Zone, Berhampur | 4100 | EHT (O&M) Circle, Berhampur | 4103 | EHT (O&M) Division, Chatrapur | S132 | 132/33 kV T/L S/S S/D Chatrapur | 3000000200 | 4Cx16 Sqmm AL PWR cable | CBLE.PWR.AL.AR.E002 | ZSPR_ACT | ZSPR | KM | 0.334 | 203832.86 | INR
4000 | Sourthern Zone, Berhampur | 4100 | EHT (O&M) Circle, Berhampur | 4103 | EHT (O&M) Division, Chatrapur | S135 | 132/33 kV T/L S/S S/D Purusottampur | 3000000200 | 4Cx16 Sqmm AL PWR cable | CBLE.PWR.AL.AR.E002 | ZSPR_ACT | ZSPR | KM | 0.13 | 79336.14 | INR
4000 | Sourthern Zone, Berhampur | 4100 | EHT (O&M) Circle, Berhampur | 4103 | EHT (O&M) Division, Chatrapur | S133 | 132/33 kV T/L S/S S/D Balugaon | 3000000268 | BIMETALLIC CTSTUD CLAMP 25MM | CLMP.ASRT.A006 | ZSPR_ACT | ZSPR | NOS | 1 | 0.01 | INR
4000 | Sourthern Zone, Berhampur | 4100 | EHT (O&M) Circle, Berhampur | 4103 | EHT (O&M) Division, Chatrapur | S133 | 132/33 kV T/L S/S S/D Balugaon | 3000000275 | 33 KV Tfr BUSHING CLAMP | CLMP.BUSH.A001 | ZSPR_ACT | ZSPR | NOS | 9 | 14220.33 | INR
4000 | Sourthern Zone, Berhampur | 4100 | EHT (O&M) Circle, Berhampur | 4103 | EHT (O&M) Division, Chatrapur | S134 | 132/33 kV T/L S/S S/D Ganjam | 3000000276 | 132 KV Tfr BUSHING CLAMP | CLMP.BUSH.A002 | ZSPR_ACT | ZSPR | NOS | 2 | 3370.8 | INR
4000 | Sourthern Zone, Berhampur | 4100 | EHT (O&M) Circle, Berhampur | 4103 | EHT (O&M) Division, Chatrapur | S133 | 132/33 kV T/L S/S S/D Balugaon | 3000000276 | 132 KV Tfr BUSHING CLAMP | CLMP.BUSH.A002 | ZSPR_ACT | ZSPR | NOS | 3 | 5056.19 | INR
4000 | Sourthern Zone, Berhampur | 4100 | EHT (O&M) Circle, Berhampur | 4103 | EHT (O&M) Division, Chatrapur | S134 | 132/33 kV T/L S/S S/D Ganjam | 3000000277 | 132 KV BUSHING CLAMP STUD | CLMP.BUSH.B001 | ZSPR_ACT | ZSPR | NOS | 10 | 6637 | INR
4000 | Sourthern Zone, Berhampur | 4100 | EHT (O&M) Circle, Berhampur | 4103 | EHT (O&M) Division, Chatrapur | S134 | 132/33 kV T/L S/S S/D Ganjam | 3000000284 | 6bolt Bimetallic CTstud clamp-zebra | CLMP.CT.AL.A016 | ZSPR_ACT | ZSPR | NOS | 7 | 6189.2 | INR
4000 | Sourthern Zone, Berhampur | 4100 | EHT (O&M) Circle, Berhampur | 4103 | EHT (O&M) Division, Chatrapur | S134 | 132/33 kV T/L S/S S/D Ganjam | 3000000293 | 33KV Isolator Pad Clamp for Zebra | CLMP.ISO.AL.A004 | ZSPR_ACT | ZSPR | NOS | 19 | 16950.88 | INR
4000 | Sourthern Zone, Berhampur | 4100 | EHT (O&M) Circle, Berhampur | 4103 | EHT (O&M) Division, Chatrapur | S133 | 132/33 kV T/L S/S S/D Balugaon | 3000000293 | 33KV Isolator Pad Clamp for Zebra | CLMP.ISO.AL.A004 | ZSPR_ACT | ZSPR | NOS | 5 | 4460.76 | INR
4000 | Sourthern Zone, Berhampur | 4100 | EHT (O&M) Circle, Berhampur | 4103 | EHT (O&M) Division, Chatrapur | S132 | 132/33 kV T/L S/S S/D Chatrapur | 3000000293 | 33KV Isolator Pad Clamp for Zebra | CLMP.ISO.AL.A004 | ZSPR_ACT | ZSPR | NOS | 15 | 13382.27 | INR
4000 | Sourthern Zone, Berhampur | 4100 | EHT (O&M) Circle, Berhampur | 4103 | EHT (O&M) Division, Chatrapur | S134 | 132/33 kV T/L S/S S/D Ganjam | 3000000296 | 132KV Isolator pad calmp for ACSR Zebra | CLMP.ISO.AL.A008 | ZSPR_ACT | ZSPR | NOS | 10 | 6231.8 | INR
4000 | Sourthern Zone, Berhampur | 4100 | EHT (O&M) Circle, Berhampur | 4103 | EHT (O&M) Division, Chatrapur | S135 | 132/33 kV T/L S/S S/D Purusottampur | 3000000301 | 220KV-Isolater Pad Clamp for twin Moose | CLMP.ISO.AL.A019 | ZSPR_ACT | ZSPR | NOS | 1 | 610 | INR
4000 | Sourthern Zone, Berhampur | 4100 | EHT (O&M) Circle, Berhampur | 4103 | EHT (O&M) Division, Chatrapur | S132 | 132/33 kV T/L S/S S/D Chatrapur | 3000000311 | 220KV LA calmp for Zebra | CLMP.LPAD.AL.A003 | ZSPR_ACT | ZSPR | NOS | 7 | 3646.3 | INR
4000 | Sourthern Zone, Berhampur | 4100 | EHT (O&M) Circle, Berhampur | 4103 | EHT (O&M) Division, Chatrapur | S132 | 132/33 kV T/L S/S S/D Chatrapur | 3000000312 | L PAD CLAMP AL FOR PAD TO PANTHER | CLMP.LPAD.AL.A004 | ZSPR_ACT | ZSPR | NOS | 6 | 4135.8 | INR
4000 | Sourthern Zone, Berhampur | 4100 | EHT (O&M) Circle, Berhampur | 4103 | EHT (O&M) Division, Chatrapur | S133 | 132/33 kV T/L S/S S/D Balugaon | 3000000319 | 33kV CB PAD CLAMP AL FOR ZEBRA | CLMP.PAD.AL.A002 | ZSPR_ACT | ZSPR | NOS | 5 | 3117.94 | INR
4000 | Sourthern Zone, Berhampur | 4100 | EHT (O&M) Circle, Berhampur | 4103 | EHT (O&M) Division, Chatrapur | S134 | 132/33 kV T/L S/S S/D Ganjam | 3000000319 | 33kV CB PAD CLAMP AL FOR ZEBRA | CLMP.PAD.AL.A002 | ZSPR_ACT | ZSPR | NOS | 5 | 3117.94 | INR
4000 | Sourthern Zone, Berhampur | 4100 | EHT (O&M) Circle, Berhampur | 4103 | EHT (O&M) Division, Chatrapur | S132 | 132/33 kV T/L S/S S/D Chatrapur | 3000000319 | 33kV CB PAD CLAMP AL FOR ZEBRA | CLMP.PAD.AL.A002 | ZSPR_ACT | ZSPR | NOS | 6 | 3741.52 | INR
4000 | Sourthern Zone, Berhampur | 4100 | EHT (O&M) Circle, Berhampur | 4103 | EHT (O&M) Division, Chatrapur | S135 | 132/33 kV T/L S/S S/D Purusottampur | 3000000320 | PAD CLAMP AL FOR MOOSE | CLMP.PAD.AL.A003 | ZSPR_ACT | ZSPR | NOS | 10 | 5752.5 | INR
4000 | Sourthern Zone, Berhampur | 4100 | EHT (O&M) Circle, Berhampur | 4103 | EHT (O&M) Division, Chatrapur | S132 | 132/33 kV T/L S/S S/D Chatrapur | 3000000321 | 33kV CB PAD CLAMP AL FOR TWIN ZEBRA | CLMP.PAD.AL.A004 | ZSPR_ACT | ZSPR | NOS | 1 | 487.91 | INR
4000 | Sourthern Zone, Berhampur | 4100 | EHT (O&M) Circle, Berhampur | 4103 | EHT (O&M) Division, Chatrapur | S134 | 132/33 kV T/L S/S S/D Ganjam | 3000000327 | 4 BOLTED PAD CLAMP ALLUMINIUM FOR ZEBRA | CLMP.PAD.AL.B003 | ZSPR_ACT | ZSPR | NOS | 5 | 3097.5 | INR
4000 | Sourthern Zone, Berhampur | 4100 | EHT (O&M) Circle, Berhampur | 4103 | EHT (O&M) Division, Chatrapur | S135 | 132/33 kV T/L S/S S/D Purusottampur | 3000000329 | 132kV CB PAD CLAMP AL FOR MOOSE | CLMP.PAD.AL.B006 | ZSPR_ACT | ZSPR | NOS | 10 | 5752.5 | INR
4000 | Sourthern Zone, Berhampur | 4100 | EHT (O&M) Circle, Berhampur | 4103 | EHT (O&M) Division, Chatrapur | S134 | 132/33 kV T/L S/S S/D Ganjam | 3000000330 | 132kV CB PAD CLAMP AL FOR ZEBRA | CLMP.PAD.AL.B007 | ZSPR_ACT | ZSPR | NOS | 9 | 5384.34 | INR
4000 | Sourthern Zone, Berhampur | 4100 | EHT (O&M) Circle, Berhampur | 4103 | EHT (O&M) Division, Chatrapur | S135 | 132/33 kV T/L S/S S/D Purusottampur | 3000000336 | Bimetallic Pad clamp | CLMP.PAD.BI.A010 | ZSPR_ACT | ZSPR | NOS | 10 | 6637.5 | INR
4000 | Sourthern Zone, Berhampur | 4100 | EHT (O&M) Circle, Berhampur | 4103 | EHT (O&M) Division, Chatrapur | S133 | 132/33 kV T/L S/S S/D Balugaon | 3000000342 | 1 BOLTED PG CLAMP FOR PANTHER - PANTHER | CLMP.PG.A001 | ZSPR_ACT | ZSPR | NOS | 5 | 624.55 | INR
4000 | Sourthern Zone, Berhampur | 4100 | EHT (O&M) Circle, Berhampur | 4103 | EHT (O&M) Division, Chatrapur | S133 | 132/33 kV T/L S/S S/D Balugaon | 3000000347 | 2 BOLTED PG CLAMP FOR PANTHER -PANTHER | CLMP.PG.B001 | ZSPR_ACT | ZSPR | NOS | 1 | 219.48 | INR
4000 | Sourthern Zone, Berhampur | 4100 | EHT (O&M) Circle, Berhampur | 4103 | EHT (O&M) Division, Chatrapur | S133 | 132/33 kV T/L S/S S/D Balugaon | 3000000355 | 3 BOLTED PG CLAMP FOR PANTHER -PANTHER | CLMP.PG.C001 | ZSPR_ACT | ZSPR | NOS | 5 | 2368.61 | INR
4000 | Sourthern Zone, Berhampur | 4100 | EHT (O&M) Circle, Berhampur | 4103 | EHT (O&M) Division, Chatrapur | SL32 | 132/33 kV T/L S/S S/D Chatrapur_Line | 3000000355 | 3 BOLTED PG CLAMP FOR PANTHER -PANTHER | CLMP.PG.C001 | ZSPR_ACT | ZSPR | NOS | 18 | 8527.01 | INR
4000 | Sourthern Zone, Berhampur | 4100 | EHT (O&M) Circle, Berhampur | 4103 | EHT (O&M) Division, Chatrapur | S132 | 132/33 kV T/L S/S S/D Chatrapur | 3000000356 | 3 BOLTED PG CLAMP FOR ZEBRA - ZEBRA | CLMP.PG.C002 | ZSPR_ACT | ZSPR | NOS | 6 | 2842.86 | INR
4000 | Sourthern Zone, Berhampur | 4100 | EHT (O&M) Circle, Berhampur | 4103 | EHT (O&M) Division, Chatrapur | S132 | 132/33 kV T/L S/S S/D Chatrapur | 3000000357 | 3 BOLTED PG CLAMP FOR ZEBRA - PANTHER | CLMP.PG.C003 | ZSPR_ACT | ZSPR | NOS | 3 | 1827.52 | INR
4000 | Sourthern Zone, Berhampur | 4100 | EHT (O&M) Circle, Berhampur | 4103 | EHT (O&M) Division, Chatrapur | S133 | 132/33 kV T/L S/S S/D Balugaon | 3000000357 | 3 BOLTED PG CLAMP FOR ZEBRA - PANTHER | CLMP.PG.C003 | ZSPR_ACT | ZSPR | NOS | 4 | 2436.69 | INR
4000 | Sourthern Zone, Berhampur | 4100 | EHT (O&M) Circle, Berhampur | 4103 | EHT (O&M) Division, Chatrapur | S135 | 132/33 kV T/L S/S S/D Purusottampur | 3000000358 | 3 BOLTED PG CLAMP FOR MOOSE - MOOSE | CLMP.PG.C004 | ZSPR_ACT | ZSPR | NOS | 10 | 7168.5 | INR
4000 | Sourthern Zone, Berhampur | 4100 | EHT (O&M) Circle, Berhampur | 4103 | EHT (O&M) Division, Chatrapur | S133 | 132/33 kV T/L S/S S/D Balugaon | 3000000363 | 4 BOLTED PG CLAMP FOR PANTHER -PANTHER | CLMP.PG.D001 | ZSPR_ACT | ZSPR | NOS | 3 | 776.94 | INR
4000 | Sourthern Zone, Berhampur | 4100 | EHT (O&M) Circle, Berhampur | 4103 | EHT (O&M) Division, Chatrapur | S132 | 132/33 kV T/L S/S S/D Chatrapur | 3000000364 | 4 BOLTED PG CLAMP FOR ZEBRA - ZEBRA | CLMP.PG.D002 | ZSPR_ACT | ZSPR | NOS | 4 | 1717.9 | INR
4000 | Sourthern Zone, Berhampur | 4100 | EHT (O&M) Circle, Berhampur | 4103 | EHT (O&M) Division, Chatrapur | S134 | 132/33 kV T/L S/S S/D Ganjam | 3000000364 | 4 BOLTED PG CLAMP FOR ZEBRA - ZEBRA | CLMP.PG.D002 | ZSPR_ACT | ZSPR | NOS | 22 | 9448.45 | INR
4000 | Sourthern Zone, Berhampur | 4100 | EHT (O&M) Circle, Berhampur | 4103 | EHT (O&M) Division, Chatrapur | S133 | 132/33 kV T/L S/S S/D Balugaon | 3000000365 | 4 BOLTED PG CLAMP FOR ZEBRA - PANTHER | CLMP.PG.D003 | ZSPR_ACT | ZSPR | NOS | 1 | 249.68 | INR
4000 | Sourthern Zone, Berhampur | 4100 | EHT (O&M) Circle, Berhampur | 4103 | EHT (O&M) Division, Chatrapur | S134 | 132/33 kV T/L S/S S/D Ganjam | 3000000365 | 4 BOLTED PG CLAMP FOR ZEBRA - PANTHER | CLMP.PG.D003 | ZSPR_ACT | ZSPR | NOS | 2 | 499.37 | INR
4000 | Sourthern Zone, Berhampur | 4100 | EHT (O&M) Circle, Berhampur | 4103 | EHT (O&M) Division, Chatrapur | S134 | 132/33 kV T/L S/S S/D Ganjam | 3000000366 | 4 BOLTED PG CLAMP FOR MOOSE - MOOSE | CLMP.PG.D004 | ZSPR_ACT | ZSPR | NOS | 1 | 429.33 | INR
4000 | Sourthern Zone, Berhampur | 4100 | EHT (O&M) Circle, Berhampur | 4103 | EHT (O&M) Division, Chatrapur | S132 | 132/33 kV T/L S/S S/D Chatrapur | 3000000374 | 3BOLTED POST INSULATOR CLAMP ALFOR ZEBRA | CLMP.PI.AL.C001 | ZSPR_ACT | ZSPR | NOS | 7 | 3640 | INR
4000 | Sourthern Zone, Berhampur | 4100 | EHT (O&M) Circle, Berhampur | 4103 | EHT (O&M) Division, Chatrapur | S133 | 132/33 kV T/L S/S S/D Balugaon | 3000000376 | 4BOLTED POST INSULATOR CLAMP ALFOR ZEBRA | CLMP.PI.AL.D001 | ZSPR_ACT | ZSPR | NOS | 3 | 3012.01 | INR
4000 | Sourthern Zone, Berhampur | 4100 | EHT (O&M) Circle, Berhampur | 4103 | EHT (O&M) Division, Chatrapur | S133 | 132/33 kV T/L S/S S/D Balugaon | 3000000380 | 12bolted T Clamp for ACSR Zebra to Zebra | CLMP.SP.CT.AL.A001 | ZSPR_ACT | ZSPR | NOS | 6 | 11670 | INR
4000 | Sourthern Zone, Berhampur | 4100 | EHT (O&M) Circle, Berhampur | 4103 | EHT (O&M) Division, Chatrapur | S133 | 132/33 kV T/L S/S S/D Balugaon | 3000000386 | STRAIGHT THROUGH CLAMP ZEBRA BIMETALLIC | CLMP.ST.THRU.AL.A001 | ZSPR_ACT | ZSPR | NOS | 5 | 0.05 | INR
4000 | Sourthern Zone, Berhampur | 4100 | EHT (O&M) Circle, Berhampur | 4103 | EHT (O&M) Division, Chatrapur | S133 | 132/33 kV T/L S/S S/D Balugaon | 3000000388 | T Clamp for Panther run-Panther Drop | CLMP.T.AL.A001 | ZSPR_ACT | ZSPR | NOS | 5 | 1682.6 | INR
4000 | Sourthern Zone, Berhampur | 4100 | EHT (O&M) Circle, Berhampur | 4103 | EHT (O&M) Division, Chatrapur | S134 | 132/33 kV T/L S/S S/D Ganjam | 3000000389 | T CLAMP ALFOR PANTHER RUN-ZEBRA DROP | CLMP.T.AL.A002 | ZSPR_ACT | ZSPR | NOS | 3 | 4915.59 | INR
4000 | Sourthern Zone, Berhampur | 4100 | EHT (O&M) Circle, Berhampur | 4103 | EHT (O&M) Division, Chatrapur | S133 | 132/33 kV T/L S/S S/D Balugaon | 3000000389 | T CLAMP ALFOR PANTHER RUN-ZEBRA DROP | CLMP.T.AL.A002 | ZSPR_ACT | ZSPR | NOS | 10 | 16385.3 | INR
4000 | Sourthern Zone, Berhampur | 4100 | EHT (O&M) Circle, Berhampur | 4103 | EHT (O&M) Division, Chatrapur | S134 | 132/33 kV T/L S/S S/D Ganjam | 3000000391 | T CLAMP ALFOR ZEBRA RUN - ZEBRA DROP | CLMP.T.AL.A004 | ZSPR_ACT | ZSPR | NOS | 20 | 12139.2 | INR
4000 | Sourthern Zone, Berhampur | 4100 | EHT (O&M) Circle, Berhampur | 4103 | EHT (O&M) Division, Chatrapur | S133 | 132/33 kV T/L S/S S/D Balugaon | 3000000392 | T-CLAMP AL- ZEBRA-PANTHER | CLMP.T.AL.A005 | ZSPR_ACT | ZSPR | NOS | 2 | 2600 | INR
4000 | Sourthern Zone, Berhampur | 4100 | EHT (O&M) Circle, Berhampur | 4103 | EHT (O&M) Division, Chatrapur | SL32 | 132/33 kV T/L S/S S/D Chatrapur_Line | 3000000412 | JUMPER FOR EARTH WIRE | COND.ACCES.A001 | ZSPR_SH | ZSPR | NOS | 10 | 0.1 | INR
4000 | Sourthern Zone, Berhampur | 4100 | EHT (O&M) Circle, Berhampur | 4103 | EHT (O&M) Division, Chatrapur | S132 | 132/33 kV T/L S/S S/D Chatrapur | 3000000414 | JUMPER CONE FOR ACSR ZEBRA CONDUCTOR | COND.ACCES.A003 | ZSPR_ACT | ZSPR | NOS | 36 | 17574.84 | INR
4000 | Sourthern Zone, Berhampur | 4100 | EHT (O&M) Circle, Berhampur | 4103 | EHT (O&M) Division, Chatrapur | SL32 | 132/33 kV T/L S/S S/D Chatrapur_Line | 3000000427 | PA ROD ACSR PANTHER IN SET | COND.ACCES.B002 | ZSPR_ACT | ZSPR | NOS | 50 | 32765 | INR
4000 | Sourthern Zone, Berhampur | 4100 | EHT (O&M) Circle, Berhampur | 4103 | EHT (O&M) Division, Chatrapur | S132 | 132/33 kV T/L S/S S/D Chatrapur | 3000000436 | MS JOINT FOR ACSR HORSE CONDUCTOR | COND.ACCES.C001 | ZSPR_US | ZSPR | NOS | 53 | 7950 | INR
4000 | Sourthern Zone, Berhampur | 4100 | EHT (O&M) Circle, Berhampur | 4103 | EHT (O&M) Division, Chatrapur | SL34 | 132/33 kV T/L S/S S/D Ganjam_Line | 3000000437 | MS JOINT FOR ACSR PANTHER CONDUCTOR | COND.ACCES.C002 | ZSPR_ACT | ZSPR | NOS | 17 | 5958.39 | INR
4000 | Sourthern Zone, Berhampur | 4100 | EHT (O&M) Circle, Berhampur | 4103 | EHT (O&M) Division, Chatrapur | SL32 | 132/33 kV T/L S/S S/D Chatrapur_Line | 3000000437 | MS JOINT FOR ACSR PANTHER CONDUCTOR | COND.ACCES.C002 | ZSPR_ACT | ZSPR | NOS | 25 | 8762.34 | INR
4000 | Sourthern Zone, Berhampur | 4100 | EHT (O&M) Circle, Berhampur | 4103 | EHT (O&M) Division, Chatrapur | S132 | 132/33 kV T/L S/S S/D Chatrapur | 3000000438 | MS JOINT FOR ACSR ZEBRA CONDUCTOR | COND.ACCES.C003 | ZSPR_ACT | ZSPR | NOS | 45 | 8517.15 | INR
4000 | Sourthern Zone, Berhampur | 4100 | EHT (O&M) Circle, Berhampur | 4103 | EHT (O&M) Division, Chatrapur | S132 | 132/33 kV T/L S/S S/D Chatrapur | 3000000440 | MS JOINT FOR LINK CONDUCTOR | COND.ACCES.C005 | ZSPR_US | ZSPR | NOS | 72 | 6764.4 | INR
4000 | Sourthern Zone, Berhampur | 4100 | EHT (O&M) Circle, Berhampur | 4103 | EHT (O&M) Division, Chatrapur | SL32 | 132/33 kV T/L S/S S/D Chatrapur_Line | 3000000455 | VD OFACSR PANTHER CONDUCTOR | COND.ACCES.E002 | ZSPR_ACT | ZSPR | NOS | 160 | 58258.31 | INR
4000 | Sourthern Zone, Berhampur | 4100 | EHT (O&M) Circle, Berhampur | 4103 | EHT (O&M) Division, Chatrapur | SL34 | 132/33 kV T/L S/S S/D Ganjam_Line | 3000000455 | VD OFACSR PANTHER CONDUCTOR | COND.ACCES.E002 | ZSPR_ACT | ZSPR | NOS | 41 | 14928.69 | INR
4000 | Sourthern Zone, Berhampur | 4100 | EHT (O&M) Circle, Berhampur | 4103 | EHT (O&M) Division, Chatrapur | S132 | 132/33 kV T/L S/S S/D Chatrapur | 3000000456 | VD OF ACSR ZEBRA CONDUCTOR | COND.ACCES.E003 | ZSPR_ACT | ZSPR | NOS | 10 | 5172.8 | INR
4000 | Sourthern Zone, Berhampur | 4100 | EHT (O&M) Circle, Berhampur | 4103 | EHT (O&M) Division, Chatrapur | S134 | 132/33 kV T/L S/S S/D Ganjam | 3000000465 | REPAIR SLEEVE FOR ACSR PANTHER CONDUCTOR | COND.ACCES.F002 | ZSPR_ACT | ZSPR | NOS | 4 | 435.44 | INR
4000 | Sourthern Zone, Berhampur | 4100 | EHT (O&M) Circle, Berhampur | 4103 | EHT (O&M) Division, Chatrapur | SL32 | 132/33 kV T/L S/S S/D Chatrapur_Line | 3000000465 | REPAIR SLEEVE FOR ACSR PANTHER CONDUCTOR | COND.ACCES.F002 | ZSPR_ACT | ZSPR | NOS | 50 | 5443 | INR
4000 | Sourthern Zone, Berhampur | 4100 | EHT (O&M) Circle, Berhampur | 4103 | EHT (O&M) Division, Chatrapur | S132 | 132/33 kV T/L S/S S/D Chatrapur | 3000000466 | REPAIR SLEEVE FOR ACSR ZEBRA CONDUCTOR | COND.ACCES.F003 | ZSPR_ACT | ZSPR | NOS | 70 | 25082.4 | INR
4000 | Sourthern Zone, Berhampur | 4100 | EHT (O&M) Circle, Berhampur | 4103 | EHT (O&M) Division, Chatrapur | SL34 | 132/33 kV T/L S/S S/D Ganjam_Line | 3000000469 | REPAIR SLEEVE AAAC PANTHER EQUIVALENT | COND.ACCES.F007 | ZSPR_ACT | ZSPR | NOS | 10 | 1805.4 | INR
4000 | Sourthern Zone, Berhampur | 4100 | EHT (O&M) Circle, Berhampur | 4103 | EHT (O&M) Division, Chatrapur | SL32 | 132/33 kV T/L S/S S/D Chatrapur_Line | 3000000469 | REPAIR SLEEVE AAAC PANTHER EQUIVALENT | COND.ACCES.F007 | ZSPR_ACT | ZSPR | NOS | 10 | 1805.4 | INR
4000 | Sourthern Zone, Berhampur | 4100 | EHT (O&M) Circle, Berhampur | 4103 | EHT (O&M) Division, Chatrapur | SL34 | 132/33 kV T/L S/S S/D Ganjam_Line | 3000000480 | SMALL CUTPIECE CONDUCTOR | COND.CUTPIECE.A001 | ZSPR_SH | ZSPR | MT | 2 | 2 | INR
4000 | Sourthern Zone, Berhampur | 4100 | EHT (O&M) Circle, Berhampur | 4103 | EHT (O&M) Division, Chatrapur | S132 | 132/33 kV T/L S/S S/D Chatrapur | 3000000485 | 36KV POLYCRETE CT400-200-100/1-1-1A | CT1.36POL400.C003 | ZSPR_US | ZSPR | NOS | 1 | 0.01 | INR
4000 | Sourthern Zone, Berhampur | 4100 | EHT (O&M) Circle, Berhampur | 4103 | EHT (O&M) Division, Chatrapur | S133 | 132/33 kV T/L S/S S/D Balugaon | 3000000486 | 36KV POLYCRETE CT800-400-200/1-1-1A | CT1.36POL800.C003 | ZSPR_SH | ZSPR | NOS | 3 | 1.01 | INR
4000 | Sourthern Zone, Berhampur | 4100 | EHT (O&M) Circle, Berhampur | 4103 | EHT (O&M) Division, Chatrapur | SL32 | 132/33 kV T/L S/S S/D Chatrapur_Line | 3000000489 | 60 KIP Adjustable strap Key | ERS.NBW.A001 | ZSPR_ACT | ZSPR | NOS | 1 | 0.01 | INR
4000 | Sourthern Zone, Berhampur | 4100 | EHT (O&M) Circle, Berhampur | 4103 | EHT (O&M) Division, Chatrapur | SL32 | 132/33 kV T/L S/S S/D Chatrapur_Line | 3000000490 | Marsh Anchor part no. R-14384-2 | ERS.NBW.A002 | ZSPR_SH | ZSPR | NOS | 9 | 0.09 | INR
4000 | Sourthern Zone, Berhampur | 4100 | EHT (O&M) Circle, Berhampur | 4103 | EHT (O&M) Division, Chatrapur | SL32 | 132/33 kV T/L S/S S/D Chatrapur_Line | 3000000490 | Marsh Anchor part no. R-14384-2 | ERS.NBW.A002 | ZSPR_ACT | ZSPR | NOS | 55 | 10400.23 | INR
4000 | Sourthern Zone, Berhampur | 4100 | EHT (O&M) Circle, Berhampur | 4103 | EHT (O&M) Division, Chatrapur | SL32 | 132/33 kV T/L S/S S/D Chatrapur_Line | 3000000491 | Adopter part no.R-14384-1 | ERS.NBW.A003 | ZSPR_ACT | ZSPR | NOS | 80 | 17000.4 | INR
4000 | Sourthern Zone, Berhampur | 4100 | EHT (O&M) Circle, Berhampur | 4103 | EHT (O&M) Division, Chatrapur | SL32 | 132/33 kV T/L S/S S/D Chatrapur_Line | 3000000495 | 3'1/2 LONG ERS BOLT PART NO 75003 | ERS.NBW.A007 | ZSPR_ACT | ZSPR | NOS | 870 | 43500 | INR
4000 | Sourthern Zone, Berhampur | 4100 | EHT (O&M) Circle, Berhampur | 4103 | EHT (O&M) Division, Chatrapur | SL32 | 132/33 kV T/L S/S S/D Chatrapur_Line | 3000000495 | 3'1/2 LONG ERS BOLT PART NO 75003 | ERS.NBW.A007 | ZSPR_SH | ZSPR | NOS | 74 | 3700 | INR
4000 | Sourthern Zone, Berhampur | 4100 | EHT (O&M) Circle, Berhampur | 4103 | EHT (O&M) Division, Chatrapur | SL32 | 132/33 kV T/L S/S S/D Chatrapur_Line | 3000000497 | 30ft Gin pole part no. R-16289 | ERS.TNP.A001 | ZSPR_ACT | ZSPR | NOS | 2 | 1000.01 | INR
4000 | Sourthern Zone, Berhampur | 4100 | EHT (O&M) Circle, Berhampur | 4103 | EHT (O&M) Division, Chatrapur | SL32 | 132/33 kV T/L S/S S/D Chatrapur_Line | 3000000500 | WIRE ROPE THIMBLE-7950 | ERS.TNP.A004 | ZSPR_ACT | ZSPR | NOS | 200 | 1928 | INR
4000 | Sourthern Zone, Berhampur | 4100 | EHT (O&M) Circle, Berhampur | 4103 | EHT (O&M) Division, Chatrapur | SL32 | 132/33 kV T/L S/S S/D Chatrapur_Line | 3000000502 | CHAIN LINK 3405 | ERS.TNP.A006 | ZSPR_ACT | ZSPR | NOS | 37 | 1850 | INR
4000 | Sourthern Zone, Berhampur | 4100 | EHT (O&M) Circle, Berhampur | 4103 | EHT (O&M) Division, Chatrapur | SL32 | 132/33 kV T/L S/S S/D Chatrapur_Line | 3000000503 | ANCHOR SHACKLE PART | ERS.TNP.A007 | ZSPR_ACT | ZSPR | NOS | 207 | 207 | INR
4000 | Sourthern Zone, Berhampur | 4100 | EHT (O&M) Circle, Berhampur | 4103 | EHT (O&M) Division, Chatrapur | SL32 | 132/33 kV T/L S/S S/D Chatrapur_Line | 3000000506 | Six Ft Inch steel cable sling | ERS.TNP.A010 | ZSPR_ACT | ZSPR | NOS | 2 | 0.02 | INR
4000 | Sourthern Zone, Berhampur | 4100 | EHT (O&M) Circle, Berhampur | 4103 | EHT (O&M) Division, Chatrapur | SL32 | 132/33 kV T/L S/S S/D Chatrapur_Line | 3000000510 | Metal Stake 1.5M part no. R-14304 | ERS.TNP.A014 | ZSPR_SH | ZSPR | NOS | 6 | 100.08 | INR
4000 | Sourthern Zone, Berhampur | 4100 | EHT (O&M) Circle, Berhampur | 4103 | EHT (O&M) Division, Chatrapur | SL32 | 132/33 kV T/L S/S S/D Chatrapur_Line | 3000000510 | Metal Stake 1.5M part no. R-14304 | ERS.TNP.A014 | ZSPR_ACT | ZSPR | NOS | 29 | 483.72 | INR
4000 | Sourthern Zone, Berhampur | 4100 | EHT (O&M) Circle, Berhampur | 4103 | EHT (O&M) Division, Chatrapur | SL32 | 132/33 kV T/L S/S S/D Chatrapur_Line | 3000000511 | Mantaray installation tools | ERS.TNP.A016 | ZSPR_ACT | ZSPR | NOS | 1 | 0.01 | INR
4000 | Sourthern Zone, Berhampur | 4100 | EHT (O&M) Circle, Berhampur | 4103 | EHT (O&M) Division, Chatrapur | SL32 | 132/33 kV T/L S/S S/D Chatrapur_Line | 3000000512 | 12 inch adjustable Spanner wrench | ERS.TNP.A017 | ZSPR_ACT | ZSPR | NOS | 2 | 0.02 | INR
4000 | Sourthern Zone, Berhampur | 4100 | EHT (O&M) Circle, Berhampur | 4103 | EHT (O&M) Division, Chatrapur | SL32 | 132/33 kV T/L S/S S/D Chatrapur_Line | 3000000515 | 10Ft Nylon Sling part no. R-14303 | ERS.TNP.A020 | ZSPR_ACT | ZSPR | NOS | 2 | 0.02 | INR
4000 | Sourthern Zone, Berhampur | 4100 | EHT (O&M) Circle, Berhampur | 4103 | EHT (O&M) Division, Chatrapur | SL32 | 132/33 kV T/L S/S S/D Chatrapur_Line | 3000000517 | 12LB Sledge Hammer part no. R-15037 | ERS.TNP.A022 | ZSPR_ACT | ZSPR | NOS | 3 | 0.03 | INR
4000 | Sourthern Zone, Berhampur | 4100 | EHT (O&M) Circle, Berhampur | 4103 | EHT (O&M) Division, Chatrapur | SL32 | 132/33 kV T/L S/S S/D Chatrapur_Line | 3000000518 | Snatch Block part no. R-16780 | ERS.TNP.A023 | ZSPR_ACT | ZSPR | NOS | 4 | 0.04 | INR
4000 | Sourthern Zone, Berhampur | 4100 | EHT (O&M) Circle, Berhampur | 4103 | EHT (O&M) Division, Chatrapur | SL32 | 132/33 kV T/L S/S S/D Chatrapur_Line | 3000000519 | Marsh Anchor Installation Tool | ERS.TNP.A024 | ZSPR_ACT | ZSPR | NOS | 3 | 0.03 | INR
4000 | Sourthern Zone, Berhampur | 4100 | EHT (O&M) Circle, Berhampur | 4103 | EHT (O&M) Division, Chatrapur | SL32 | 132/33 kV T/L S/S S/D Chatrapur_Line | 3000000520 | 10 FT. EXTENSION ROD R 14384-3 | ERS.TWR.A001 | ZSPR_ACT | ZSPR | NOS | 54 | 453.36 | INR
4000 | Sourthern Zone, Berhampur | 4100 | EHT (O&M) Circle, Berhampur | 4103 | EHT (O&M) Division, Chatrapur | SL32 | 132/33 kV T/L S/S S/D Chatrapur_Line | 3000000521 | 5 FT. EXTENSION ROD R 14384-6 | ERS.TWR.A002 | ZSPR_ACT | ZSPR | NOS | 55 | 363.55 | INR
4000 | Sourthern Zone, Berhampur | 4100 | EHT (O&M) Circle, Berhampur | 4103 | EHT (O&M) Division, Chatrapur | SL32 | 132/33 kV T/L S/S S/D Chatrapur_Line | 3000000521 | 5 FT. EXTENSION ROD R 14384-6 | ERS.TWR.A002 | ZSPR_SH | ZSPR | NOS | 7 | 46.27 | INR
4000 | Sourthern Zone, Berhampur | 4100 | EHT (O&M) Circle, Berhampur | 4103 | EHT (O&M) Division, Chatrapur | SL32 | 132/33 kV T/L S/S S/D Chatrapur_Line | 3000000522 | 14' COLUMN PART NO 7152 / PART NO 14304 | ERS.TWR.A003 | ZSPR_ACT | ZSPR | NOS | 110 | 4983.74 | INR
4000 | Sourthern Zone, Berhampur | 4100 | EHT (O&M) Circle, Berhampur | 4103 | EHT (O&M) Division, Chatrapur | SL32 | 132/33 kV T/L S/S S/D Chatrapur_Line | 3000000524 | BOX SECTION PART NO 7155 | ERS.TWR.A005 | ZSPR_ACT | ZSPR | NOS | 42 | 1816.5 | INR
4000 | Sourthern Zone, Berhampur | 4100 | EHT (O&M) Circle, Berhampur | 4103 | EHT (O&M) Division, Chatrapur | SL32 | 132/33 kV T/L S/S S/D Chatrapur_Line | 3000000525 | 35 Kip Turn Buckle Eye- Eye | ERS.TWR.A008 | ZSPR_ACT | ZSPR | NOS | 26 | 0.26 | INR
4000 | Sourthern Zone, Berhampur | 4100 | EHT (O&M) Circle, Berhampur | 4103 | EHT (O&M) Division, Chatrapur | SL32 | 132/33 kV T/L S/S S/D Chatrapur_Line | 3000000526 | 14305chain link | ERS.TWR.A009 | ZSPR_ACT | ZSPR | NOS | 4 | 200 | INR
4000 | Sourthern Zone, Berhampur | 4100 | EHT (O&M) Circle, Berhampur | 4103 | EHT (O&M) Division, Chatrapur | SL32 | 132/33 kV T/L S/S S/D Chatrapur_Line | 3000000529 | Triple Thimble EYE part no.R-16624-3 | ERS.TWR.A012 | ZSPR_ACT | ZSPR | NOS | 100 | 4650 | INR
4000 | Sourthern Zone, Berhampur | 4100 | EHT (O&M) Circle, Berhampur | 4103 | EHT (O&M) Division, Chatrapur | SL32 | 132/33 kV T/L S/S S/D Chatrapur_Line | 3000000530 | Coupling nut | ERS.TWR.A013 | ZSPR_ACT | ZSPR | NOS | 112 | 5600 | INR
4000 | Sourthern Zone, Berhampur | 4100 | EHT (O&M) Circle, Berhampur | 4103 | EHT (O&M) Division, Chatrapur | SL32 | 132/33 kV T/L S/S S/D Chatrapur_Line | 3000000531 | 3Ton chain hoist | ERS.TWR.A014 | ZSPR_ACT | ZSPR | NOS | 2 | 50.01 | INR
4000 | Sourthern Zone, Berhampur | 4100 | EHT (O&M) Circle, Berhampur | 4103 | EHT (O&M) Division, Chatrapur | SL32 | 132/33 kV T/L S/S S/D Chatrapur_Line | 3000000532 | 12kip suspension clamp | ERS.TWR.A015 | ZSPR_SH | ZSPR | NOS | 1 | 0.01 | INR
4000 | Sourthern Zone, Berhampur | 4100 | EHT (O&M) Circle, Berhampur | 4103 | EHT (O&M) Division, Chatrapur | SL32 | 132/33 kV T/L S/S S/D Chatrapur_Line | 3000000532 | 12kip suspension clamp | ERS.TWR.A015 | ZSPR_ACT | ZSPR | NOS | 13 | 350.06 | INR
4000 | Sourthern Zone, Berhampur | 4100 | EHT (O&M) Circle, Berhampur | 4103 | EHT (O&M) Division, Chatrapur | SL32 | 132/33 kV T/L S/S S/D Chatrapur_Line | 3000000533 | 20kip strain clamp | ERS.TWR.A016 | ZSPR_SH | ZSPR | NOS | 3 | 0.03 | INR
4000 | Sourthern Zone, Berhampur | 4100 | EHT (O&M) Circle, Berhampur | 4103 | EHT (O&M) Division, Chatrapur | SL32 | 132/33 kV T/L S/S S/D Chatrapur_Line | 3000000533 | 20kip strain clamp | ERS.TWR.A016 | ZSPR_ACT | ZSPR | NOS | 8 | 250.03 | INR
4000 | Sourthern Zone, Berhampur | 4100 | EHT (O&M) Circle, Berhampur | 4103 | EHT (O&M) Division, Chatrapur | SL32 | 132/33 kV T/L S/S S/D Chatrapur_Line | 3000000534 | R14384-5screw head | ERS.TWR.A017 | ZSPR_ACT | ZSPR | NOS | 3 | 100.01 | INR
4000 | Sourthern Zone, Berhampur | 4100 | EHT (O&M) Circle, Berhampur | 4103 | EHT (O&M) Division, Chatrapur | SL32 | 132/33 kV T/L S/S S/D Chatrapur_Line | 3000000535 | Adjustable rod | ERS.TWR.A018 | ZSPR_ACT | ZSPR | NOS | 36 | 1800 | INR
4000 | Sourthern Zone, Berhampur | 4100 | EHT (O&M) Circle, Berhampur | 4103 | EHT (O&M) Division, Chatrapur | SL32 | 132/33 kV T/L S/S S/D Chatrapur_Line | 3000000536 | 3.5 Inch rod(MR anchor) | ERS.TWR.A019 | ZSPR_ACT | ZSPR | NOS | 103 | 5150 | INR
4000 | Sourthern Zone, Berhampur | 4100 | EHT (O&M) Circle, Berhampur | 4103 | EHT (O&M) Division, Chatrapur | SL32 | 132/33 kV T/L S/S S/D Chatrapur_Line | 3000000537 | Big grid dead end | ERS.TWR.A020 | ZSPR_SH | ZSPR | NOS | 50 | 0.5 | INR
4000 | Sourthern Zone, Berhampur | 4100 | EHT (O&M) Circle, Berhampur | 4103 | EHT (O&M) Division, Chatrapur | SL32 | 132/33 kV T/L S/S S/D Chatrapur_Line | 3000000537 | Big grid dead end | ERS.TWR.A020 | ZSPR_ACT | ZSPR | NOS | 251 | 7301.36 | INR
4000 | Sourthern Zone, Berhampur | 4100 | EHT (O&M) Circle, Berhampur | 4103 | EHT (O&M) Division, Chatrapur | SL32 | 132/33 kV T/L S/S S/D Chatrapur_Line | 3000000539 | 5/8 Inch Hex head nut | ERS.TWR.A022 | ZSPR_ACT | ZSPR | NOS | 870 | 88357.2 | INR
4000 | Sourthern Zone, Berhampur | 4100 | EHT (O&M) Circle, Berhampur | 4103 | EHT (O&M) Division, Chatrapur | SL32 | 132/33 kV T/L S/S S/D Chatrapur_Line | 3000000539 | 5/8 Inch Hex head nut | ERS.TWR.A022 | ZSPR_SH | ZSPR | NOS | 74 | 7515.44 | INR
4000 | Sourthern Zone, Berhampur | 4100 | EHT (O&M) Circle, Berhampur | 4103 | EHT (O&M) Division, Chatrapur | SL32 | 132/33 kV T/L S/S S/D Chatrapur_Line | 3000000540 | 5/8 Inch lock washer | ERS.TWR.A023 | ZSPR_SH | ZSPR | NOS | 74 | 3700 | INR
4000 | Sourthern Zone, Berhampur | 4100 | EHT (O&M) Circle, Berhampur | 4103 | EHT (O&M) Division, Chatrapur | SL32 | 132/33 kV T/L S/S S/D Chatrapur_Line | 3000000540 | 5/8 Inch lock washer | ERS.TWR.A023 | ZSPR_ACT | ZSPR | NOS | 870 | 43500 | INR
4000 | Sourthern Zone, Berhampur | 4100 | EHT (O&M) Circle, Berhampur | 4103 | EHT (O&M) Division, Chatrapur | SL32 | 132/33 kV T/L S/S S/D Chatrapur_Line | 3000000541 | 25 Kip Suspension Clamp W/SE & YCP | ERS.TWR.A024 | ZSPR_ACT | ZSPR | NOS | 22 | 1002.1 | INR
4000 | Sourthern Zone, Berhampur | 4100 | EHT (O&M) Circle, Berhampur | 4103 | EHT (O&M) Division, Chatrapur | SL32 | 132/33 kV T/L S/S S/D Chatrapur_Line | 3000000542 | Hot end corona ring | ERS.TWR.A025 | ZSPR_ACT | ZSPR | NOS | 44 | 2200 | INR
4000 | Sourthern Zone, Berhampur | 4100 | EHT (O&M) Circle, Berhampur | 4103 | EHT (O&M) Division, Chatrapur | SL32 | 132/33 kV T/L S/S S/D Chatrapur_Line | 3000000543 | Cold end corona ring | ERS.TWR.A026 | ZSPR_ACT | ZSPR | NOS | 58 | 2900 | INR
4000 | Sourthern Zone, Berhampur | 4100 | EHT (O&M) Circle, Berhampur | 4103 | EHT (O&M) Division, Chatrapur | SL32 | 132/33 kV T/L S/S S/D Chatrapur_Line | 3000000544 | Guy plate part No.7158 | ERS.TWR.A027 | ZSPR_ACT | ZSPR | NOS | 17 | 850 | INR
4000 | Sourthern Zone, Berhampur | 4100 | EHT (O&M) Circle, Berhampur | 4103 | EHT (O&M) Division, Chatrapur | SL32 | 132/33 kV T/L S/S S/D Chatrapur_Line | 3000000545 | Guy plate 45/45 PART NO 7157 | ERS.TWR.A028 | ZSPR_ACT | ZSPR | NOS | 88 | 4400 | INR
4000 | Sourthern Zone, Berhampur | 4100 | EHT (O&M) Circle, Berhampur | 4103 | EHT (O&M) Division, Chatrapur | SL32 | 132/33 kV T/L S/S S/D Chatrapur_Line | 3000000546 | 15 Inch Reversible ratchet | ERS.TWR.A030 | ZSPR_ACT | ZSPR | NOS | 8 | 240 | INR
4000 | Sourthern Zone, Berhampur | 4100 | EHT (O&M) Circle, Berhampur | 4103 | EHT (O&M) Division, Chatrapur | SL32 | 132/33 kV T/L S/S S/D Chatrapur_Line | 3000000547 | 10 Inch 12point box wrench | ERS.TWR.A031 | ZSPR_ACT | ZSPR | NOS | 8 | 240 | INR
4000 | Sourthern Zone, Berhampur | 4100 | EHT (O&M) Circle, Berhampur | 4103 | EHT (O&M) Division, Chatrapur | SL32 | 132/33 kV T/L S/S S/D Chatrapur_Line | 3000000548 | Half Inch square drive deep socket | ERS.TWR.A032 | ZSPR_ACT | ZSPR | NOS | 8 | 240 | INR
4000 | Sourthern Zone, Berhampur | 4100 | EHT (O&M) Circle, Berhampur | 4103 | EHT (O&M) Division, Chatrapur | SL32 | 132/33 kV T/L S/S S/D Chatrapur_Line | 3000000549 | Rigid / Gimbal joint part no. 7424 | ERS.TWR.A033 | ZSPR_ACT | ZSPR | NOS | 13 | 0.13 | INR
4000 | Sourthern Zone, Berhampur | 4100 | EHT (O&M) Circle, Berhampur | 4103 | EHT (O&M) Division, Chatrapur | SL32 | 132/33 kV T/L S/S S/D Chatrapur_Line | 3000000549 | Rigid / Gimbal joint part no. 7424 | ERS.TWR.A033 | ZSPR_SH | ZSPR | NOS | 1 | 0.01 | INR
4000 | Sourthern Zone, Berhampur | 4100 | EHT (O&M) Circle, Berhampur | 4103 | EHT (O&M) Division, Chatrapur | SL32 | 132/33 kV T/L S/S S/D Chatrapur_Line | 3000000550 | 27 Kip Strain Clamp W/SE & YCP | ERS.TWR.A034 | ZSPR_ACT | ZSPR | NOS | 30 | 500.2 | INR
4000 | Sourthern Zone, Berhampur | 4100 | EHT (O&M) Circle, Berhampur | 4103 | EHT (O&M) Division, Chatrapur | SL32 | 132/33 kV T/L S/S S/D Chatrapur_Line | 3000000551 | 15 Kip OHGW Strain Clamp W/SE & YCP | ERS.TWR.A035 | ZSPR_ACT | ZSPR | NOS | 7 | 0.07 | INR
4000 | Sourthern Zone, Berhampur | 4100 | EHT (O&M) Circle, Berhampur | 4103 | EHT (O&M) Division, Chatrapur | SL32 | 132/33 kV T/L S/S S/D Chatrapur_Line | 3000000552 | 25 Kip RTL. Poly Suspension Insulator | ERS.TWR.A036 | ZSPR_ACT | ZSPR | NOS | 59 | 0.59 | INR
4000 | Sourthern Zone, Berhampur | 4100 | EHT (O&M) Circle, Berhampur | 4103 | EHT (O&M) Division, Chatrapur | SL32 | 132/33 kV T/L S/S S/D Chatrapur_Line | 3000000552 | 25 Kip RTL. Poly Suspension Insulator | ERS.TWR.A036 | ZSPR_SH | ZSPR | NOS | 7 | 0.07 | INR
4000 | Sourthern Zone, Berhampur | 4100 | EHT (O&M) Circle, Berhampur | 4103 | EHT (O&M) Division, Chatrapur | SL32 | 132/33 kV T/L S/S S/D Chatrapur_Line | 3000000554 | 220KV Poly Station Post Insulator | ERS.TWR.A038 | ZSPR_ACT | ZSPR | NOS | 30 | 0.3 | INR
4000 | Sourthern Zone, Berhampur | 4100 | EHT (O&M) Circle, Berhampur | 4103 | EHT (O&M) Division, Chatrapur | SL32 | 132/33 kV T/L S/S S/D Chatrapur_Line | 3000000554 | 220KV Poly Station Post Insulator | ERS.TWR.A038 | ZSPR_SH | ZSPR | NOS | 15 | 0.15 | INR
4000 | Sourthern Zone, Berhampur | 4100 | EHT (O&M) Circle, Berhampur | 4103 | EHT (O&M) Division, Chatrapur | SL32 | 132/33 kV T/L S/S S/D Chatrapur_Line | 3000000555 | End Cap Adaptor part no. R-10850 | ERS.TWR.A039 | ZSPR_ACT | ZSPR | NOS | 40 | 2000 | INR
4000 | Sourthern Zone, Berhampur | 4100 | EHT (O&M) Circle, Berhampur | 4103 | EHT (O&M) Division, Chatrapur | SL32 | 132/33 kV T/L S/S S/D Chatrapur_Line | 3000000557 | 30 KIP Guy Strain Insulator 100 in. long | ERS.TWR.A041 | ZSPR_ACT | ZSPR | NOS | 22 | 0.22 | INR
4000 | Sourthern Zone, Berhampur | 4100 | EHT (O&M) Circle, Berhampur | 4103 | EHT (O&M) Division, Chatrapur | SL32 | 132/33 kV T/L S/S S/D Chatrapur_Line | 3000000558 | MR-120 KIP Manta Ray Anchor | ERS.TWR.A042 | ZSPR_ACT | ZSPR | NOS | 64 | 0.64 | INR
4000 | Sourthern Zone, Berhampur | 4100 | EHT (O&M) Circle, Berhampur | 4103 | EHT (O&M) Division, Chatrapur | SL32 | 132/33 kV T/L S/S S/D Chatrapur_Line | 3000000559 | 7Ft rod for Mantaray Anchor. | ERS.TWR.A043 | ZSPR_ACT | ZSPR | NOS | 112 | 5053.44 | INR
4000 | Sourthern Zone, Berhampur | 4100 | EHT (O&M) Circle, Berhampur | 4103 | EHT (O&M) Division, Chatrapur | SL32 | 132/33 kV T/L S/S S/D Chatrapur_Line | 3000000561 | 9/16-19 EHS Guy wire X 2000Mtrs | ERS.TWR.A045 | ZSPR_ACT | ZSPR | KM | 4.35 | 0.04 | INR
4000 | Sourthern Zone, Berhampur | 4100 | EHT (O&M) Circle, Berhampur | 4103 | EHT (O&M) Division, Chatrapur | SL32 | 132/33 kV T/L S/S S/D Chatrapur_Line | 3000000562 | part No-7154-foundation plate | ERS.TWR.A046 | ZSPR_ACT | ZSPR | NOS | 13 | 0.13 | INR
4000 | Sourthern Zone, Berhampur | 4100 | EHT (O&M) Circle, Berhampur | 4103 | EHT (O&M) Division, Chatrapur | SL32 | 132/33 kV T/L S/S S/D Chatrapur_Line | 3000000563 | part No1329-18 KIP OHGW suspention clamp | ERS.TWR.A047 | ZSPR_ACT | ZSPR | NOS | 7 | 0.07 | INR
4000 | Sourthern Zone, Berhampur | 4100 | EHT (O&M) Circle, Berhampur | 4103 | EHT (O&M) Division, Chatrapur | SL32 | 132/33 kV T/L S/S S/D Chatrapur_Line | 3000000566 | Part No R-14305 conductor lifting hook. | ERS.TWR.A050 | ZSPR_ACT | ZSPR | NOS | 4 | 0.04 | INR
4000 | Sourthern Zone, Berhampur | 4100 | EHT (O&M) Circle, Berhampur | 4103 | EHT (O&M) Division, Chatrapur | S135 | 132/33 kV T/L S/S S/D Purusottampur | 3000000582 | EARTHING:50X6mm GI Flat | ERTH.FLAT.GI.A005 | ZSPR_SCRAP | ZSPR | KG | 10 | 600 | INR
4000 | Sourthern Zone, Berhampur | 4100 | EHT (O&M) Circle, Berhampur | 4103 | EHT (O&M) Division, Chatrapur | S133 | 132/33 kV T/L S/S S/D Balugaon | 3000000582 | EARTHING:50X6mm GI Flat | ERTH.FLAT.GI.A005 | ZSPR_ACT | ZSPR | KG | 11 | 241.89 | INR
4000 | Sourthern Zone, Berhampur | 4100 | EHT (O&M) Circle, Berhampur | 4103 | EHT (O&M) Division, Chatrapur | S133 | 132/33 kV T/L S/S S/D Balugaon | 3000000592 | 50 MM GI PERFORATED EARTHING PIPE | ERTH.PIPE.GI.A005 | ZSPR_ACT | ZSPR | NOS | 8 | 3967.52 | INR
4000 | Sourthern Zone, Berhampur | 4100 | EHT (O&M) Circle, Berhampur | 4103 | EHT (O&M) Division, Chatrapur | S132 | 132/33 kV T/L S/S S/D Chatrapur | 3000000595 | 50 MM GI PORFORATED EARTHING PIPE | ERTH.PIPE.GI.B005 | ZSPR_ACT | ZSPR | NOS | 34 | 16861.96 | INR
4000 | Sourthern Zone, Berhampur | 4100 | EHT (O&M) Circle, Berhampur | 4103 | EHT (O&M) Division, Chatrapur | SL34 | 132/33 kV T/L S/S S/D Ganjam_Line | 3000000613 | MID SPAN JOINT FOR 7/3.15MM EARTH WIRE | EW.ACCES.A002 | ZSPR_ACT | ZSPR | NOS | 18 | 1695 | INR
4000 | Sourthern Zone, Berhampur | 4100 | EHT (O&M) Circle, Berhampur | 4103 | EHT (O&M) Division, Chatrapur | S135 | 132/33 kV T/L S/S S/D Purusottampur | 3000000616 | VD FOR 7/3.15MM GI EARTHWIRE | EW.ACCES.B002 | ZSPR_ACT | ZSPR | NOS | 4 | 1017.64 | INR
4000 | Sourthern Zone, Berhampur | 4100 | EHT (O&M) Circle, Berhampur | 4103 | EHT (O&M) Division, Chatrapur | SL32 | 132/33 kV T/L S/S S/D Chatrapur_Line | 3000000616 | VD FOR 7/3.15MM GI EARTHWIRE | EW.ACCES.B002 | ZSPR_SH | ZSPR | NOS | 160 | 1.6 | INR
4000 | Sourthern Zone, Berhampur | 4100 | EHT (O&M) Circle, Berhampur | 4103 | EHT (O&M) Division, Chatrapur | S134 | 132/33 kV T/L S/S S/D Ganjam | 3000000616 | VD FOR 7/3.15MM GI EARTHWIRE | EW.ACCES.B002 | ZSPR_ACT | ZSPR | NOS | 3 | 763.23 | INR
4000 | Sourthern Zone, Berhampur | 4100 | EHT (O&M) Circle, Berhampur | 4103 | EHT (O&M) Division, Chatrapur | SL34 | 132/33 kV T/L S/S S/D Ganjam_Line | 3000000618 | REPAIR SLEEVE FOR 7/3.15 MM EARTH WIRE | EW.ACCES.C002 | ZSPR_ACT | ZSPR | NOS | 15 | 6314.4 | INR
4000 | Sourthern Zone, Berhampur | 4100 | EHT (O&M) Circle, Berhampur | 4103 | EHT (O&M) Division, Chatrapur | SL32 | 132/33 kV T/L S/S S/D Chatrapur_Line | 3000000619 | Damaged Cut Pieces GI Earthwire | EW.CUTPIECE.A001 | ZSPR_SH | ZSPR | KG | 8070 | 0.08 | INR
4000 | Sourthern Zone, Berhampur | 4100 | EHT (O&M) Circle, Berhampur | 4103 | EHT (O&M) Division, Chatrapur | SL34 | 132/33 kV T/L S/S S/D Ganjam_Line | 3000000619 | Damaged Cut Pieces GI Earthwire | EW.CUTPIECE.A001 | ZSPR_SH | ZSPR | KG | 2670 | 0.03 | INR
4000 | Sourthern Zone, Berhampur | 4100 | EHT (O&M) Circle, Berhampur | 4103 | EHT (O&M) Division, Chatrapur | SL32 | 132/33 kV T/L S/S S/D Chatrapur_Line | 3000000739 | DS HARDWARE FITTING ACSR PANTHER | HWF.DS.A002 | ZSPR_ACT | ZSPR | NOS | 6 | 10476.56 | INR
4000 | Sourthern Zone, Berhampur | 4100 | EHT (O&M) Circle, Berhampur | 4103 | EHT (O&M) Division, Chatrapur | SL34 | 132/33 kV T/L S/S S/D Ganjam_Line | 3000000739 | DS HARDWARE FITTING ACSR PANTHER | HWF.DS.A002 | ZSPR_ACT | ZSPR | NOS | 14 | 24445.3 | INR
4000 | Sourthern Zone, Berhampur | 4100 | EHT (O&M) Circle, Berhampur | 4103 | EHT (O&M) Division, Chatrapur | SL32 | 132/33 kV T/L S/S S/D Chatrapur_Line | 3000000799 | DT Hard ware fittings -120 KN insulator | HWF.DT.A002 | ZSPR_ACT | ZSPR | NOS | 26 | 0.26 | INR
4000 | Sourthern Zone, Berhampur | 4100 | EHT (O&M) Circle, Berhampur | 4103 | EHT (O&M) Division, Chatrapur | S132 | 132/33 kV T/L S/S S/D Chatrapur | 3000000800 | DT HARDWARE FITTING ACSR ZEBRA | HWF.DT.A003 | ZSPR_ACT | ZSPR | NOS | 10 | 30492.8 | INR
4000 | Sourthern Zone, Berhampur | 4100 | EHT (O&M) Circle, Berhampur | 4103 | EHT (O&M) Division, Chatrapur | S135 | 132/33 kV T/L S/S S/D Purusottampur | 3000000801 | DT HARDWARE FITTING ACSR MOOSE | HWF.DT.A004 | ZSPR_ACT | ZSPR | NOS | 27 | 104652 | INR
4000 | Sourthern Zone, Berhampur | 4100 | EHT (O&M) Circle, Berhampur | 4103 | EHT (O&M) Division, Chatrapur | SL34 | 132/33 kV T/L S/S S/D Ganjam_Line | 3000000803 | DT HARDWARE FITTING FOR ACSR PANTHER | HWF.DT.A006 | ZSPR_ACT | ZSPR | NOS | 7 | 14017.71 | INR
4000 | Sourthern Zone, Berhampur | 4100 | EHT (O&M) Circle, Berhampur | 4103 | EHT (O&M) Division, Chatrapur | SL34 | 132/33 kV T/L S/S S/D Ganjam_Line | 3000000846 | SS HARDWARE FITTING ACSR PANTHER | HWF.SS.A002 | ZSPR_ACT | ZSPR | NOS | 40 | 55078.94 | INR
4000 | Sourthern Zone, Berhampur | 4100 | EHT (O&M) Circle, Berhampur | 4103 | EHT (O&M) Division, Chatrapur | S134 | 132/33 kV T/L S/S S/D Ganjam | 3000000846 | SS HARDWARE FITTING ACSR PANTHER | HWF.SS.A002 | ZSPR_ACT | ZSPR | NOS | 2 | 2753.95 | INR
4000 | Sourthern Zone, Berhampur | 4100 | EHT (O&M) Circle, Berhampur | 4103 | EHT (O&M) Division, Chatrapur | S133 | 132/33 kV T/L S/S S/D Balugaon | 3000000846 | SS HARDWARE FITTING ACSR PANTHER | HWF.SS.A002 | ZSPR_ACT | ZSPR | NOS | 5 | 6884.87 | INR
4000 | Sourthern Zone, Berhampur | 4100 | EHT (O&M) Circle, Berhampur | 4103 | EHT (O&M) Division, Chatrapur | S133 | 132/33 kV T/L S/S S/D Balugaon | 3000000847 | SS HARDWARE FITTING ACSR ZEBRA | HWF.SS.A003 | ZSPR_ACT | ZSPR | NOS | 3 | 4943.37 | INR
4000 | Sourthern Zone, Berhampur | 4100 | EHT (O&M) Circle, Berhampur | 4103 | EHT (O&M) Division, Chatrapur | SL32 | 132/33 kV T/L S/S S/D Chatrapur_Line | 3000000857 | SS HWF AGS type for 90 KN insulator | HWF.SS.A016 | ZSPR_ACT | ZSPR | NOS | 50 | 163479 | INR
4000 | Sourthern Zone, Berhampur | 4100 | EHT (O&M) Circle, Berhampur | 4103 | EHT (O&M) Division, Chatrapur | S134 | 132/33 kV T/L S/S S/D Ganjam | 3000000858 | SS HWF AGS TYPE FOR ACSR ZEBRA | HWF.SS.A017 | ZSPR_ACT | ZSPR | SET | 3 | 2778.39 | INR
4000 | Sourthern Zone, Berhampur | 4100 | EHT (O&M) Circle, Berhampur | 4103 | EHT (O&M) Division, Chatrapur | SL32 | 132/33 kV T/L S/S S/D Chatrapur_Line | 3000000865 | SS HWF CLAMP FOR ACSR PANTHER CONDUCTOR | HWF.SS.C002 | ZSPR_ACT | ZSPR | NOS | 27 | 0.27 | INR
4000 | Sourthern Zone, Berhampur | 4100 | EHT (O&M) Circle, Berhampur | 4103 | EHT (O&M) Division, Chatrapur | SL32 | 132/33 kV T/L S/S S/D Chatrapur_Line | 3000000877 | ST Hard wares fittings 120KN insulator | HWF.ST.A002 | ZSPR_ACT | ZSPR | NOS | 32 | 123163.77 | INR
4000 | Sourthern Zone, Berhampur | 4100 | EHT (O&M) Circle, Berhampur | 4103 | EHT (O&M) Division, Chatrapur | SL34 | 132/33 kV T/L S/S S/D Ganjam_Line | 3000000877 | ST Hard wares fittings 120KN insulator | HWF.ST.A002 | ZSPR_ACT | ZSPR | NOS | 1 | 3848.87 | INR
4000 | Sourthern Zone, Berhampur | 4100 | EHT (O&M) Circle, Berhampur | 4103 | EHT (O&M) Division, Chatrapur | S135 | 132/33 kV T/L S/S S/D Purusottampur | 3000000877 | ST Hard wares fittings 120KN insulator | HWF.ST.A002 | ZSPR_ACT | ZSPR | NOS | 6 | 23093.21 | INR
4000 | Sourthern Zone, Berhampur | 4100 | EHT (O&M) Circle, Berhampur | 4103 | EHT (O&M) Division, Chatrapur | S133 | 132/33 kV T/L S/S S/D Balugaon | 3000000878 | ST HWF FOR ACSR ZEBRA | HWF.ST.A003 | ZSPR_ACT | ZSPR | NOS | 12 | 44067.27 | INR
4000 | Sourthern Zone, Berhampur | 4100 | EHT (O&M) Circle, Berhampur | 4103 | EHT (O&M) Division, Chatrapur | S134 | 132/33 kV T/L S/S S/D Ganjam | 3000000878 | ST HWF FOR ACSR ZEBRA | HWF.ST.A003 | ZSPR_ACT | ZSPR | NOS | 7 | 25705.9 | INR
4000 | Sourthern Zone, Berhampur | 4100 | EHT (O&M) Circle, Berhampur | 4103 | EHT (O&M) Division, Chatrapur | SL34 | 132/33 kV T/L S/S S/D Ganjam_Line | 3000000882 | ST HWF FOR ACSR PANTHER | HWF.ST.A008 | ZSPR_ACT | ZSPR | NOS | 1 | 2242 | INR
4000 | Sourthern Zone, Berhampur | 4100 | EHT (O&M) Circle, Berhampur | 4103 | EHT (O&M) Division, Chatrapur | SL34 | 132/33 kV T/L S/S S/D Ganjam_Line | 3000000906 | TENSION CLAMP FOR EARTHWIRE | HWF.TC.EW.A002 | ZSPR_ACT | ZSPR | NOS | 86 | 23998.46 | INR
4000 | Sourthern Zone, Berhampur | 4100 | EHT (O&M) Circle, Berhampur | 4103 | EHT (O&M) Division, Chatrapur | S134 | 132/33 kV T/L S/S S/D Ganjam | 3000000906 | TENSION CLAMP FOR EARTHWIRE | HWF.TC.EW.A002 | ZSPR_ACT | ZSPR | NOS | 2 | 558.1 | INR
4000 | Sourthern Zone, Berhampur | 4100 | EHT (O&M) Circle, Berhampur | 4103 | EHT (O&M) Division, Chatrapur | S132 | 132/33 kV T/L S/S S/D Chatrapur | 3000000925 | ROTARY SWITCH | ILWR.SWITCH.G001 | ZSPR_ACT | ZSPR | NOS | 1 | 1411.28 | INR
4000 | Sourthern Zone, Berhampur | 4100 | EHT (O&M) Circle, Berhampur | 4103 | EHT (O&M) Division, Chatrapur | S135 | 132/33 kV T/L S/S S/D Purusottampur | 3000000930 | 70KN ANTIFOG DISC INSULATOR | INS.AF.DISC.B001 | ZSPR_SH | ZSPR | NOS | 225 | 2.25 | INR
4000 | Sourthern Zone, Berhampur | 4100 | EHT (O&M) Circle, Berhampur | 4103 | EHT (O&M) Division, Chatrapur | S135 | 132/33 kV T/L S/S S/D Purusottampur | 3000000931 | 90KN ANTIFOG DISC INSULATOR | INS.AF.DISC.B002 | ZSPR_SH | ZSPR | NOS | 125 | 3535.57 | INR
4000 | Sourthern Zone, Berhampur | 4100 | EHT (O&M) Circle, Berhampur | 4103 | EHT (O&M) Division, Chatrapur | SL34 | 132/33 kV T/L S/S S/D Ganjam_Line | 3000000940 | 120KN POLYMER LONG ROD INSULATOR | INS.PLYMR.A001 | ZSPR_ACT | ZSPR | NOS | 50 | 0.5 | INR
4000 | Sourthern Zone, Berhampur | 4100 | EHT (O&M) Circle, Berhampur | 4103 | EHT (O&M) Division, Chatrapur | SL34 | 132/33 kV T/L S/S S/D Ganjam_Line | 3000000941 | 90KN POLYMER LONG ROD INSULATOR | INS.PLYMR.A002 | ZSPR_ACT | ZSPR | NOS | 2 | 0.02 | INR
4000 | Sourthern Zone, Berhampur | 4100 | EHT (O&M) Circle, Berhampur | 4103 | EHT (O&M) Division, Chatrapur | S134 | 132/33 kV T/L S/S S/D Ganjam | 3000000943 | 33 KV Bus Post Insulator | INS.POR.BPI.C001 | ZSPR_ACT | ZSPR | NOS | 6 | 3.03 | INR
4000 | Sourthern Zone, Berhampur | 4100 | EHT (O&M) Circle, Berhampur | 4103 | EHT (O&M) Division, Chatrapur | S135 | 132/33 kV T/L S/S S/D Purusottampur | 3000000943 | 33 KV Bus Post Insulator | INS.POR.BPI.C001 | ZSPR_SH | ZSPR | NOS | 2 | 1192.64 | INR
4000 | Sourthern Zone, Berhampur | 4100 | EHT (O&M) Circle, Berhampur | 4103 | EHT (O&M) Division, Chatrapur | S135 | 132/33 kV T/L S/S S/D Purusottampur | 3000000944 | 132 KV BUS POST INSULATORS | INS.POR.BPI.D001 | ZSPR_ACT | ZSPR | NOS | 1 | 3750 | INR
4000 | Sourthern Zone, Berhampur | 4100 | EHT (O&M) Circle, Berhampur | 4103 | EHT (O&M) Division, Chatrapur | S134 | 132/33 kV T/L S/S S/D Ganjam | 3000000947 | 90KN PORCELAIN DISC INSULATOR | INS.POR.DISC.B002 | ZSPR_SH | ZSPR | NOS | 4 | 338.84 | INR
4000 | Sourthern Zone, Berhampur | 4100 | EHT (O&M) Circle, Berhampur | 4103 | EHT (O&M) Division, Chatrapur | S133 | 132/33 kV T/L S/S S/D Balugaon | 3000000948 | 120KN PORCELAIN DISC INSULATOR | INS.POR.DISC.B003 | ZSPR_ACT | ZSPR | NOS | 9 | 0.09 | INR
4000 | Sourthern Zone, Berhampur | 4100 | EHT (O&M) Circle, Berhampur | 4103 | EHT (O&M) Division, Chatrapur | S135 | 132/33 kV T/L S/S S/D Purusottampur | 3000000948 | 120KN PORCELAIN DISC INSULATOR | INS.POR.DISC.B003 | ZSPR_SH | ZSPR | NOS | 30 | 494.7 | INR
4000 | Sourthern Zone, Berhampur | 4100 | EHT (O&M) Circle, Berhampur | 4103 | EHT (O&M) Division, Chatrapur | S134 | 132/33 kV T/L S/S S/D Ganjam | 3000000948 | 120KN PORCELAIN DISC INSULATOR | INS.POR.DISC.B003 | ZSPR_SH | ZSPR | NOS | 203 | 3347.48 | INR
4000 | Sourthern Zone, Berhampur | 4100 | EHT (O&M) Circle, Berhampur | 4103 | EHT (O&M) Division, Chatrapur | SL34 | 132/33 kV T/L S/S S/D Ganjam_Line | 3000000954 | 132KV LR 90KN PORCELAIN INSULATOR | INS.POR.LR.D002 | ZSPR_SH | ZSPR | NOS | 24 | 23498.81 | INR
4000 | Sourthern Zone, Berhampur | 4100 | EHT (O&M) Circle, Berhampur | 4103 | EHT (O&M) Division, Chatrapur | S134 | 132/33 kV T/L S/S S/D Ganjam | 3000000954 | 132KV LR 90KN PORCELAIN INSULATOR | INS.POR.LR.D002 | ZSPR_SH | ZSPR | NOS | 5 | 4895.58 | INR
4000 | Sourthern Zone, Berhampur | 4100 | EHT (O&M) Circle, Berhampur | 4103 | EHT (O&M) Division, Chatrapur | SL34 | 132/33 kV T/L S/S S/D Ganjam_Line | 3000000955 | 120KN 132 KV PORCELAIN LONG ROD | INS.POR.LR.D003 | ZSPR_SH | ZSPR | NOS | 1 | 0.01 | INR
4000 | Sourthern Zone, Berhampur | 4100 | EHT (O&M) Circle, Berhampur | 4103 | EHT (O&M) Division, Chatrapur | S134 | 132/33 kV T/L S/S S/D Ganjam | 3000000969 | 600VA UPS | IT.UPS.A002 | ZSPR_SCRAP | ZSPR | NOS | 1 | 9.99 | INR
4000 | Sourthern Zone, Berhampur | 4100 | EHT (O&M) Circle, Berhampur | 4103 | EHT (O&M) Division, Chatrapur | S133 | 132/33 kV T/L S/S S/D Balugaon | 3000000984 | Battery Stand | MISC.B.STAND.A001 | ZSPR_ACT | ZSPR | NOS | 1 | 0.01 | INR
4000 | Sourthern Zone, Berhampur | 4100 | EHT (O&M) Circle, Berhampur | 4103 | EHT (O&M) Division, Chatrapur | S134 | 132/33 kV T/L S/S S/D Ganjam | 3000000992 | PT/IVT/CVT CONSOLE BOX | MISC.CONSOLE.A001 | ZSPR_ACT | ZSPR | NOS | 1 | 9557.41 | INR
4000 | Sourthern Zone, Berhampur | 4100 | EHT (O&M) Circle, Berhampur | 4103 | EHT (O&M) Division, Chatrapur | S132 | 132/33 kV T/L S/S S/D Chatrapur | 3000000996 | CT CONSOLE BOX | MISC.CT.CONSOLE.A001 | ZSPR_ACT | ZSPR | NOS | 5 | 31858.05 | INR
4000 | Sourthern Zone, Berhampur | 4100 | EHT (O&M) Circle, Berhampur | 4103 | EHT (O&M) Division, Chatrapur | S133 | 132/33 kV T/L S/S S/D Balugaon | 3000000996 | CT CONSOLE BOX | MISC.CT.CONSOLE.A001 | ZSPR_ACT | ZSPR | NOS | 1 | 6371.61 | INR
4000 | Sourthern Zone, Berhampur | 4100 | EHT (O&M) Circle, Berhampur | 4103 | EHT (O&M) Division, Chatrapur | S134 | 132/33 kV T/L S/S S/D Ganjam | 3000000996 | CT CONSOLE BOX | MISC.CT.CONSOLE.A001 | ZSPR_ACT | ZSPR | NOS | 1 | 6371.61 | INR
4000 | Sourthern Zone, Berhampur | 4100 | EHT (O&M) Circle, Berhampur | 4103 | EHT (O&M) Division, Chatrapur | S134 | 132/33 kV T/L S/S S/D Ganjam | 3000001002 | EMPTY Tfr OIL BARREL | MISC.EMPTYBRL.A001 | ZSPR_ACT | ZSPR | NOS | 10 | 90.86 | INR
4000 | Sourthern Zone, Berhampur | 4100 | EHT (O&M) Circle, Berhampur | 4103 | EHT (O&M) Division, Chatrapur | S135 | 132/33 kV T/L S/S S/D Purusottampur | 3000001002 | EMPTY Tfr OIL BARREL | MISC.EMPTYBRL.A001 | ZSPR_ACT | ZSPR | NOS | 100 | 908.56 | INR
4000 | Sourthern Zone, Berhampur | 4100 | EHT (O&M) Circle, Berhampur | 4103 | EHT (O&M) Division, Chatrapur | SL32 | 132/33 kV T/L S/S S/D Chatrapur_Line | 3000001007 | FLEXIBLE COPPER EARTH BOND | MISC.FL.CU.BOND.A001 | ZSPR_SH | ZSPR | NOS | 50 | 0.5 | INR
4000 | Sourthern Zone, Berhampur | 4100 | EHT (O&M) Circle, Berhampur | 4103 | EHT (O&M) Division, Chatrapur | S135 | 132/33 kV T/L S/S S/D Purusottampur | 3000001007 | FLEXIBLE COPPER EARTH BOND | MISC.FL.CU.BOND.A001 | ZSPR_ACT | ZSPR | NOS | 4 | 194.85 | INR
4000 | Sourthern Zone, Berhampur | 4100 | EHT (O&M) Circle, Berhampur | 4103 | EHT (O&M) Division, Chatrapur | S133 | 132/33 kV T/L S/S S/D Balugaon | 3000001007 | FLEXIBLE COPPER EARTH BOND | MISC.FL.CU.BOND.A001 | ZSPR_ACT | ZSPR | NOS | 8 | 389.71 | INR
4000 | Sourthern Zone, Berhampur | 4100 | EHT (O&M) Circle, Berhampur | 4103 | EHT (O&M) Division, Chatrapur | S133 | 132/33 kV T/L S/S S/D Balugaon | 3000001038 | 90 LB RAIL POLE | MISC.RAILPOLE.A002 | ZSPR_ACT | ZSPR | MT | 41 | 10433.27 | INR
4000 | Sourthern Zone, Berhampur | 4100 | EHT (O&M) Circle, Berhampur | 4103 | EHT (O&M) Division, Chatrapur | SL32 | 132/33 kV T/L S/S S/D Chatrapur_Line | 3000001051 | 12 MM POLYPROPELENE ROPE | MISC.ROPE.B001 | ZSPR_ACT | ZSPR | KG | 30 | 0.3 | INR
4000 | Sourthern Zone, Berhampur | 4100 | EHT (O&M) Circle, Berhampur | 4103 | EHT (O&M) Division, Chatrapur | S133 | 132/33 kV T/L S/S S/D Balugaon | 3000001078 | SILICAGEL USEFUL FOR Tfr | MISC.SILICAGEL.A001 | ZSPR_ACT | ZSPR | KG | 29 | 8440.54 | INR
4000 | Sourthern Zone, Berhampur | 4100 | EHT (O&M) Circle, Berhampur | 4103 | EHT (O&M) Division, Chatrapur | S132 | 132/33 kV T/L S/S S/D Chatrapur | 3000001088 | Disconnected type Terminal block | MISC.TBLOCK.A003 | ZSPR_ACT | ZSPR | NOS | 200 | 17365 | INR
4000 | Sourthern Zone, Berhampur | 4100 | EHT (O&M) Circle, Berhampur | 4103 | EHT (O&M) Division, Chatrapur | S133 | 132/33 kV T/L S/S S/D Balugaon | 3000001094 | NEW EHV GRADE Napthelin based Tfr OIL | MISC.TFROIL.A001 | ZSPR_ACT | ZSPR | L | 209 | 2.09 | INR
4000 | Sourthern Zone, Berhampur | 4100 | EHT (O&M) Circle, Berhampur | 4103 | EHT (O&M) Division, Chatrapur | S134 | 132/33 kV T/L S/S S/D Ganjam | 3000001095 | USED/ OLD Tfr OIL | MISC.TFROIL.A002 | ZSPR_ACT | ZSPR | L | 2000 | 400.02 | INR
4000 | Sourthern Zone, Berhampur | 4100 | EHT (O&M) Circle, Berhampur | 4103 | EHT (O&M) Division, Chatrapur | S135 | 132/33 kV T/L S/S S/D Purusottampur | 3000001095 | USED/ OLD Tfr OIL | MISC.TFROIL.A002 | ZSPR_ACT | ZSPR | L | 8000 | 1600.06 | INR
4000 | Sourthern Zone, Berhampur | 4100 | EHT (O&M) Circle, Berhampur | 4103 | EHT (O&M) Division, Chatrapur | S135 | 132/33 kV T/L S/S S/D Purusottampur | 3000001107 | DIGITAL AMPER-HOUR METER | MTR.AHMETER.D.A001 | ZSPR_ACT | ZSPR | NOS | 4 | 24000 | INR
4000 | Sourthern Zone, Berhampur | 4100 | EHT (O&M) Circle, Berhampur | 4103 | EHT (O&M) Division, Chatrapur | S134 | 132/33 kV T/L S/S S/D Ganjam | 3000001115 | Digital AC Ammeter | MTR.AMMETER.D.A003 | ZSPR_ACT | ZSPR | NOS | 5 | 12928.08 | INR
4000 | Sourthern Zone, Berhampur | 4100 | EHT (O&M) Circle, Berhampur | 4103 | EHT (O&M) Division, Chatrapur | S135 | 132/33 kV T/L S/S S/D Purusottampur | 3000001131 | MVAR Meter along with Transducer | MTR.MVAR.TDCR.A001 | ZSPR_ACT | ZSPR | NOS | 2 | 12000 | INR
4000 | Sourthern Zone, Berhampur | 4100 | EHT (O&M) Circle, Berhampur | 4103 | EHT (O&M) Division, Chatrapur | S135 | 132/33 kV T/L S/S S/D Purusottampur | 3000001134 | Digital MW Meter with externalTransducer | MTR.MW.TDCR.A001 | ZSPR_ACT | ZSPR | NOS | 2 | 6000 | INR
4000 | Sourthern Zone, Berhampur | 4100 | EHT (O&M) Circle, Berhampur | 4103 | EHT (O&M) Division, Chatrapur | S134 | 132/33 kV T/L S/S S/D Ganjam | 3000001150 | DIGITAL VOLTMETER | MTR.VOLTMETER.D.B001 | ZSPR_ACT | ZSPR | NOS | 1 | 3018.44 | INR
4000 | Sourthern Zone, Berhampur | 4100 | EHT (O&M) Circle, Berhampur | 4103 | EHT (O&M) Division, Chatrapur | S134 | 132/33 kV T/L S/S S/D Ganjam | 3000001153 | ASSORTED SIZE FOUNDATION NUT & BOLT | NBW.ASRT.FDNB.A001 | ZSPR_ACT | ZSPR | NOS | 12 | 5947.08 | INR
4000 | Sourthern Zone, Berhampur | 4100 | EHT (O&M) Circle, Berhampur | 4103 | EHT (O&M) Division, Chatrapur | S132 | 132/33 kV T/L S/S S/D Chatrapur | 3000001154 | NUTS AND BOLTS | NBW.ASRT.GINB.A001 | ZSPR_ACT | ZSPR | KG | 30 | 4378.96 | INR
4000 | Sourthern Zone, Berhampur | 4100 | EHT (O&M) Circle, Berhampur | 4103 | EHT (O&M) Division, Chatrapur | S133 | 132/33 kV T/L S/S S/D Balugaon | 3000001154 | NUTS AND BOLTS | NBW.ASRT.GINB.A001 | ZSPR_ACT | ZSPR | KG | 7 | 1021.76 | INR
4000 | Sourthern Zone, Berhampur | 4100 | EHT (O&M) Circle, Berhampur | 4103 | EHT (O&M) Division, Chatrapur | S134 | 132/33 kV T/L S/S S/D Ganjam | 3000001154 | NUTS AND BOLTS | NBW.ASRT.GINB.A001 | ZSPR_ACT | ZSPR | KG | 13 | 1897.55 | INR
4000 | Sourthern Zone, Berhampur | 4100 | EHT (O&M) Circle, Berhampur | 4103 | EHT (O&M) Division, Chatrapur | SL32 | 132/33 kV T/L S/S S/D Chatrapur_Line | 3000001154 | NUTS AND BOLTS | NBW.ASRT.GINB.A001 | ZSPR_ACT | ZSPR | KG | 900 | 131368.66 | INR
4000 | Sourthern Zone, Berhampur | 4100 | EHT (O&M) Circle, Berhampur | 4103 | EHT (O&M) Division, Chatrapur | SL34 | 132/33 kV T/L S/S S/D Ganjam_Line | 3000001154 | NUTS AND BOLTS | NBW.ASRT.GINB.A001 | ZSPR_ACT | ZSPR | KG | 3 | 437.9 | INR
4000 | Sourthern Zone, Berhampur | 4100 | EHT (O&M) Circle, Berhampur | 4103 | EHT (O&M) Division, Chatrapur | S133 | 132/33 kV T/L S/S S/D Balugaon | 3000001154 | NUTS AND BOLTS | NBW.ASRT.GINB.A001 | ZSPR_SCRAP | ZSPR | KG | 10 | 0.1 | INR
4000 | Sourthern Zone, Berhampur | 4100 | EHT (O&M) Circle, Berhampur | 4103 | EHT (O&M) Division, Chatrapur | S133 | 132/33 kV T/L S/S S/D Balugaon | 3000001160 | 20 X 600 BOTHEND THREAD FNB | NBW.FDN.NB.A014 | ZSPR_ACT | ZSPR | NOS | 8 | 1341.52 | INR
4000 | Sourthern Zone, Berhampur | 4100 | EHT (O&M) Circle, Berhampur | 4103 | EHT (O&M) Division, Chatrapur | S135 | 132/33 kV T/L S/S S/D Purusottampur | 3000001164 | Foundation bolts of size 20X600mm | NBW.FDN.NB.A018 | ZSPR_ACT | ZSPR | KG | 65.164 | 6711.89 | INR
4000 | Sourthern Zone, Berhampur | 4100 | EHT (O&M) Circle, Berhampur | 4103 | EHT (O&M) Division, Chatrapur | S135 | 132/33 kV T/L S/S S/D Purusottampur | 3000001165 | Foundation bolts of size 25X750mm | NBW.FDN.NB.A019 | ZSPR_ACT | ZSPR | KG | 224 | 35840 | INR
4000 | Sourthern Zone, Berhampur | 4100 | EHT (O&M) Circle, Berhampur | 4103 | EHT (O&M) Division, Chatrapur | S135 | 132/33 kV T/L S/S S/D Purusottampur | 3000001168 | Foundation bolts of size 25X1040mm | NBW.FDN.NB.A029 | ZSPR_ACT | ZSPR | KG | 98 | 17640 | INR
4000 | Sourthern Zone, Berhampur | 4100 | EHT (O&M) Circle, Berhampur | 4103 | EHT (O&M) Division, Chatrapur | S134 | 132/33 kV T/L S/S S/D Ganjam | 3000001181 | 16 X 30 MM GI HALF THREAD NUT & BOLT | NBW.GINB.A005 | ZSPR_ACT | ZSPR | KG | 44.5 | 4539 | INR
4000 | Sourthern Zone, Berhampur | 4100 | EHT (O&M) Circle, Berhampur | 4103 | EHT (O&M) Division, Chatrapur | S134 | 132/33 kV T/L S/S S/D Ganjam | 3000001182 | 16 X 35 MM GI HALF THREAD NUT & BOLT | NBW.GINB.A006 | ZSPR_ACT | ZSPR | KG | 199.5 | 20349 | INR
4000 | Sourthern Zone, Berhampur | 4100 | EHT (O&M) Circle, Berhampur | 4103 | EHT (O&M) Division, Chatrapur | SL32 | 132/33 kV T/L S/S S/D Chatrapur_Line | 3000001184 | 16 X 45 MM GI HALF THREAD NUT & BOLT | NBW.GINB.A008 | ZSPR_ACT | ZSPR | KG | 10 | 1054.88 | INR
4000 | Sourthern Zone, Berhampur | 4100 | EHT (O&M) Circle, Berhampur | 4103 | EHT (O&M) Division, Chatrapur | SL33 | 132/33 kV T/L S/S S/D Balugaon_Line | 3000001184 | 16 X 45 MM GI HALF THREAD NUT & BOLT | NBW.GINB.A008 | ZSPR_ACT | ZSPR | KG | 20 | 2109.76 | INR
4000 | Sourthern Zone, Berhampur | 4100 | EHT (O&M) Circle, Berhampur | 4103 | EHT (O&M) Division, Chatrapur | S135 | 132/33 kV T/L S/S S/D Purusottampur | 3000001184 | 16 X 45 MM GI HALF THREAD NUT & BOLT | NBW.GINB.A008 | ZSPR_ACT | ZSPR | KG | 70 | 7384.15 | INR
4000 | Sourthern Zone, Berhampur | 4100 | EHT (O&M) Circle, Berhampur | 4103 | EHT (O&M) Division, Chatrapur | S134 | 132/33 kV T/L S/S S/D Ganjam | 3000001184 | 16 X 45 MM GI HALF THREAD NUT & BOLT | NBW.GINB.A008 | ZSPR_ACT | ZSPR | KG | 493 | 52005.52 | INR
4000 | Sourthern Zone, Berhampur | 4100 | EHT (O&M) Circle, Berhampur | 4103 | EHT (O&M) Division, Chatrapur | S134 | 132/33 kV T/L S/S S/D Ganjam | 3000001185 | 16X50MM GI HALF THREAD NUT & BOLT | NBW.GINB.A009 | ZSPR_ACT | ZSPR | KG | 159.5 | 15314.04 | INR
4000 | Sourthern Zone, Berhampur | 4100 | EHT (O&M) Circle, Berhampur | 4103 | EHT (O&M) Division, Chatrapur | SL32 | 132/33 kV T/L S/S S/D Chatrapur_Line | 3000001185 | 16X50MM GI HALF THREAD NUT & BOLT | NBW.GINB.A009 | ZSPR_ACT | ZSPR | KG | 5 | 480.06 | INR
4000 | Sourthern Zone, Berhampur | 4100 | EHT (O&M) Circle, Berhampur | 4103 | EHT (O&M) Division, Chatrapur | S135 | 132/33 kV T/L S/S S/D Purusottampur | 3000001185 | 16X50MM GI HALF THREAD NUT & BOLT | NBW.GINB.A009 | ZSPR_ACT | ZSPR | KG | 60 | 5760.77 | INR
4000 | Sourthern Zone, Berhampur | 4100 | EHT (O&M) Circle, Berhampur | 4103 | EHT (O&M) Division, Chatrapur | SL33 | 132/33 kV T/L S/S S/D Balugaon_Line | 3000001186 | 16X55MM GI HALF THREAD NUT & BOLT | NBW.GINB.A010 | ZSPR_ACT | ZSPR | KG | 20 | 2341.18 | INR
4000 | Sourthern Zone, Berhampur | 4100 | EHT (O&M) Circle, Berhampur | 4103 | EHT (O&M) Division, Chatrapur | S134 | 132/33 kV T/L S/S S/D Ganjam | 3000001186 | 16X55MM GI HALF THREAD NUT & BOLT | NBW.GINB.A010 | ZSPR_ACT | ZSPR | KG | 269.5 | 31547.44 | INR
4000 | Sourthern Zone, Berhampur | 4100 | EHT (O&M) Circle, Berhampur | 4103 | EHT (O&M) Division, Chatrapur | S134 | 132/33 kV T/L S/S S/D Ganjam | 3000001188 | 16X65MM GI HALF THREAD NUT & BOLT | NBW.GINB.A012 | ZSPR_ACT | ZSPR | KG | 24.5 | 1913.94 | INR
4000 | Sourthern Zone, Berhampur | 4100 | EHT (O&M) Circle, Berhampur | 4103 | EHT (O&M) Division, Chatrapur | S133 | 132/33 kV T/L S/S S/D Balugaon | 3000001191 | 60X8mm Nuts and bolts with Washer | NBW.GINB.A015 | ZSPR_ACT | ZSPR | KG | 1 | 330 | INR
4000 | Sourthern Zone, Berhampur | 4100 | EHT (O&M) Circle, Berhampur | 4103 | EHT (O&M) Division, Chatrapur | S132 | 132/33 kV T/L S/S S/D Chatrapur | 3000001205 | 60X12mm Nuts and bolts with washer | NBW.GINB.A035 | ZSPR_ACT | ZSPR | KG | 10 | 2336.48 | INR
4000 | Sourthern Zone, Berhampur | 4100 | EHT (O&M) Circle, Berhampur | 4103 | EHT (O&M) Division, Chatrapur | S135 | 132/33 kV T/L S/S S/D Purusottampur | 3000001205 | 60X12mm Nuts and bolts with washer | NBW.GINB.A035 | ZSPR_ACT | ZSPR | KG | 3 | 700.95 | INR
4000 | Sourthern Zone, Berhampur | 4100 | EHT (O&M) Circle, Berhampur | 4103 | EHT (O&M) Division, Chatrapur | SL32 | 132/33 kV T/L S/S S/D Chatrapur_Line | 3000001209 | 12 X 40 MM GI FULL THREAD NUT & BOLT | NBW.GINB.B003 | ZSPR_ACT | ZSPR | KG | 3 | 501.93 | INR
4000 | Sourthern Zone, Berhampur | 4100 | EHT (O&M) Circle, Berhampur | 4103 | EHT (O&M) Division, Chatrapur | S135 | 132/33 kV T/L S/S S/D Purusottampur | 3000001209 | 12 X 40 MM GI FULL THREAD NUT & BOLT | NBW.GINB.B003 | ZSPR_ACT | ZSPR | KG | 147 | 24594.49 | INR
4000 | Sourthern Zone, Berhampur | 4100 | EHT (O&M) Circle, Berhampur | 4103 | EHT (O&M) Division, Chatrapur | SL32 | 132/33 kV T/L S/S S/D Chatrapur_Line | 3000001210 | 12 X 45 MM GI FULL THREAD NUT & BOLT | NBW.GINB.B004 | ZSPR_ACT | ZSPR | KG | 5 | 150 | INR
4000 | Sourthern Zone, Berhampur | 4100 | EHT (O&M) Circle, Berhampur | 4103 | EHT (O&M) Division, Chatrapur | SL32 | 132/33 kV T/L S/S S/D Chatrapur_Line | 3000001214 | 16 X 45 MM GI FULL THREAD NUT & BOLT | NBW.GINB.B008 | ZSPR_ACT | ZSPR | KG | 5 | 150 | INR
4000 | Sourthern Zone, Berhampur | 4100 | EHT (O&M) Circle, Berhampur | 4103 | EHT (O&M) Division, Chatrapur | S133 | 132/33 kV T/L S/S S/D Balugaon | 3000001220 | 50X12mm FT Nut & Bolt with washers | NBW.GINB.B016 | ZSPR_ACT | ZSPR | KG | 15 | 4709.1 | INR
4000 | Sourthern Zone, Berhampur | 4100 | EHT (O&M) Circle, Berhampur | 4103 | EHT (O&M) Division, Chatrapur | S135 | 132/33 kV T/L S/S S/D Purusottampur | 3000001220 | 50X12mm FT Nut & Bolt with washers | NBW.GINB.B016 | ZSPR_ACT | ZSPR | KG | 3 | 941.82 | INR
4000 | Sourthern Zone, Berhampur | 4100 | EHT (O&M) Circle, Berhampur | 4103 | EHT (O&M) Division, Chatrapur | S133 | 132/33 kV T/L S/S S/D Balugaon | 3000001221 | 65X10mm FT Nut & Bolt with washer | NBW.GINB.B018 | ZSPR_ACT | ZSPR | KG | 25 | 8250 | INR
4000 | Sourthern Zone, Berhampur | 4100 | EHT (O&M) Circle, Berhampur | 4103 | EHT (O&M) Division, Chatrapur | S134 | 132/33 kV T/L S/S S/D Ganjam | 3000001228 | 50X12mm GI Bolts with Nuts FT | NBW.GINB.B035 | ZSPR_ACT | ZSPR | KG | 2 | 467.28 | INR
4000 | Sourthern Zone, Berhampur | 4100 | EHT (O&M) Circle, Berhampur | 4103 | EHT (O&M) Division, Chatrapur | SL32 | 132/33 kV T/L S/S S/D Chatrapur_Line | 3000001243 | 5/8 INCH FLAT GI WASHER | NBW.GIWSR.A013 | ZSPR_ACT | ZSPR | KG | 2 | 657 | INR
4000 | Sourthern Zone, Berhampur | 4100 | EHT (O&M) Circle, Berhampur | 4103 | EHT (O&M) Division, Chatrapur | S134 | 132/33 kV T/L S/S S/D Ganjam | 3000001248 | 16 X 10MM THICK PACK / FLAT GI WASHER | NBW.GIWSR.A018 | ZSPR_ACT | ZSPR | KG | 48 | 4704 | INR
4000 | Sourthern Zone, Berhampur | 4100 | EHT (O&M) Circle, Berhampur | 4103 | EHT (O&M) Division, Chatrapur | S134 | 132/33 kV T/L S/S S/D Ganjam | 3000001249 | 16 X 12MM THICK PACK / FLAT GI WASHER | NBW.GIWSR.A019 | ZSPR_ACT | ZSPR | KG | 48 | 4896 | INR
4000 | Sourthern Zone, Berhampur | 4100 | EHT (O&M) Circle, Berhampur | 4103 | EHT (O&M) Division, Chatrapur | S132 | 132/33 kV T/L S/S S/D Chatrapur | 3000001252 | 12x10MM thick pack/flat GI washer | NBW.GIWSR.A025 | ZSPR_ACT | ZSPR | KG | 0.5 | 164.25 | INR
4000 | Sourthern Zone, Berhampur | 4100 | EHT (O&M) Circle, Berhampur | 4103 | EHT (O&M) Division, Chatrapur | S133 | 132/33 kV T/L S/S S/D Balugaon | 3000001254 | Stainless steel Flat Washer M8 type bolt | NBW.GIWSR.A027 | ZSPR_ACT | ZSPR | KG | 75 | 6979.95 | INR
4000 | Sourthern Zone, Berhampur | 4100 | EHT (O&M) Circle, Berhampur | 4103 | EHT (O&M) Division, Chatrapur | S133 | 132/33 kV T/L S/S S/D Balugaon | 3000001255 | 3.5X16mm GI pack washer Bolt | NBW.GIWSR.A028 | ZSPR_ACT | ZSPR | KG | 20 | 1723.8 | INR
4000 | Sourthern Zone, Berhampur | 4100 | EHT (O&M) Circle, Berhampur | 4103 | EHT (O&M) Division, Chatrapur | S133 | 132/33 kV T/L S/S S/D Balugaon | 3000001256 | STANDARD SIZE SPRING GI WASHER | NBW.GIWSR.B001 | ZSPR_ACT | ZSPR | KG | 5 | 1650 | INR
4000 | Sourthern Zone, Berhampur | 4100 | EHT (O&M) Circle, Berhampur | 4103 | EHT (O&M) Division, Chatrapur | SL32 | 132/33 kV T/L S/S S/D Chatrapur_Line | 3000001257 | GI Spring washer M-16( 3.5MM Thickness) | NBW.GIWSR.B002 | ZSPR_ACT | ZSPR | KG | 2 | 657 | INR
4000 | Sourthern Zone, Berhampur | 4100 | EHT (O&M) Circle, Berhampur | 4103 | EHT (O&M) Division, Chatrapur | S132 | 132/33 kV T/L S/S S/D Chatrapur | 3000001257 | GI Spring washer M-16( 3.5MM Thickness) | NBW.GIWSR.B002 | ZSPR_ACT | ZSPR | KG | 0.5 | 164.25 | INR
4000 | Sourthern Zone, Berhampur | 4100 | EHT (O&M) Circle, Berhampur | 4103 | EHT (O&M) Division, Chatrapur | S134 | 132/33 kV T/L S/S S/D Ganjam | 3000001258 | GI SPRING WASHER 16X3 MM | NBW.GIWSR.B003 | ZSPR_ACT | ZSPR | KG | 6.5 | 663 | INR
4000 | Sourthern Zone, Berhampur | 4100 | EHT (O&M) Circle, Berhampur | 4103 | EHT (O&M) Division, Chatrapur | S133 | 132/33 kV T/L S/S S/D Balugaon | 3000001262 | Stainless steel spring Washer M8 bolt | NBW.GIWSR.B010 | ZSPR_ACT | ZSPR | KG | 80 | 6574.75 | INR
4000 | Sourthern Zone, Berhampur | 4100 | EHT (O&M) Circle, Berhampur | 4103 | EHT (O&M) Division, Chatrapur | S134 | 132/33 kV T/L S/S S/D Ganjam | 3000001309 | SWITCH YARD RECEPTACLE BOARD | PNL.SY.BOARD.A001 | ZSPR_SH | ZSPR | NOS | 1 | 400 | INR
4000 | Sourthern Zone, Berhampur | 4100 | EHT (O&M) Circle, Berhampur | 4103 | EHT (O&M) Division, Chatrapur | SL32 | 132/33 kV T/L S/S S/D Chatrapur_Line | 3000001322 | Used suspension HWF for 7/3.15mm EW | RCVR.HWF.EW.A001 | ZSPR_SH | ZSPR | NOS | 48 | 0.48 | INR
4000 | Sourthern Zone, Berhampur | 4100 | EHT (O&M) Circle, Berhampur | 4103 | EHT (O&M) Division, Chatrapur | S135 | 132/33 kV T/L S/S S/D Purusottampur | 3000001323 | Air Break Auxiliary contactor Relay | RLAY.AIR.ACR.A001 | ZSPR_ACT | ZSPR | NOS | 3 | 12000 | INR
4000 | Sourthern Zone, Berhampur | 4100 | EHT (O&M) Circle, Berhampur | 4103 | EHT (O&M) Division, Chatrapur | S134 | 132/33 kV T/L S/S S/D Ganjam | 3000001326 | 24 WINDOW FACIA ANNUNCIATOR RELAY | RLAY.ANCITOR.A002 | ZSPR_ACT | ZSPR | NOS | 1 | 18023.84 | INR
4000 | Sourthern Zone, Berhampur | 4100 | EHT (O&M) Circle, Berhampur | 4103 | EHT (O&M) Division, Chatrapur | S135 | 132/33 kV T/L S/S S/D Purusottampur | 3000001326 | 24 WINDOW FACIA ANNUNCIATOR RELAY | RLAY.ANCITOR.A002 | ZSPR_ACT | ZSPR | NOS | 1 | 18023.83 | INR
4000 | Sourthern Zone, Berhampur | 4100 | EHT (O&M) Circle, Berhampur | 4103 | EHT (O&M) Division, Chatrapur | S133 | 132/33 kV T/L S/S S/D Balugaon | 3000001329 | ELECTROMAGNETIC AUXILLARY RELAY | RLAY.AUX.A001 | ZSPR_ACT | ZSPR | NOS | 3 | 11087.16 | INR
4000 | Sourthern Zone, Berhampur | 4100 | EHT (O&M) Circle, Berhampur | 4103 | EHT (O&M) Division, Chatrapur | S134 | 132/33 kV T/L S/S S/D Ganjam | 3000001329 | ELECTROMAGNETIC AUXILLARY RELAY | RLAY.AUX.A001 | ZSPR_SH | ZSPR | NOS | 1 | 3650.51 | INR
4000 | Sourthern Zone, Berhampur | 4100 | EHT (O&M) Circle, Berhampur | 4103 | EHT (O&M) Division, Chatrapur | S135 | 132/33 kV T/L S/S S/D Purusottampur | 3000001333 | Auxiliary relay | RLAY.AUX.A023 | ZSPR_ACT | ZSPR | NOS | 1 | 3068 | INR
4000 | Sourthern Zone, Berhampur | 4100 | EHT (O&M) Circle, Berhampur | 4103 | EHT (O&M) Division, Chatrapur | S135 | 132/33 kV T/L S/S S/D Purusottampur | 3000001344 | CONTACTMULTIPLIER RELAY | RLAY.CMR.A001 | ZSPR_ACT | ZSPR | NOS | 2 | 5141.06 | INR
4000 | Sourthern Zone, Berhampur | 4100 | EHT (O&M) Circle, Berhampur | 4103 | EHT (O&M) Division, Chatrapur | S135 | 132/33 kV T/L S/S S/D Purusottampur | 3000001351 | Numerical Feeder Management Relay | RLAY.DP.C001 | ZSPR_ACT | ZSPR | NOS | 1 | 103729.12 | INR
4000 | Sourthern Zone, Berhampur | 4100 | EHT (O&M) Circle, Berhampur | 4103 | EHT (O&M) Division, Chatrapur | S133 | 132/33 kV T/L S/S S/D Balugaon | 3000001358 | OC NON-DIRECTIONAL BACK UP RELAY | RLAY.EMBACKUP.C003 | ZSPR_ACT | ZSPR | NOS | 1 | 2601.8 | INR
4000 | Sourthern Zone, Berhampur | 4100 | EHT (O&M) Circle, Berhampur | 4103 | EHT (O&M) Division, Chatrapur | S133 | 132/33 kV T/L S/S S/D Balugaon | 3000001359 | OVER CURRENT BACK UP RELAY | RLAY.EMBACKUP.C008 | ZSPR_ACT | ZSPR | NOS | 2 | 23625.76 | INR
4000 | Sourthern Zone, Berhampur | 4100 | EHT (O&M) Circle, Berhampur | 4103 | EHT (O&M) Division, Chatrapur | S133 | 132/33 kV T/L S/S S/D Balugaon | 3000001362 | 2 TJM 12 OC DIRECTIONAL BACK UP RELAY | RLAY.EMBACKUP.D004 | ZSPR_ACT | ZSPR | NOS | 1 | 11812.88 | INR
4000 | Sourthern Zone, Berhampur | 4100 | EHT (O&M) Circle, Berhampur | 4103 | EHT (O&M) Division, Chatrapur | S133 | 132/33 kV T/L S/S S/D Balugaon | 3000001367 | EARTH FAULT NON DIR BACK UP RELAY | RLAY.EMBACKUP.E001 | ZSPR_SCRAP | ZSPR | NOS | 1 | 0.01 | INR
4000 | Sourthern Zone, Berhampur | 4100 | EHT (O&M) Circle, Berhampur | 4103 | EHT (O&M) Division, Chatrapur | S133 | 132/33 kV T/L S/S S/D Balugaon | 3000001384 | TIME DELAY RELAY-220KV | RLAY.MISC.A007 | ZSPR_ACT | ZSPR | NOS | 1 | 2478 | INR
4000 | Sourthern Zone, Berhampur | 4100 | EHT (O&M) Circle, Berhampur | 4103 | EHT (O&M) Division, Chatrapur | S133 | 132/33 kV T/L S/S S/D Balugaon | 3000001385 | ELECTROMAGNETIC MASTER TRIP RELAY | RLAY.MTRIP.A001 | ZSPR_ACT | ZSPR | NOS | 3 | 8476.47 | INR
4000 | Sourthern Zone, Berhampur | 4100 | EHT (O&M) Circle, Berhampur | 4103 | EHT (O&M) Division, Chatrapur | S132 | 132/33 kV T/L S/S S/D Chatrapur | 3000001392 | ELECTROMAGNETIC MASTER TRIP RELAY | RLAY.MTRIP.A011 | ZSPR_ACT | ZSPR | NOS | 10 | 43830 | INR
4000 | Sourthern Zone, Berhampur | 4100 | EHT (O&M) Circle, Berhampur | 4103 | EHT (O&M) Division, Chatrapur | S135 | 132/33 kV T/L S/S S/D Purusottampur | 3000001395 | NUMERIC MASTER TRIP RELAY | RLAY.NU.MTRIP.A001 | ZSPR_ACT | ZSPR | NOS | 4 | 40000 | INR
4000 | Sourthern Zone, Berhampur | 4100 | EHT (O&M) Circle, Berhampur | 4103 | EHT (O&M) Division, Chatrapur | S132 | 132/33 kV T/L S/S S/D Chatrapur | 3000001401 | Num Backup Relay | RLAY.NUMBACKUP.A002 | ZSPR_ACT | ZSPR | NOS | 1 | 1 | INR
4000 | Sourthern Zone, Berhampur | 4100 | EHT (O&M) Circle, Berhampur | 4103 | EHT (O&M) Division, Chatrapur | S132 | 132/33 kV T/L S/S S/D Chatrapur | 3000001403 | OC E/F DIR NUMERIC BACKUP RELAY | RLAY.NUMBACKUP.B001 | ZSPR_SCRAP | ZSPR | NOS | 1 | 20214.54 | INR
4000 | Sourthern Zone, Berhampur | 4100 | EHT (O&M) Circle, Berhampur | 4103 | EHT (O&M) Division, Chatrapur | S132 | 132/33 kV T/L S/S S/D Chatrapur | 3000001416 | RESTRICTED EARTH FAULT RELAY | RLAY.REF.A001 | ZSPR_US | ZSPR | NOS | 1 | 0.01 | INR
4000 | Sourthern Zone, Berhampur | 4100 | EHT (O&M) Circle, Berhampur | 4103 | EHT (O&M) Division, Chatrapur | S132 | 132/33 kV T/L S/S S/D Chatrapur | 3000001416 | RESTRICTED EARTH FAULT RELAY | RLAY.REF.A001 | ZSPR_SCRAP | ZSPR | NOS | 1 | 3490 | INR
4000 | Sourthern Zone, Berhampur | 4100 | EHT (O&M) Circle, Berhampur | 4103 | EHT (O&M) Division, Chatrapur | S132 | 132/33 kV T/L S/S S/D Chatrapur | 3000001421 | TC Supervision Relay | RLAY.SUPERVISION.A002 | ZSPR_ACT | ZSPR | NOS | 1 | 0.01 | INR
4000 | Sourthern Zone, Berhampur | 4100 | EHT (O&M) Circle, Berhampur | 4103 | EHT (O&M) Division, Chatrapur | S135 | 132/33 kV T/L S/S S/D Purusottampur | 3000001423 | Tfr Trouble Trip Multiplication Relay | RLAY.TRF.TTM.A001 | ZSPR_ACT | ZSPR | NOS | 1 | 7000 | INR
4000 | Sourthern Zone, Berhampur | 4100 | EHT (O&M) Circle, Berhampur | 4103 | EHT (O&M) Division, Chatrapur | S135 | 132/33 kV T/L S/S S/D Purusottampur | 3000001434 | AUXILIARY RELAY FOR TRANSFORMER with thr | SAS.BAY.AUX.A002 | ZSPR_ACT | ZSPR | NOS | 2 | 0.02 | INR
4000 | Sourthern Zone, Berhampur | 4100 | EHT (O&M) Circle, Berhampur | 4103 | EHT (O&M) Division, Chatrapur | S134 | 132/33 kV T/L S/S S/D Ganjam | 3000001462 | Color Laser jet Printer | SAS.STN.PRNTR.A001 | ZSPR_SCRAP | ZSPR | NOS | 1 | 50 | INR
4000 | Sourthern Zone, Berhampur | 4100 | EHT (O&M) Circle, Berhampur | 4103 | EHT (O&M) Division, Chatrapur | S132 | 132/33 kV T/L S/S S/D Chatrapur | 3000001500 | INPUT CONTACTOR of STATCON CHARGER | SPR.BAT.STATCON.A006 | ZSPR_ACT | ZSPR | NOS | 3 | 15558.3 | INR
4000 | Sourthern Zone, Berhampur | 4100 | EHT (O&M) Circle, Berhampur | 4103 | EHT (O&M) Division, Chatrapur | S135 | 132/33 kV T/L S/S S/D Purusottampur | 3000001505 | Density Monitor of 145kV SF6 CB | SPR.BKR132.C003 | ZSPR_ACT | ZSPR | NOS | 2 | 5000.01 | INR
4000 | Sourthern Zone, Berhampur | 4100 | EHT (O&M) Circle, Berhampur | 4103 | EHT (O&M) Division, Chatrapur | S132 | 132/33 kV T/L S/S S/D Chatrapur | 3000001530 | Tripping Coil 132KV ALSTHOM MAKE SF6 CB | SPR.BKR132ASTM.D003 | ZSPR_ACT | ZSPR | NOS | 1 | 2301 | INR
4000 | Sourthern Zone, Berhampur | 4100 | EHT (O&M) Circle, Berhampur | 4103 | EHT (O&M) Division, Chatrapur | S134 | 132/33 kV T/L S/S S/D Ganjam | 3000001568 | TRIPPING/CLOSING COIL 132KV CGL SF6 CB | SPR.BKR132CGL.D006 | ZSPR_ACT | ZSPR | NOS | 5 | 5267 | INR
4000 | Sourthern Zone, Berhampur | 4100 | EHT (O&M) Circle, Berhampur | 4103 | EHT (O&M) Division, Chatrapur | S133 | 132/33 kV T/L S/S S/D Balugaon | 3000001570 | AIR PRESSURE GAUGE 132KV CGL SF6 CB | SPR.BKR132CGL.D008 | ZSPR_ACT | ZSPR | NOS | 1 | 1000 | INR
4000 | Sourthern Zone, Berhampur | 4100 | EHT (O&M) Circle, Berhampur | 4103 | EHT (O&M) Division, Chatrapur | S133 | 132/33 kV T/L S/S S/D Balugaon | 3000001572 | ONE POLE ASSEMBLE 132KV CGL MAKE SF6 CB | SPR.BKR132CGL.D010 | ZSPR_SH | ZSPR | NOS | 1 | 0.1 | INR
4000 | Sourthern Zone, Berhampur | 4100 | EHT (O&M) Circle, Berhampur | 4103 | EHT (O&M) Division, Chatrapur | S133 | 132/33 kV T/L S/S S/D Balugaon | 3000001572 | ONE POLE ASSEMBLE 132KV CGL MAKE SF6 CB | SPR.BKR132CGL.D010 | ZSPR_SCRAP | ZSPR | NOS | 1 | 0.01 | INR
4000 | Sourthern Zone, Berhampur | 4100 | EHT (O&M) Circle, Berhampur | 4103 | EHT (O&M) Division, Chatrapur | S133 | 132/33 kV T/L S/S S/D Balugaon | 3000001574 | AIR PRESSURE SWITCH 132KV CGL SF6 CB | SPR.BKR132CGL.D012 | ZSPR_ACT | ZSPR | NOS | 3 | 0.03 | INR
4000 | Sourthern Zone, Berhampur | 4100 | EHT (O&M) Circle, Berhampur | 4103 | EHT (O&M) Division, Chatrapur | S133 | 132/33 kV T/L S/S S/D Balugaon | 3000001593 | CLOSE COIL ASSEMBLY 132KV CGL SF6 | SPR.BKR132CGL.D034 | ZSPR_ACT | ZSPR | NOS | 2 | 3065 | INR
4000 | Sourthern Zone, Berhampur | 4100 | EHT (O&M) Circle, Berhampur | 4103 | EHT (O&M) Division, Chatrapur | S135 | 132/33 kV T/L S/S S/D Purusottampur | 3000001601 | TRIP COIL OF 132KV SF6 CGL | SPR.BKR132CGL.D044 | ZSPR_ACT | ZSPR | NOS | 4 | 4213.56 | INR
4000 | Sourthern Zone, Berhampur | 4100 | EHT (O&M) Circle, Berhampur | 4103 | EHT (O&M) Division, Chatrapur | S133 | 132/33 kV T/L S/S S/D Balugaon | 3000001624 | GAS FILLING DEVICE 132KV CGL SF6 CB | SPR.BKR132CGL.D087 | ZSPR_ACT | ZSPR | NOS | 1 | 0.01 | INR
4000 | Sourthern Zone, Berhampur | 4100 | EHT (O&M) Circle, Berhampur | 4103 | EHT (O&M) Division, Chatrapur | S133 | 132/33 kV T/L S/S S/D Balugaon | 3000001628 | MAGNETIC CONTROL CONTACTOR 132KV SF6CGL | SPR.BKR132CGL.D091 | ZSPR_ACT | ZSPR | NOS | 3 | 0.03 | INR
4000 | Sourthern Zone, Berhampur | 4100 | EHT (O&M) Circle, Berhampur | 4103 | EHT (O&M) Division, Chatrapur | S135 | 132/33 kV T/L S/S S/D Purusottampur | 3000001650 | AUXILIARY CONTACT132KV SIEMENS SF6 CB | SPR.BKR132SMNS.B001 | ZSPR_ACT | ZSPR | NOS | 1 | 5000 | INR
4000 | Sourthern Zone, Berhampur | 4100 | EHT (O&M) Circle, Berhampur | 4103 | EHT (O&M) Division, Chatrapur | S133 | 132/33 kV T/L S/S S/D Balugaon | 3000001651 | Trip/Close coil 132KV SF6 Seimens Brker | SPR.BKR132SMNS.B008 | ZSPR_ACT | ZSPR | NOS | 6 | 15224.8 | INR
4000 | Sourthern Zone, Berhampur | 4100 | EHT (O&M) Circle, Berhampur | 4103 | EHT (O&M) Division, Chatrapur | S132 | 132/33 kV T/L S/S S/D Chatrapur | 3000001651 | Trip/Close coil 132KV SF6 Seimens Brker | SPR.BKR132SMNS.B008 | ZSPR_ACT | ZSPR | NOS | 4 | 10149.87 | INR
4000 | Sourthern Zone, Berhampur | 4100 | EHT (O&M) Circle, Berhampur | 4103 | EHT (O&M) Division, Chatrapur | S135 | 132/33 kV T/L S/S S/D Purusottampur | 3000001651 | Trip/Close coil 132KV SF6 Seimens Brker | SPR.BKR132SMNS.B008 | ZSPR_ACT | ZSPR | NOS | 2 | 5074.93 | INR
4000 | Sourthern Zone, Berhampur | 4100 | EHT (O&M) Circle, Berhampur | 4103 | EHT (O&M) Division, Chatrapur | S133 | 132/33 kV T/L S/S S/D Balugaon | 3000001658 | DENSITY MONITOR 132KV SIEMENS SF6 CB | SPR.BKR132SMNS.D007 | ZSPR_ACT | ZSPR | NOS | 2 | 10000 | INR
4000 | Sourthern Zone, Berhampur | 4100 | EHT (O&M) Circle, Berhampur | 4103 | EHT (O&M) Division, Chatrapur | S135 | 132/33 kV T/L S/S S/D Purusottampur | 3000001667 | GAS FILLING DEVICE 132KV SIEMENS SF6 CB | SPR.BKR132SMNS.D017 | ZSPR_ACT | ZSPR | NOS | 1 | 22703.75 | INR
4000 | Sourthern Zone, Berhampur | 4100 | EHT (O&M) Circle, Berhampur | 4103 | EHT (O&M) Division, Chatrapur | S135 | 132/33 kV T/L S/S S/D Purusottampur | 3000001671 | GASKETS,O-RINGS,SEALS 132KV SMNS SF6 CB | SPR.BKR132SMNS.D021 | ZSPR_ACT | ZSPR | NOS | 1 | 1342.94 | INR
4000 | Sourthern Zone, Berhampur | 4100 | EHT (O&M) Circle, Berhampur | 4103 | EHT (O&M) Division, Chatrapur | S135 | 132/33 kV T/L S/S S/D Purusottampur | 3000001672 | ONE POLE FOR 132KV SIEMENS MAKE SF6 CB | SPR.BKR132SMNS.D023 | ZSPR_ACT | ZSPR | NOS | 1 | 185000 | INR
4000 | Sourthern Zone, Berhampur | 4100 | EHT (O&M) Circle, Berhampur | 4103 | EHT (O&M) Division, Chatrapur | S132 | 132/33 kV T/L S/S S/D Chatrapur | 3000001768 | STEP FOR SF6 Breaker | SPR.BKR220ABB.D109 | ZSPR_US | ZSPR | NOS | 10 | 0.01 | INR
4000 | Sourthern Zone, Berhampur | 4100 | EHT (O&M) Circle, Berhampur | 4103 | EHT (O&M) Division, Chatrapur | S135 | 132/33 kV T/L S/S S/D Purusottampur | 3000001869 | Tripping / Closing Coil of 36KV, 1250A,2 | SPR.BKR36.E001 | ZSPR_ACT | ZSPR | NOS | 1 | 2927.24 | INR
4000 | Sourthern Zone, Berhampur | 4100 | EHT (O&M) Circle, Berhampur | 4103 | EHT (O&M) Division, Chatrapur | S132 | 132/33 kV T/L S/S S/D Chatrapur | 3000001869 | Tripping / Closing Coil of 36KV, 1250A,2 | SPR.BKR36.E001 | ZSPR_ACT | ZSPR | NOS | 3 | 8781.72 | INR
4000 | Sourthern Zone, Berhampur | 4100 | EHT (O&M) Circle, Berhampur | 4103 | EHT (O&M) Division, Chatrapur | S135 | 132/33 kV T/L S/S S/D Purusottampur | 3000001872 | SPRING CHARGING MOTOR 36KV AGNI VCB | SPR.BKR36AGNI.E001 | ZSPR_ACT | ZSPR | SET | 1 | 2922.48 | INR
4000 | Sourthern Zone, Berhampur | 4100 | EHT (O&M) Circle, Berhampur | 4103 | EHT (O&M) Division, Chatrapur | S133 | 132/33 kV T/L S/S S/D Balugaon | 3000001889 | TNC SWITCH 4NO+4NC 36KV SN | SPR.BKR36ALND.C040 | ZSPR_ACT | ZSPR | NOS | 4 | 17500 | INR
4000 | Sourthern Zone, Berhampur | 4100 | EHT (O&M) Circle, Berhampur | 4103 | EHT (O&M) Division, Chatrapur | S132 | 132/33 kV T/L S/S S/D Chatrapur | 3000001909 | TRIP COIL 220V DC 36 KV AREVA MAKE VCB | SPR.BKR36ARVA.E001 | ZSPR_ACT | ZSPR | NOS | 1 | 546.24 | INR
4000 | Sourthern Zone, Berhampur | 4100 | EHT (O&M) Circle, Berhampur | 4103 | EHT (O&M) Division, Chatrapur | S133 | 132/33 kV T/L S/S S/D Balugaon | 3000001909 | TRIP COIL 220V DC 36 KV AREVA MAKE VCB | SPR.BKR36ARVA.E001 | ZSPR_ACT | ZSPR | NOS | 4 | 2184.96 | INR
4000 | Sourthern Zone, Berhampur | 4100 | EHT (O&M) Circle, Berhampur | 4103 | EHT (O&M) Division, Chatrapur | S133 | 132/33 kV T/L S/S S/D Balugaon | 3000001910 | CLOSING COIL 220V DC 36 KV AREVA VCB | SPR.BKR36ARVA.E002 | ZSPR_ACT | ZSPR | NOS | 4 | 542.24 | INR
4000 | Sourthern Zone, Berhampur | 4100 | EHT (O&M) Circle, Berhampur | 4103 | EHT (O&M) Division, Chatrapur | S132 | 132/33 kV T/L S/S S/D Chatrapur | 3000001924 | LIMB PVN-36 FOR 36KV BHEL VCB | SPR.BKR36BHEL.E014 | ZSPR_US | ZSPR | NOS | 1 | 7281.94 | INR
4000 | Sourthern Zone, Berhampur | 4100 | EHT (O&M) Circle, Berhampur | 4103 | EHT (O&M) Division, Chatrapur | S132 | 132/33 kV T/L S/S S/D Chatrapur | 3000001929 | TRIPPING / CLOSING COIL 36KV CGL VCB | SPR.BKR36CGL.E001 | ZSPR_ACT | ZSPR | NOS | 2 | 2283 | INR
4000 | Sourthern Zone, Berhampur | 4100 | EHT (O&M) Circle, Berhampur | 4103 | EHT (O&M) Division, Chatrapur | S132 | 132/33 kV T/L S/S S/D Chatrapur | 3000001934 | Tripping Coil for 33 KV CGL Make VCB | SPR.BKR36CGL.E007 | ZSPR_ACT | ZSPR | NOS | 3 | 3425 | INR
4000 | Sourthern Zone, Berhampur | 4100 | EHT (O&M) Circle, Berhampur | 4103 | EHT (O&M) Division, Chatrapur | S134 | 132/33 kV T/L S/S S/D Ganjam | 3000001956 | Tripping coil for 36KV VCB SEIL | SPR.BKR36SEIL.E002 | ZSPR_ACT | ZSPR | NOS | 5 | 5000 | INR
4000 | Sourthern Zone, Berhampur | 4100 | EHT (O&M) Circle, Berhampur | 4103 | EHT (O&M) Division, Chatrapur | S134 | 132/33 kV T/L S/S S/D Ganjam | 3000001957 | Closing coil for 36KV VCB SEIL | SPR.BKR36SEIL.E003 | ZSPR_ACT | ZSPR | NOS | 1 | 1000 | INR
4000 | Sourthern Zone, Berhampur | 4100 | EHT (O&M) Circle, Berhampur | 4103 | EHT (O&M) Division, Chatrapur | S134 | 132/33 kV T/L S/S S/D Ganjam | 3000001958 | Motor limit switch for 36 KV VCB SEIL | SPR.BKR36SEIL.E004 | ZSPR_SH | ZSPR | NOS | 4 | 3698.03 | INR
4000 | Sourthern Zone, Berhampur | 4100 | EHT (O&M) Circle, Berhampur | 4103 | EHT (O&M) Division, Chatrapur | S133 | 132/33 kV T/L S/S S/D Balugaon | 3000001961 | Aux Switch C. Assembly for 36KV VCB SEIL | SPR.BKR36SEIL.E007 | ZSPR_ACT | ZSPR | NOS | 1 | 2300 | INR
4000 | Sourthern Zone, Berhampur | 4100 | EHT (O&M) Circle, Berhampur | 4103 | EHT (O&M) Division, Chatrapur | S132 | 132/33 kV T/L S/S S/D Chatrapur | 3000001969 | TRIPPING COIL OF MEGAWIN 36KV VCB | SPR.BKR36SMGWN.E003 | ZSPR_ACT | ZSPR | NOS | 1 | 2912.33 | INR
4000 | Sourthern Zone, Berhampur | 4100 | EHT (O&M) Circle, Berhampur | 4103 | EHT (O&M) Division, Chatrapur | S133 | 132/33 kV T/L S/S S/D Balugaon | 3000001969 | TRIPPING COIL OF MEGAWIN 36KV VCB | SPR.BKR36SMGWN.E003 | ZSPR_ACT | ZSPR | NOS | 2 | 5824.67 | INR
4000 | Sourthern Zone, Berhampur | 4100 | EHT (O&M) Circle, Berhampur | 4103 | EHT (O&M) Division, Chatrapur | S135 | 132/33 kV T/L S/S S/D Purusottampur | 3000001971 | ONE POLE ASSEMBLY OF 36KV SIEMENS VCB | SPR.BKR36SMNS.E001 | ZSPR_ACT | ZSPR | NOS | 1 | 117500 | INR
4000 | Sourthern Zone, Berhampur | 4100 | EHT (O&M) Circle, Berhampur | 4103 | EHT (O&M) Division, Chatrapur | S135 | 132/33 kV T/L S/S S/D Purusottampur | 3000001972 | CLOSING COIL OF 36KV SIEMENS VCB | SPR.BKR36SMNS.E002 | ZSPR_ACT | ZSPR | NOS | 1 | 800 | INR
4000 | Sourthern Zone, Berhampur | 4100 | EHT (O&M) Circle, Berhampur | 4103 | EHT (O&M) Division, Chatrapur | S132 | 132/33 kV T/L S/S S/D Chatrapur | 3000001973 | TRIPPING COIL OF 36KV SIEMENS VCB | SPR.BKR36SMNS.E003 | ZSPR_ACT | ZSPR | NOS | 1 | 2412.5 | INR
4000 | Sourthern Zone, Berhampur | 4100 | EHT (O&M) Circle, Berhampur | 4103 | EHT (O&M) Division, Chatrapur | S135 | 132/33 kV T/L S/S S/D Purusottampur | 3000001973 | TRIPPING COIL OF 36KV SIEMENS VCB | SPR.BKR36SMNS.E003 | ZSPR_ACT | ZSPR | NOS | 3 | 7237.5 | INR
4000 | Sourthern Zone, Berhampur | 4100 | EHT (O&M) Circle, Berhampur | 4103 | EHT (O&M) Division, Chatrapur | S133 | 132/33 kV T/L S/S S/D Balugaon | 3000001984 | 36KV VCB LIMB S&S MAKE | SPR.BKR36SS.E007 | ZSPR_SH | ZSPR | NOS | 2 | 2 | INR
4000 | Sourthern Zone, Berhampur | 4100 | EHT (O&M) Circle, Berhampur | 4103 | EHT (O&M) Division, Chatrapur | S135 | 132/33 kV T/L S/S S/D Purusottampur | 3000002156 | AVR/ACR Card-220V,350AH CLRD Bat charger | SPR.CHRG.CLRD.A005 | ZSPR_ACT | ZSPR | NOS | 1 | 3000 | INR
4000 | Sourthern Zone, Berhampur | 4100 | EHT (O&M) Circle, Berhampur | 4103 | EHT (O&M) Division, Chatrapur | S135 | 132/33 kV T/L S/S S/D Purusottampur | 3000002157 | AVR/ACR Card 48V BAT Charger CLRD | SPR.CHRG.CLRD.A006 | ZSPR_ACT | ZSPR | NOS | 1 | 3000 | INR
4000 | Sourthern Zone, Berhampur | 4100 | EHT (O&M) Circle, Berhampur | 4103 | EHT (O&M) Division, Chatrapur | S135 | 132/33 kV T/L S/S S/D Purusottampur | 3000002158 | OCR Card 220 V,350 AH BAT charger CLRD | SPR.CHRG.CLRD.A007 | ZSPR_ACT | ZSPR | NOS | 1 | 3000 | INR
4000 | Sourthern Zone, Berhampur | 4100 | EHT (O&M) Circle, Berhampur | 4103 | EHT (O&M) Division, Chatrapur | S135 | 132/33 kV T/L S/S S/D Purusottampur | 3000002159 | OCR Card 48 v,350 AH BAT charger(CLRD ) | SPR.CHRG.CLRD.A008 | ZSPR_ACT | ZSPR | NOS | 1 | 3000 | INR
4000 | Sourthern Zone, Berhampur | 4100 | EHT (O&M) Circle, Berhampur | 4103 | EHT (O&M) Division, Chatrapur | S135 | 132/33 kV T/L S/S S/D Purusottampur | 3000002193 | AMMETER WITH TRANSDUCER 132KV CR PANEL | SPR.CRPNL132AE.A001 | ZSPR_ACT | ZSPR | NOS | 2 | 7500 | INR
4000 | Sourthern Zone, Berhampur | 4100 | EHT (O&M) Circle, Berhampur | 4103 | EHT (O&M) Division, Chatrapur | S133 | 132/33 kV T/L S/S S/D Balugaon | 3000002205 | TRIP TRANSFER SWITCH-8NO+8NCCRP | SPR.CRPNL132BHEL.A001 | ZSPR_SCRAP | ZSPR | NOS | 1 | 550 | INR
4000 | Sourthern Zone, Berhampur | 4100 | EHT (O&M) Circle, Berhampur | 4103 | EHT (O&M) Division, Chatrapur | S135 | 132/33 kV T/L S/S S/D Purusottampur | 3000002214 | CONTROL SWITCH OF 220V CRP-MME | SPR.CRPNL132MME.A001 | ZSPR_ACT | ZSPR | NOS | 3 | 15750 | INR
4000 | Sourthern Zone, Berhampur | 4100 | EHT (O&M) Circle, Berhampur | 4103 | EHT (O&M) Division, Chatrapur | S132 | 132/33 kV T/L S/S S/D Chatrapur | 3000002222 | TNC SWITCH FOR 33KV CR PANEL | SPR.CRPNL33BHEL.A008 | ZSPR_ACT | ZSPR | NOS | 1 | 3500 | INR
4000 | Sourthern Zone, Berhampur | 4100 | EHT (O&M) Circle, Berhampur | 4103 | EHT (O&M) Division, Chatrapur | S132 | 132/33 kV T/L S/S S/D Chatrapur | 3000002222 | TNC SWITCH FOR 33KV CR PANEL | SPR.CRPNL33BHEL.A008 | ZSPR_US | ZSPR | NOS | 1 | 3500 | INR
4000 | Sourthern Zone, Berhampur | 4100 | EHT (O&M) Circle, Berhampur | 4103 | EHT (O&M) Division, Chatrapur | S135 | 132/33 kV T/L S/S S/D Purusottampur | 3000002315 | EROD & BLADE CONTACTSOLATOR ELKT | SPR.ISO132ELKT.A006 | ZSPR_ACT | ZSPR | SET | 1 | 5000 | INR
4000 | Sourthern Zone, Berhampur | 4100 | EHT (O&M) Circle, Berhampur | 4103 | EHT (O&M) Division, Chatrapur | S135 | 132/33 kV T/L S/S S/D Purusottampur | 3000002341 | Push Button 132KV Isolator SEIL | SPR.ISO132SEIL.A001 | ZSPR_ACT | ZSPR | NOS | 6 | 600 | INR
4000 | Sourthern Zone, Berhampur | 4100 | EHT (O&M) Circle, Berhampur | 4103 | EHT (O&M) Division, Chatrapur | S135 | 132/33 kV T/L S/S S/D Purusottampur | 3000002347 | LIMIT SWITCH FOR 132 KV ISOLATOR | SPR.ISO132SMNS.A001 | ZSPR_ACT | ZSPR | NOS | 6 | 11340 | INR
4000 | Sourthern Zone, Berhampur | 4100 | EHT (O&M) Circle, Berhampur | 4103 | EHT (O&M) Division, Chatrapur | S135 | 132/33 kV T/L S/S S/D Purusottampur | 3000002348 | MOTOR&GEAR A&BG A FOR132KV SMNS ISOLATOR | SPR.ISO132SMNS.A002 | ZSPR_US | ZSPR | NOS | 1 | 8000 | INR
4000 | Sourthern Zone, Berhampur | 4100 | EHT (O&M) Circle, Berhampur | 4103 | EHT (O&M) Division, Chatrapur | S132 | 132/33 kV T/L S/S S/D Chatrapur | 3000002354 | FEMALE CONTACT(FXD) 132KV SS ISOLATOR | SPR.ISO132SS.A001 | ZSPR_ACT | ZSPR | NOS | 6 | 63000 | INR
4000 | Sourthern Zone, Berhampur | 4100 | EHT (O&M) Circle, Berhampur | 4103 | EHT (O&M) Division, Chatrapur | S132 | 132/33 kV T/L S/S S/D Chatrapur | 3000002355 | FC ASSEMBLY & JUMPER 132KV SS ISOLATOR | SPR.ISO132SS.A002 | ZSPR_ACT | ZSPR | NOS | 1 | 22500 | INR
4000 | Sourthern Zone, Berhampur | 4100 | EHT (O&M) Circle, Berhampur | 4103 | EHT (O&M) Division, Chatrapur | S132 | 132/33 kV T/L S/S S/D Chatrapur | 3000002359 | MALE & FEMALE CONTACT 132 KV ISOLATOR | SPR.ISO132SS.A007 | ZSPR_ACT | ZSPR | NOS | 3 | 75000 | INR
4000 | Sourthern Zone, Berhampur | 4100 | EHT (O&M) Circle, Berhampur | 4103 | EHT (O&M) Division, Chatrapur | S132 | 132/33 kV T/L S/S S/D Chatrapur | 3000002360 | ES OF MALE CONTACT 132KV SS ISOLATOR | SPR.ISO132SS.A008 | ZSPR_ACT | ZSPR | NOS | 3 | 27000 | INR
4000 | Sourthern Zone, Berhampur | 4100 | EHT (O&M) Circle, Berhampur | 4103 | EHT (O&M) Division, Chatrapur | S133 | 132/33 kV T/L S/S S/D Balugaon | 3000002364 | 132 KV Isolator pad clamp for Zebra | SPR.ISO132SS.A012 | ZSPR_ACT | ZSPR | NOS | 6 | 0.06 | INR
4000 | Sourthern Zone, Berhampur | 4100 | EHT (O&M) Circle, Berhampur | 4103 | EHT (O&M) Division, Chatrapur | S132 | 132/33 kV T/L S/S S/D Chatrapur | 3000002383 | ContaCTfinger FC 132KV SS Isolator | SPR.ISO132SS.A035 | ZSPR_ACT | ZSPR | NOS | 12 | 60000 | INR
4000 | Sourthern Zone, Berhampur | 4100 | EHT (O&M) Circle, Berhampur | 4103 | EHT (O&M) Division, Chatrapur | S134 | 132/33 kV T/L S/S S/D Ganjam | 3000002450 | 33KV Isolator female contaCTDBR | SPR.ISO33.DB.A001 | ZSPR_THEFT | ZSPR | NOS | 9 | 90000 | INR
4000 | Sourthern Zone, Berhampur | 4100 | EHT (O&M) Circle, Berhampur | 4103 | EHT (O&M) Division, Chatrapur | S135 | 132/33 kV T/L S/S S/D Purusottampur | 3000002474 | Motor,GA&BGA FOR 33KV SIEMENS ISOLATOR | SPR.ISO33SMNS.A003 | ZSPR_ACT | ZSPR | SET | 1 | 8000 | INR
4000 | Sourthern Zone, Berhampur | 4100 | EHT (O&M) Circle, Berhampur | 4103 | EHT (O&M) Division, Chatrapur | S135 | 132/33 kV T/L S/S S/D Purusottampur | 3000002502 | U CONTACTFINGURE M&F 33KV SS ISOLATOR | SPR.ISO33SS.A031 | ZSPR_ACT | ZSPR | NOS | 7 | 70000 | INR
4000 | Sourthern Zone, Berhampur | 4100 | EHT (O&M) Circle, Berhampur | 4103 | EHT (O&M) Division, Chatrapur | S132 | 132/33 kV T/L S/S S/D Chatrapur | 3000002503 | POST INSULATOR FOR 33KV SS MAKE ISOLATOR | SPR.ISO33SS.A032 | ZSPR_ACT | ZSPR | NOS | 14 | 63000 | INR
4000 | Sourthern Zone, Berhampur | 4100 | EHT (O&M) Circle, Berhampur | 4103 | EHT (O&M) Division, Chatrapur | S133 | 132/33 kV T/L S/S S/D Balugaon | 3000002554 | MISCELLANEOUS SPARE ITEMS | SPR.MISC.A001 | ZSPR_ACT | ZSPR | NOS | 5 | 1.04 | INR
4000 | Sourthern Zone, Berhampur | 4100 | EHT (O&M) Circle, Berhampur | 4103 | EHT (O&M) Division, Chatrapur | S133 | 132/33 kV T/L S/S S/D Balugaon | 3000002569 | Contactor of different type | SPR.MISC.A028 | ZSPR_ACT | ZSPR | NOS | 2 | 21240 | INR
4000 | Sourthern Zone, Berhampur | 4100 | EHT (O&M) Circle, Berhampur | 4103 | EHT (O&M) Division, Chatrapur | S135 | 132/33 kV T/L S/S S/D Purusottampur | 3000002576 | ISOLATOR CONTROL SWITCH | SPR.MISC.A050 | ZSPR_ACT | ZSPR | NOS | 2 | 8000 | INR
4000 | Sourthern Zone, Berhampur | 4100 | EHT (O&M) Circle, Berhampur | 4103 | EHT (O&M) Division, Chatrapur | S135 | 132/33 kV T/L S/S S/D Purusottampur | 3000002578 | TRIP CKT SUPERVISION RELAY FOR CR PNL | SPR.MISC.A056 | ZSPR_ACT | ZSPR | NOS | 3 | 30000 | INR
4000 | Sourthern Zone, Berhampur | 4100 | EHT (O&M) Circle, Berhampur | 4103 | EHT (O&M) Division, Chatrapur | S134 | 132/33 kV T/L S/S S/D Ganjam | 3000002617 | SPARE FOR 33KV EARTH SWITCH | SPR.MISC.A152 | ZSPR_THEFT | ZSPR | NOS | 7 | 30800 | INR
4000 | Sourthern Zone, Berhampur | 4100 | EHT (O&M) Circle, Berhampur | 4103 | EHT (O&M) Division, Chatrapur | S133 | 132/33 kV T/L S/S S/D Balugaon | 3000002717 | Isolator base only | SPR.MISC.A349 | ZSPR_ACT | ZSPR | NOS | 36 | 18903.6 | INR
4000 | Sourthern Zone, Berhampur | 4100 | EHT (O&M) Circle, Berhampur | 4103 | EHT (O&M) Division, Chatrapur | S132 | 132/33 kV T/L S/S S/D Chatrapur | 3000002717 | Isolator base only | SPR.MISC.A349 | ZSPR_ACT | ZSPR | NOS | 60 | 31506 | INR
4000 | Sourthern Zone, Berhampur | 4100 | EHT (O&M) Circle, Berhampur | 4103 | EHT (O&M) Division, Chatrapur | S134 | 132/33 kV T/L S/S S/D Ganjam | 3000002730 | Disconnective Terminal Block | SPR.MISC.A371 | ZSPR_ACT | ZSPR | NOS | 134 | 1.34 | INR
4000 | Sourthern Zone, Berhampur | 4100 | EHT (O&M) Circle, Berhampur | 4103 | EHT (O&M) Division, Chatrapur | S135 | 132/33 kV T/L S/S S/D Purusottampur | 3000002757 | Electronic Trivector meter | SPR.MISC.A478 | ZSPR_ACT | ZSPR | NOS | 7 | 0.07 | INR
4000 | Sourthern Zone, Berhampur | 4100 | EHT (O&M) Circle, Berhampur | 4103 | EHT (O&M) Division, Chatrapur | S134 | 132/33 kV T/L S/S S/D Ganjam | 3000002757 | Electronic Trivector meter | SPR.MISC.A478 | ZSPR_ACT | ZSPR | NOS | 3 | 0.03 | INR
4000 | Sourthern Zone, Berhampur | 4100 | EHT (O&M) Circle, Berhampur | 4103 | EHT (O&M) Division, Chatrapur | S134 | 132/33 kV T/L S/S S/D Ganjam | 3000002764 | 33KV BIMETALIC PAD CLAMP | SPR.MISC.A501 | ZSPR_ACT | ZSPR | NOS | 5 | 500 | INR
4000 | Sourthern Zone, Berhampur | 4100 | EHT (O&M) Circle, Berhampur | 4103 | EHT (O&M) Division, Chatrapur | S135 | 132/33 kV T/L S/S S/D Purusottampur | 3000002765 | BASE FOR POST INSULATOR | SPR.MISC.A502 | ZSPR_ACT | ZSPR | NOS | 3 | 30000 | INR
4000 | Sourthern Zone, Berhampur | 4100 | EHT (O&M) Circle, Berhampur | 4103 | EHT (O&M) Division, Chatrapur | S133 | 132/33 kV T/L S/S S/D Balugaon | 3000002800 | Meter to PC Cable for Apex Meter. | SPR.MISC.AB14 | ZSPR_ACT | ZSPR | NOS | 1 | 0.01 | INR
4000 | Sourthern Zone, Berhampur | 4100 | EHT (O&M) Circle, Berhampur | 4103 | EHT (O&M) Division, Chatrapur | S133 | 132/33 kV T/L S/S S/D Balugaon | 3000002811 | TEST TERMINAL BLOCK 132 KV ER PANEL | SPR.PNL132ER.A001 | ZSPR_ACT | ZSPR | NOS | 77 | 222.53 | INR
4000 | Sourthern Zone, Berhampur | 4100 | EHT (O&M) Circle, Berhampur | 4103 | EHT (O&M) Division, Chatrapur | S135 | 132/33 kV T/L S/S S/D Purusottampur | 3000002820 | Protection T. Switch 33KV SMNS panel | SPR.PNL33SMNS.A001 | ZSPR_ACT | ZSPR | NOS | 2 | 16000 | INR
4000 | Sourthern Zone, Berhampur | 4100 | EHT (O&M) Circle, Berhampur | 4103 | EHT (O&M) Division, Chatrapur | S135 | 132/33 kV T/L S/S S/D Purusottampur | 3000002821 | Ammeter Selector Switch-33KV SMNS panel | SPR.PNL33SMNS.A002 | ZSPR_ACT | ZSPR | NOS | 1 | 1000 | INR
4000 | Sourthern Zone, Berhampur | 4100 | EHT (O&M) Circle, Berhampur | 4103 | EHT (O&M) Division, Chatrapur | S135 | 132/33 kV T/L S/S S/D Purusottampur | 3000002822 | V Selector Switch-132KV&33KV Smns CRP | SPR.PNL33SMNS.A003 | ZSPR_ACT | ZSPR | NOS | 2 | 0.02 | INR
4000 | Sourthern Zone, Berhampur | 4100 | EHT (O&M) Circle, Berhampur | 4103 | EHT (O&M) Division, Chatrapur | S135 | 132/33 kV T/L S/S S/D Purusottampur | 3000002824 | Voltmeter &Transducer-33kv SMNS Panel | SPR.PNL33SMNS.A005 | ZSPR_ACT | ZSPR | NOS | 2 | 20000 | INR
4000 | Sourthern Zone, Berhampur | 4100 | EHT (O&M) Circle, Berhampur | 4103 | EHT (O&M) Division, Chatrapur | S134 | 132/33 kV T/L S/S S/D Ganjam | 3000002894 | 12.5MVA 132/33KV BB Tfr | SPR.TFR12.5BB.EB05 | ZSPR_SH | ZSPR | NOS | 1 | 0.01 | INR
4000 | Sourthern Zone, Berhampur | 4100 | EHT (O&M) Circle, Berhampur | 4103 | EHT (O&M) Division, Chatrapur | S134 | 132/33 kV T/L S/S S/D Ganjam | 3000002906 | Gate Valve-12.5MVA 132/33KV Tfr CGL | SPR.TFR12.5CGL.ED01 | ZSPR_SH | ZSPR | NOS | 1 | 0.01 | INR
4000 | Sourthern Zone, Berhampur | 4100 | EHT (O&M) Circle, Berhampur | 4103 | EHT (O&M) Division, Chatrapur | S132 | 132/33 kV T/L S/S S/D Chatrapur | 3000002913 | COOLING FAN-12.5MVA 132/33KV GECA Tfr | SPR.TFR12.5GECA.EF01 | ZSPR_US | ZSPR | NOS | 4 | 0.01 | INR
4000 | Sourthern Zone, Berhampur | 4100 | EHT (O&M) Circle, Berhampur | 4103 | EHT (O&M) Division, Chatrapur | S133 | 132/33 kV T/L S/S S/D Balugaon | 3000002925 | Starter&Relay-160MVA220/132/33KV ALSM AT | SPR.TFR160ALSM.DC07 | ZSPR_ACT | ZSPR | SET | 1 | 10025 | INR
4000 | Sourthern Zone, Berhampur | 4100 | EHT (O&M) Circle, Berhampur | 4103 | EHT (O&M) Division, Chatrapur | S134 | 132/33 kV T/L S/S S/D Ganjam | 3000003032 | BUCHOLZ RELAY FOR 20MVA BHEL Tfr | SPR.TFR20BHEL.DC02 | ZSPR_SCRAP | ZSPR | NOS | 1 | 0.01 | INR
4000 | Sourthern Zone, Berhampur | 4100 | EHT (O&M) Circle, Berhampur | 4103 | EHT (O&M) Division, Chatrapur | S133 | 132/33 kV T/L S/S S/D Balugaon | 3000003064 | CF with motor 20MVA 132/33KV IMP Tfr | SPR.TFR20IMP.BC05 | ZSPR_SCRAP | ZSPR | NOS | 1 | 0.01 | INR
4000 | Sourthern Zone, Berhampur | 4100 | EHT (O&M) Circle, Berhampur | 4103 | EHT (O&M) Division, Chatrapur | S135 | 132/33 kV T/L S/S S/D Purusottampur | 3000003098 | LV Bushing of 20MVA 132/33kV Tfr | SPR.TFR20TAL.EA02 | ZSPR_ACT | ZSPR | NOS | 1 | 10000 | INR
4000 | Sourthern Zone, Berhampur | 4100 | EHT (O&M) Circle, Berhampur | 4103 | EHT (O&M) Division, Chatrapur | S135 | 132/33 kV T/L S/S S/D Purusottampur | 3000003099 | HV NBushing of 20MVA 132/33kV Tfr | SPR.TFR20TAL.EA03 | ZSPR_ACT | ZSPR | NOS | 1 | 10000 | INR
4000 | Sourthern Zone, Berhampur | 4100 | EHT (O&M) Circle, Berhampur | 4103 | EHT (O&M) Division, Chatrapur | S135 | 132/33 kV T/L S/S S/D Purusottampur | 3000003100 | LV NBushing of 20MVA 132/33kV Tfr | SPR.TFR20TAL.EA04 | ZSPR_ACT | ZSPR | NOS | 1 | 10000 | INR
4000 | Sourthern Zone, Berhampur | 4100 | EHT (O&M) Circle, Berhampur | 4103 | EHT (O&M) Division, Chatrapur | S135 | 132/33 kV T/L S/S S/D Purusottampur | 3000003102 | OTI of 20MVA 132/33kV Tfr | SPR.TFR20TAL.EC02 | ZSPR_ACT | ZSPR | SET | 1 | 17000 | INR
4000 | Sourthern Zone, Berhampur | 4100 | EHT (O&M) Circle, Berhampur | 4103 | EHT (O&M) Division, Chatrapur | S135 | 132/33 kV T/L S/S S/D Purusottampur | 3000003103 | MOLG of 20MVA 132/33kV TAL Tfr | SPR.TFR20TAL.EC04 | ZSPR_ACT | ZSPR | NOS | 1 | 10000 | INR
4000 | Sourthern Zone, Berhampur | 4100 | EHT (O&M) Circle, Berhampur | 4103 | EHT (O&M) Division, Chatrapur | S135 | 132/33 kV T/L S/S S/D Purusottampur | 3000003104 | Fan&motorof 20MVA 132/33kV TAL Tfr | SPR.TFR20TAL.EC05 | ZSPR_ACT | ZSPR | NOS | 1 | 10000 | INR
4000 | Sourthern Zone, Berhampur | 4100 | EHT (O&M) Circle, Berhampur | 4103 | EHT (O&M) Division, Chatrapur | S135 | 132/33 kV T/L S/S S/D Purusottampur | 3000003105 | Buchholz relay of 20MVA 132/33kV TAL Tfr | SPR.TFR20TAL.EC06 | ZSPR_ACT | ZSPR | NOS | 1 | 10000 | INR
4000 | Sourthern Zone, Berhampur | 4100 | EHT (O&M) Circle, Berhampur | 4103 | EHT (O&M) Division, Chatrapur | S135 | 132/33 kV T/L S/S S/D Purusottampur | 3000003106 | Starter,switch of 20MVA 132/33kV TAL Tfr | SPR.TFR20TAL.EC07 | ZSPR_ACT | ZSPR | SET | 1 | 5000 | INR
4000 | Sourthern Zone, Berhampur | 4100 | EHT (O&M) Circle, Berhampur | 4103 | EHT (O&M) Division, Chatrapur | S133 | 132/33 kV T/L S/S S/D Balugaon | 3000003153 | TPI FOR 40MVA 132/33KV AREVA Tfr | SPR.TFR40ARVA.EB01 | ZSPR_ACT | ZSPR | NOS | 1 | 200 | INR
4000 | Sourthern Zone, Berhampur | 4100 | EHT (O&M) Circle, Berhampur | 4103 | EHT (O&M) Division, Chatrapur | S133 | 132/33 kV T/L S/S S/D Balugaon | 3000003158 | OTI&CONTACTOF 40MVA 132/33KV AREVA Tfr | SPR.TFR40ARVA.EC05 | ZSPR_ACT | ZSPR | NOS | 1 | 605 | INR
4000 | Sourthern Zone, Berhampur | 4100 | EHT (O&M) Circle, Berhampur | 4103 | EHT (O&M) Division, Chatrapur | S133 | 132/33 kV T/L S/S S/D Balugaon | 3000003159 | PRD 40MVA 132/33KV AREVA Tfr | SPR.TFR40ARVA.EC06 | ZSPR_ACT | ZSPR | NOS | 1 | 755 | INR
4000 | Sourthern Zone, Berhampur | 4100 | EHT (O&M) Circle, Berhampur | 4103 | EHT (O&M) Division, Chatrapur | S133 | 132/33 kV T/L S/S S/D Balugaon | 3000003161 | WTI with Contact-40MVA Tfr | SPR.TFR40ARVA.EC08 | ZSPR_ACT | ZSPR | NOS | 1 | 605 | INR
4000 | Sourthern Zone, Berhampur | 4100 | EHT (O&M) Circle, Berhampur | 4103 | EHT (O&M) Division, Chatrapur | S133 | 132/33 kV T/L S/S S/D Balugaon | 3000003187 | MOLG FOR 40MVA 132/33KV AREVA Tfr | SPR.TFR40ARVA.EC41 | ZSPR_ACT | ZSPR | NOS | 1 | 855 | INR
4000 | Sourthern Zone, Berhampur | 4100 | EHT (O&M) Circle, Berhampur | 4103 | EHT (O&M) Division, Chatrapur | S133 | 132/33 kV T/L S/S S/D Balugaon | 3000003190 | REF Relay JRD Type 40 MVA AREVA Tfr | SPR.TFR40ARVA.EC45 | ZSPR_ACT | ZSPR | NOS | 1 | 1 | INR
4000 | Sourthern Zone, Berhampur | 4100 | EHT (O&M) Circle, Berhampur | 4103 | EHT (O&M) Division, Chatrapur | S135 | 132/33 kV T/L S/S S/D Purusottampur | 3000003218 | WTI of 40MVA 220/33KV BHEL Tfr | SPR.TFR40BHEL.DC02 | ZSPR_ACT | ZSPR | SET | 1 | 21357 | INR
4000 | Sourthern Zone, Berhampur | 4100 | EHT (O&M) Circle, Berhampur | 4103 | EHT (O&M) Division, Chatrapur | S132 | 132/33 kV T/L S/S S/D Chatrapur | 3000003247 | HV BUSHING FOR 40 MVA 132/33KV BHEL Tfr | SPR.TFR40BHEL.EF01 | ZSPR_US | ZSPR | NOS | 1 | 0.01 | INR
4000 | Sourthern Zone, Berhampur | 4100 | EHT (O&M) Circle, Berhampur | 4103 | EHT (O&M) Division, Chatrapur | S133 | 132/33 kV T/L S/S S/D Balugaon | 3000003274 | LV Bushing for 40MVA 132/33kV TA Tfr | SPR.TFR40TA.DB02 | ZSPR_ACT | ZSPR | NOS | 1 | 13752.5 | INR
4000 | Sourthern Zone, Berhampur | 4100 | EHT (O&M) Circle, Berhampur | 4103 | EHT (O&M) Division, Chatrapur | S133 | 132/33 kV T/L S/S S/D Balugaon | 3000003276 | LV N. Bushing for 40MVA 132/33kV TA Tfr | SPR.TFR40TA.DB04 | ZSPR_ACT | ZSPR | NOS | 1 | 12527.5 | INR
4000 | Sourthern Zone, Berhampur | 4100 | EHT (O&M) Circle, Berhampur | 4103 | EHT (O&M) Division, Chatrapur | S133 | 132/33 kV T/L S/S S/D Balugaon | 3000003337 | BuchholtzRelay for 132/33KV 63MVA BB Trf | SPR.TFR63BBL.EC12 | ZSPR_ACT | ZSPR | NOS | 1 | 255 | INR
4000 | Sourthern Zone, Berhampur | 4100 | EHT (O&M) Circle, Berhampur | 4103 | EHT (O&M) Division, Chatrapur | S134 | 132/33 kV T/L S/S S/D Ganjam | 3000003387 | 33 KV PI Clamp | SS.CLAMP.A041 | ZSPR_ACT | ZSPR | NOS | 10 | 6136 | INR
4000 | Sourthern Zone, Berhampur | 4100 | EHT (O&M) Circle, Berhampur | 4103 | EHT (O&M) Division, Chatrapur | S134 | 132/33 kV T/L S/S S/D Ganjam | 3000003397 | Equipment structure of CTfor 132KV | STRS.132EQPT.A013 | ZSPR_ACT | ZSPR | MT | 1 | 1 | INR
4000 | Sourthern Zone, Berhampur | 4100 | EHT (O&M) Circle, Berhampur | 4103 | EHT (O&M) Division, Chatrapur | S133 | 132/33 kV T/L S/S S/D Balugaon | 3000003435 | Equipment structure - 33kV CT/NCT | STRS.33EQPT.A010 | ZSPR_ACT | ZSPR | MT | 2.146 | 8512.96 | INR
4000 | Sourthern Zone, Berhampur | 4100 | EHT (O&M) Circle, Berhampur | 4103 | EHT (O&M) Division, Chatrapur | S134 | 132/33 kV T/L S/S S/D Ganjam | 3000003435 | Equipment structure - 33kV CT/NCT | STRS.33EQPT.A010 | ZSPR_ACT | ZSPR | MT | 1 | 3966.89 | INR
4000 | Sourthern Zone, Berhampur | 4100 | EHT (O&M) Circle, Berhampur | 4103 | EHT (O&M) Division, Chatrapur | S134 | 132/33 kV T/L S/S S/D Ganjam | 3000003440 | Equipment structure of PI for 33KV | STRS.33EQPT.A017 | ZSPR_ACT | ZSPR | MT | 3 | 3 | INR
4000 | Sourthern Zone, Berhampur | 4100 | EHT (O&M) Circle, Berhampur | 4103 | EHT (O&M) Division, Chatrapur | SL32 | 132/33 kV T/L S/S S/D Chatrapur_Line | 3000003484 | 132 KV PA TYPE STUB | TWR.132PA.STUB.A001 | ZSPR_ACT | ZSPR | MT | 2.25 | 699.02 | INR
4000 | Sourthern Zone, Berhampur | 4100 | EHT (O&M) Circle, Berhampur | 4103 | EHT (O&M) Division, Chatrapur | SL34 | 132/33 kV T/L S/S S/D Ganjam_Line | 3000003484 | 132 KV PA TYPE STUB | TWR.132PA.STUB.A001 | ZSPR_ACT | ZSPR | MT | 0.364 | 113.09 | INR
4000 | Sourthern Zone, Berhampur | 4100 | EHT (O&M) Circle, Berhampur | 4103 | EHT (O&M) Division, Chatrapur | SL32 | 132/33 kV T/L S/S S/D Chatrapur_Line | 3000003560 | DISMANTLED TOWER MEMBERS | TWR.DISMENTAL.A001 | ZSPR_US | ZSPR | MT | 3.3 | 45168.98 | INR
4000 | Sourthern Zone, Berhampur | 4100 | EHT (O&M) Circle, Berhampur | 4103 | EHT (O&M) Division, Chatrapur | S134 | 132/33 kV T/L S/S S/D Ganjam | 3000003560 | DISMANTLED TOWER MEMBERS | TWR.DISMENTAL.A001 | ZSPR_SH | ZSPR | MT | 2.205 | 30181.09 | INR
4000 | Sourthern Zone, Berhampur | 4100 | EHT (O&M) Circle, Berhampur | 4103 | EHT (O&M) Division, Chatrapur | S135 | 132/33 kV T/L S/S S/D Purusottampur | 3000003562 | ASSORTED GI TOWER ANGLE | TWR.GI.ANGLE.A001 | ZSPR_ACT | ZSPR | MT | 0.967 | 52877.49 | INR
4000 | Sourthern Zone, Berhampur | 4100 | EHT (O&M) Circle, Berhampur | 4103 | EHT (O&M) Division, Chatrapur | SL32 | 132/33 kV T/L S/S S/D Chatrapur_Line | 3000003563 | 45X45X5MM SIZE GI TOWER ANGLE | TWR.GI.ANGLE.A002 | ZSPR_ACT | ZSPR | MT | 1.067 | 0.01 | INR
4000 | Sourthern Zone, Berhampur | 4100 | EHT (O&M) Circle, Berhampur | 4103 | EHT (O&M) Division, Chatrapur | SL34 | 132/33 kV T/L S/S S/D Ganjam_Line | 3000003574 | TOWER HANGER | TWR.HNGR.A001 | ZSPR_ACT | ZSPR | NOS | 5 | 434.45 | INR
4000 | Sourthern Zone, Berhampur | 4100 | EHT (O&M) Circle, Berhampur | 4103 | EHT (O&M) Division, Chatrapur | SL33 | 132/33 kV T/L S/S S/D Balugaon_Line | 3000003582 | 132KV TOWER STUB MATERIALS | TWR.STUB.A001 | ZSPR_ACT | ZSPR | MT | 0.125 | 6249.61 | INR
4000 | Sourthern Zone, Berhampur | 4100 | EHT (O&M) Circle, Berhampur | 4103 | EHT (O&M) Division, Chatrapur | S135 | 132/33 kV T/L S/S S/D Purusottampur | 3000003584 | U' BOLT | TWR.UBOLT.A001 | ZSPR_ACT | ZSPR | KG | 7.5 | 333.35 | INR
4000 | Sourthern Zone, Berhampur | 4100 | EHT (O&M) Circle, Berhampur | 4103 | EHT (O&M) Division, Chatrapur | S134 | 132/33 kV T/L S/S S/D Ganjam | 3000003595 | COPPER STUD CLAMP | CLMP.PAD.CU.A001 | ZSPR_ACT | ZSPR | NOS | 9 | 5609.25 | INR
4000 | Sourthern Zone, Berhampur | 4100 | EHT (O&M) Circle, Berhampur | 4103 | EHT (O&M) Division, Chatrapur | S132 | 132/33 kV T/L S/S S/D Chatrapur | 3000003595 | COPPER STUD CLAMP | CLMP.PAD.CU.A001 | ZSPR_ACT | ZSPR | NOS | 6 | 3739.5 | INR
4000 | Sourthern Zone, Berhampur | 4100 | EHT (O&M) Circle, Berhampur | 4103 | EHT (O&M) Division, Chatrapur | SL32 | 132/33 kV T/L S/S S/D Chatrapur_Line | 3000003596 | ERS Container | ERS.CONTAINER.A001 | ZSPR_US | ZSPR | NOS | 2 | 0.02 | INR
4000 | Sourthern Zone, Berhampur | 4100 | EHT (O&M) Circle, Berhampur | 4103 | EHT (O&M) Division, Chatrapur | S132 | 132/33 kV T/L S/S S/D Chatrapur | 3000003597 | REPAIR SLEEVE FOR LINK CONDUCTOR | COND.ACCES.F013 | ZSPR_ACT | ZSPR | NOS | 100 | 10000 | INR
4000 | Sourthern Zone, Berhampur | 4100 | EHT (O&M) Circle, Berhampur | 4103 | EHT (O&M) Division, Chatrapur | S131 | EHT (O&M) Division, Chatrapur | 3000003799 | Laptop HP Probook 440 | IT.LAPTOP.A001 | ZSPR_THEFT | ZSPR | NOS | 1 | 6405 | INR
4000 | Sourthern Zone, Berhampur | 4100 | EHT (O&M) Circle, Berhampur | 4103 | EHT (O&M) Division, Chatrapur | S135 | 132/33 kV T/L S/S S/D Purusottampur | 4000000004 | FRP Telescopic earth discharge rods | MISC.DISCHARGE.B001 | ZTNP_ACT | ZTNP | NOS | 6 | 17017.62 | INR
4000 | Sourthern Zone, Berhampur | 4100 | EHT (O&M) Circle, Berhampur | 4103 | EHT (O&M) Division, Chatrapur | SL32 | 132/33 kV T/L S/S S/D Chatrapur_Line | 4000000006 | TOOL BOX Kit Set | TNP. TOOLBOX.A001 | ZTNP_SH | ZTNP | NOS | 2 | 100 | INR
4000 | Sourthern Zone, Berhampur | 4100 | EHT (O&M) Circle, Berhampur | 4103 | EHT (O&M) Division, Chatrapur | S133 | 132/33 kV T/L S/S S/D Balugaon | 4000000030 | CHAINPULLY BLOCK & PULLY | TNP.CHAINPULLY.A001 | ZTNP_ACT | ZTNP | NOS | 1 | 4500 | INR
4000 | Sourthern Zone, Berhampur | 4100 | EHT (O&M) Circle, Berhampur | 4103 | EHT (O&M) Division, Chatrapur | S133 | 132/33 kV T/L S/S S/D Balugaon | 4000000051 | D' SHACKLE OF DIFFERENT SIZES | TNP.DSHAKLE.A006 | ZTNP_ACT | ZTNP | NOS | 17 | 1235.05 | INR
4000 | Sourthern Zone, Berhampur | 4100 | EHT (O&M) Circle, Berhampur | 4103 | EHT (O&M) Division, Chatrapur | S132 | 132/33 kV T/L S/S S/D Chatrapur | 5000000003 | SCRAP ACSR CONDUCTOR OF DIFFERENT TYPE | SCRP.COND.ACSR.A001 | ZSRP_SCRAP | ZSRP | KM | 0.5 | 0.01 | INR
4000 | Sourthern Zone, Berhampur | 4100 | EHT (O&M) Circle, Berhampur | 4103 | EHT (O&M) Division, Chatrapur | S134 | 132/33 kV T/L S/S S/D Ganjam | 5000000012 | SCRAP/DAMAGED/OLD EMPTY Tfr OIL BARREL | SCRP.EMPTYBRL.A001 | ZSRP_SCRAP | ZSRP | NOS | 14 | 142.13 | INR
4000 | Sourthern Zone, Berhampur | 4100 | EHT (O&M) Circle, Berhampur | 4103 | EHT (O&M) Division, Chatrapur | S132 | 132/33 kV T/L S/S S/D Chatrapur | 5000000012 | SCRAP/DAMAGED/OLD EMPTY Tfr OIL BARREL | SCRP.EMPTYBRL.A001 | ZSRP_SCRAP | ZSRP | NOS | 12 | 121.83 | INR
4000 | Sourthern Zone, Berhampur | 4100 | EHT (O&M) Circle, Berhampur | 4103 | EHT (O&M) Division, Chatrapur | S132 | 132/33 kV T/L S/S S/D Chatrapur | 5000000032 | SCRAP 33KV ISOLATOR OF DIFFERENT TYPE | SCRP.ISO.33DI.A003 | ZSRP_SCRAP | ZSRP | NOS | 1 | 0.01 | INR
4000 | Sourthern Zone, Berhampur | 4100 | EHT (O&M) Circle, Berhampur | 4103 | EHT (O&M) Division, Chatrapur | S132 | 132/33 kV T/L S/S S/D Chatrapur | 5000000070 | Scrap 33KV CT | SCRP.MISC.A146 | ZSRP_SCRAP | ZSRP | NOS | 3 | 0.01 | INR
4000 | Sourthern Zone, Berhampur | 4100 | EHT (O&M) Circle, Berhampur | 4103 | EHT (O&M) Division, Chatrapur | S132 | 132/33 kV T/L S/S S/D Chatrapur | 5000000080 | SCRAP 132KV CT HAVING ASSORTED RATIO | SCRP.MISC.A181 | ZSRP_SCRAP | ZSRP | NOS | 6 | 0.01 | INR
4000 | Sourthern Zone, Berhampur | 4100 | EHT (O&M) Circle, Berhampur | 4103 | EHT (O&M) Division, Chatrapur | S133 | 132/33 kV T/L S/S S/D Balugaon | 5000000094 | SCRAP CLAMPS | SCRP.MISC.A244 | ZSRP_SCRAP | ZSRP | NOS | 15 | 0.02 | INR
4000 | Sourthern Zone, Berhampur | 4100 | EHT (O&M) Circle, Berhampur | 4103 | EHT (O&M) Division, Chatrapur | S133 | 132/33 kV T/L S/S S/D Balugaon | 5000000097 | SCRAP COMPRESSOR | SCRP.MISC.A303 | ZSRP_SCRAP | ZSRP | NOS | 4 | 0.04 | INR
4000 | Sourthern Zone, Berhampur | 4100 | EHT (O&M) Circle, Berhampur | 4103 | EHT (O&M) Division, Chatrapur | S132 | 132/33 kV T/L S/S S/D Chatrapur | 5000000109 | Scrap Breather complete | SCRP.MISC.A333 | ZSRP_SCRAP | ZSRP | NOS | 2 | 0.01 | INR
4000 | Sourthern Zone, Berhampur | 4100 | EHT (O&M) Circle, Berhampur | 4103 | EHT (O&M) Division, Chatrapur | S134 | 132/33 kV T/L S/S S/D Ganjam | 5000000140 | SCARP CHAIR | SCRP.MISC.A431 | ZSRP_SCRAP | ZSRP | NOS | 1 | 100 | INR
4000 | Sourthern Zone, Berhampur | 4100 | EHT (O&M) Circle, Berhampur | 4103 | EHT (O&M) Division, Chatrapur | S132 | 132/33 kV T/L S/S S/D Chatrapur | 5000000158 | SCRAP AUXILLARY RELAY | SCRP.RLAY.AUX.A001 | ZSRP_SCRAP | ZSRP | NOS | 4 | 0.03 | INR
4000 | Sourthern Zone, Berhampur | 4100 | EHT (O&M) Circle, Berhampur | 4103 | EHT (O&M) Division, Chatrapur | S132 | 132/33 kV T/L S/S S/D Chatrapur | 5000000159 | SCRAP DIR/NON-DIR BACK UP RELAY OF | SCRP.RLAY.BACKUP.A001 | ZSRP_SCRAP | ZSRP | NOS | 3 | 0.02 | INR
4000 | Sourthern Zone, Berhampur | 4100 | EHT (O&M) Circle, Berhampur | 4103 | EHT (O&M) Division, Chatrapur | S132 | 132/33 kV T/L S/S S/D Chatrapur | 5000000160 | SCRAP DISTANCE PROTECTION RELAY OF | SCRP.RLAY.DP.A001 | ZSRP_SCRAP | ZSRP | NOS | 2 | 20 | INR
4000 | Sourthern Zone, Berhampur | 4100 | EHT (O&M) Circle, Berhampur | 4103 | EHT (O&M) Division, Chatrapur | S132 | 132/33 kV T/L S/S S/D Chatrapur | 5000000161 | SCRAP SURGE ARRESTER | SCRP.SA.132MO.A002 | ZSRP_SCRAP | ZSRP | NOS | 1 | 1000 | INR
4000 | Sourthern Zone, Berhampur | 4100 | EHT (O&M) Circle, Berhampur | 4104 | EHT (O&M) Division,Bhanjanagar | S146 | 132/33 kV T/L S/S S/D Phulbani | 1000000000 | 132KV SF6 CB with Strcture | BKR.145SF6.G.P.AI08 | ZCAP_US | ZCAP | NOS | 2 | 2 | INR
4000 | Sourthern Zone, Berhampur | 4100 | EHT (O&M) Circle, Berhampur | 4104 | EHT (O&M) Division,Bhanjanagar | S142 | 220/132/33 kV T/L S/S S/D Bhanajanagar | 1000000002 | 220KV SF6 CB with Structure | BKR.245SF6.S.S.K001 | ZCAP_US | ZCAP | NOS | 1 | 1264734.4 | INR
4000 | Sourthern Zone, Berhampur | 4100 | EHT (O&M) Circle, Berhampur | 4104 | EHT (O&M) Division,Bhanjanagar | S142 | 220/132/33 kV T/L S/S S/D Bhanajanagar | 1000000004 | 36KV VCB with Structure | BKR.36VCB.G.S.F005 | ZCAP_US | ZCAP | NOS | 2 | 136304.67 | INR
4000 | Sourthern Zone, Berhampur | 4100 | EHT (O&M) Circle, Berhampur | 4104 | EHT (O&M) Division,Bhanjanagar | S144 | 132/33 kV T/L S/S S/D Aska | 1000000004 | 36KV VCB with Structure | BKR.36VCB.G.S.F005 | ZCAP_US | ZCAP | NOS | 1 | 68152.34 | INR
4000 | Sourthern Zone, Berhampur | 4100 | EHT (O&M) Circle, Berhampur | 4104 | EHT (O&M) Division,Bhanjanagar | S146 | 132/33 kV T/L S/S S/D Phulbani | 1000000016 | ACSR PANTHER CONDUCTOR | COND.ACSR.A002 | ZCAP_ACT | ZCAP | KM | 4.243 | 273168.05 | INR
4000 | Sourthern Zone, Berhampur | 4100 | EHT (O&M) Circle, Berhampur | 4104 | EHT (O&M) Division,Bhanjanagar | S148 | 132/33 kV S/S S/D Line .Udayagiri | 1000000016 | ACSR PANTHER CONDUCTOR | COND.ACSR.A002 | ZCAP_ACT | ZCAP | KM | 2.9 | 186704.54 | INR
4000 | Sourthern Zone, Berhampur | 4100 | EHT (O&M) Circle, Berhampur | 4104 | EHT (O&M) Division,Bhanjanagar | SL44 | 132/33 kV T/L S/S S/D Aska_Line | 1000000016 | ACSR PANTHER CONDUCTOR | COND.ACSR.A002 | ZCAP_ACT | ZCAP | KM | 0.93 | 59874.21 | INR
4000 | Sourthern Zone, Berhampur | 4100 | EHT (O&M) Circle, Berhampur | 4104 | EHT (O&M) Division,Bhanjanagar | SL45 |  | 1000000017 | ACSR ZEBRA CONDUCTOR | COND.ACSR.A003 | ZCAP_US | ZCAP | KM | 1.143 | 6961.43 | INR
4000 | Sourthern Zone, Berhampur | 4100 | EHT (O&M) Circle, Berhampur | 4104 | EHT (O&M) Division,Bhanjanagar | SL45 |  | 1000000017 | ACSR ZEBRA CONDUCTOR | COND.ACSR.A003 | ZCAP_US | ZCAP | KM | 0.604 | 3678.65 | INR
4000 | Sourthern Zone, Berhampur | 4100 | EHT (O&M) Circle, Berhampur | 4104 | EHT (O&M) Division,Bhanjanagar | S145 | 220/132/33 kV T/L S/S S/D Aska | 1000000017 | ACSR ZEBRA CONDUCTOR | COND.ACSR.A003 | ZCAP_US | ZCAP | KM | 0 | 0 | INR
4000 | Sourthern Zone, Berhampur | 4100 | EHT (O&M) Circle, Berhampur | 4104 | EHT (O&M) Division,Bhanjanagar | S145 | 220/132/33 kV T/L S/S S/D Aska | 1000000017 | ACSR ZEBRA CONDUCTOR | COND.ACSR.A003 | ZCAP_US | ZCAP | KM | 0 | 0 | INR
4000 | Sourthern Zone, Berhampur | 4100 | EHT (O&M) Circle, Berhampur | 4104 | EHT (O&M) Division,Bhanjanagar | S144 | 132/33 kV T/L S/S S/D Aska | 1000000017 | ACSR ZEBRA CONDUCTOR | COND.ACSR.A003 | ZCAP_US | ZCAP | KM | 0.45 | 2740.72 | INR
4000 | Sourthern Zone, Berhampur | 4100 | EHT (O&M) Circle, Berhampur | 4104 | EHT (O&M) Division,Bhanjanagar | S143 | 220 kV Line S/D Bhanjanagar | 1000000017 | ACSR ZEBRA CONDUCTOR | COND.ACSR.A003 | ZCAP_ACT | ZCAP | KM | 4.82 | 1625809.72 | INR
4000 | Sourthern Zone, Berhampur | 4100 | EHT (O&M) Circle, Berhampur | 4104 | EHT (O&M) Division,Bhanjanagar | SL45 |  | 1000000017 | ACSR ZEBRA CONDUCTOR | COND.ACSR.A003 | ZCAP_ACT | ZCAP | KM | 1.133 | 382166.48 | INR
4000 | Sourthern Zone, Berhampur | 4100 | EHT (O&M) Circle, Berhampur | 4104 | EHT (O&M) Division,Bhanjanagar | SL45 |  | 1000000017 | ACSR ZEBRA CONDUCTOR | COND.ACSR.A003 | ZCAP_ACT | ZCAP | KM | 8.346 | 2815146.86 | INR
4000 | Sourthern Zone, Berhampur | 4100 | EHT (O&M) Circle, Berhampur | 4104 | EHT (O&M) Division,Bhanjanagar | S145 | 220/132/33 kV T/L S/S S/D Aska | 1000000018 | ACSR MOOSE CONDUCTOR | COND.ACSR.A004 | ZCAP_ACT | ZCAP | KM | 0.331 | 142279.7 | INR
4000 | Sourthern Zone, Berhampur | 4100 | EHT (O&M) Circle, Berhampur | 4104 | EHT (O&M) Division,Bhanjanagar | S145 | 220/132/33 kV T/L S/S S/D Aska | 1000000018 | ACSR MOOSE CONDUCTOR | COND.ACSR.A004 | ZCAP_ACT | ZCAP | KM | 0.762 | 327544.2 | INR
4000 | Sourthern Zone, Berhampur | 4100 | EHT (O&M) Circle, Berhampur | 4104 | EHT (O&M) Division,Bhanjanagar | S144 | 132/33 kV T/L S/S S/D Aska | 1000000018 | ACSR MOOSE CONDUCTOR | COND.ACSR.A004 | ZCAP_ACT | ZCAP | KM | 0.5 | 214924.02 | INR
4000 | Sourthern Zone, Berhampur | 4100 | EHT (O&M) Circle, Berhampur | 4104 | EHT (O&M) Division,Bhanjanagar | S147 | 132/33 kV S/S S/D Grid .Udayagiri | 1000000018 | ACSR MOOSE CONDUCTOR | COND.ACSR.A004 | ZCAP_ACT | ZCAP | KM | 1.169 | 502492.35 | INR
4000 | Sourthern Zone, Berhampur | 4100 | EHT (O&M) Circle, Berhampur | 4104 | EHT (O&M) Division,Bhanjanagar | S144 | 132/33 kV T/L S/S S/D Aska | 1000000025 | 132KV 1 CORE NCTOF PRIMARY CURRENT 800A | CT.132NCT800.C001 | ZCAP_US | ZCAP | NOS | 1 | 1 | INR
4000 | Sourthern Zone, Berhampur | 4100 | EHT (O&M) Circle, Berhampur | 4104 | EHT (O&M) Division,Bhanjanagar | S147 | 132/33 kV S/S S/D Grid .Udayagiri | 1000000027 | 36KV 1CORE NCTOF PRIMARY CURRENT 100A | CT.36NCT100.A001 | ZCAP_ACT | ZCAP | NOS | 1 | 0.01 | INR
4000 | Sourthern Zone, Berhampur | 4100 | EHT (O&M) Circle, Berhampur | 4104 | EHT (O&M) Division,Bhanjanagar | S142 | 220/132/33 kV T/L S/S S/D Bhanajanagar | 1000000028 | 36KV 1CORE NCTOF PRIMARY CURRENT 200A | CT.36NCT200.A001 | ZCAP_US | ZCAP | NOS | 3 | 3 | INR
4000 | Sourthern Zone, Berhampur | 4100 | EHT (O&M) Circle, Berhampur | 4104 | EHT (O&M) Division,Bhanjanagar | S142 | 220/132/33 kV T/L S/S S/D Bhanajanagar | 1000000028 | 36KV 1CORE NCTOF PRIMARY CURRENT 200A | CT.36NCT200.A001 | ZCAP_ACT | ZCAP | NOS | 1 | 56658.21 | INR
4000 | Sourthern Zone, Berhampur | 4100 | EHT (O&M) Circle, Berhampur | 4104 | EHT (O&M) Division,Bhanjanagar | S142 | 220/132/33 kV T/L S/S S/D Bhanajanagar | 1000000032 | 36KV NCTOF PRIMARY CURRENT 600-300/1-1A | CT.36NCT600.B002 | ZCAP_ACT | ZCAP | NOS | 1 | 1 | INR
4000 | Sourthern Zone, Berhampur | 4100 | EHT (O&M) Circle, Berhampur | 4104 | EHT (O&M) Division,Bhanjanagar | S144 | 132/33 kV T/L S/S S/D Aska | 1000000033 | 36KV 1CORE NCTOF PRIMARY CURRENT 800A | CT.36NCT800.A001 | ZCAP_US | ZCAP | NOS | 1 | 9940.22 | INR
4000 | Sourthern Zone, Berhampur | 4100 | EHT (O&M) Circle, Berhampur | 4104 | EHT (O&M) Division,Bhanjanagar | S146 | 132/33 kV T/L S/S S/D Phulbani | 1000000033 | 36KV 1CORE NCTOF PRIMARY CURRENT 800A | CT.36NCT800.A001 | ZCAP_US | ZCAP | NOS | 1 | 9940.22 | INR
4000 | Sourthern Zone, Berhampur | 4100 | EHT (O&M) Circle, Berhampur | 4104 | EHT (O&M) Division,Bhanjanagar | S145 | 220/132/33 kV T/L S/S S/D Aska | 1000000035 | 36KV NCT- 800-400-200 A | CT.36NCT800.B001 | ZCAP_ACT | ZCAP | NOS | 1 | 57466.05 | INR
4000 | Sourthern Zone, Berhampur | 4100 | EHT (O&M) Circle, Berhampur | 4104 | EHT (O&M) Division,Bhanjanagar | S142 | 220/132/33 kV T/L S/S S/D Bhanajanagar | 1000000048 | 132KV CT -600-300-150/1-1-1-1A | CT1.132OIL600.C004 | ZCAP_ACT | ZCAP | NOS | 3 | 3 | INR
4000 | Sourthern Zone, Berhampur | 4100 | EHT (O&M) Circle, Berhampur | 4104 | EHT (O&M) Division,Bhanjanagar | S147 | 132/33 kV S/S S/D Grid .Udayagiri | 1000000051 | 132 KV CT(800-400-200/1-1-1-1A) | CT1.145OIL800.C004 | ZCAP_US | ZCAP | NOS | 1 | 1 | INR
4000 | Sourthern Zone, Berhampur | 4100 | EHT (O&M) Circle, Berhampur | 4104 | EHT (O&M) Division,Bhanjanagar | S142 | 220/132/33 kV T/L S/S S/D Bhanajanagar | 1000000051 | 132 KV CT(800-400-200/1-1-1-1A) | CT1.145OIL800.C004 | ZCAP_ACT | ZCAP | NOS | 20 | 4831157.64 | INR
4000 | Sourthern Zone, Berhampur | 4100 | EHT (O&M) Circle, Berhampur | 4104 | EHT (O&M) Division,Bhanjanagar | S144 | 132/33 kV T/L S/S S/D Aska | 1000000051 | 132 KV CT(800-400-200/1-1-1-1A) | CT1.145OIL800.C004 | ZCAP_US | ZCAP | NOS | 1 | 1 | INR
4000 | Sourthern Zone, Berhampur | 4100 | EHT (O&M) Circle, Berhampur | 4104 | EHT (O&M) Division,Bhanjanagar | S146 | 132/33 kV T/L S/S S/D Phulbani | 1000000051 | 132 KV CT(800-400-200/1-1-1-1A) | CT1.145OIL800.C004 | ZCAP_ACT | ZCAP | NOS | 1 | 241557.88 | INR
4000 | Sourthern Zone, Berhampur | 4100 | EHT (O&M) Circle, Berhampur | 4104 | EHT (O&M) Division,Bhanjanagar | S142 | 220/132/33 kV T/L S/S S/D Bhanajanagar | 1000000055 | 220KV CT OF 1200-600-300/1-1-1-1A | CT1.220OIL1200.C004 | ZCAP_ACT | ZCAP | NOS | 1 | 75816.76 | INR
4000 | Sourthern Zone, Berhampur | 4100 | EHT (O&M) Circle, Berhampur | 4104 | EHT (O&M) Division,Bhanjanagar | S142 | 220/132/33 kV T/L S/S S/D Bhanajanagar | 1000000056 | 220KV CT OF RATIO 600-300-150/1-1-1-1-1A | CT1.220OIL600.C005 | ZCAP_ACT | ZCAP | NOS | 3 | 3 | INR
4000 | Sourthern Zone, Berhampur | 4100 | EHT (O&M) Circle, Berhampur | 4104 | EHT (O&M) Division,Bhanjanagar | S142 | 220/132/33 kV T/L S/S S/D Bhanajanagar | 1000000057 | 220KV CT RATIO 1200-600-300/1-1-1-1-1A | CT1.245OIL1200.C005 | ZCAP_SCRAP | ZCAP | NOS | 39 | 2956853.64 | INR
4000 | Sourthern Zone, Berhampur | 4100 | EHT (O&M) Circle, Berhampur | 4104 | EHT (O&M) Division,Bhanjanagar | S142 | 220/132/33 kV T/L S/S S/D Bhanajanagar | 1000000057 | 220KV CT RATIO 1200-600-300/1-1-1-1-1A | CT1.245OIL1200.C005 | ZCAP_ACT | ZCAP | NOS | 2 | 2 | INR
4000 | Sourthern Zone, Berhampur | 4100 | EHT (O&M) Circle, Berhampur | 4104 | EHT (O&M) Division,Bhanjanagar | S142 | 220/132/33 kV T/L S/S S/D Bhanajanagar | 1000000062 | 36KV CT OF RATIO 400-200-100/1-1-1A | CT1.36OIL400.C003 | ZCAP_US | ZCAP | NOS | 9 | 9 | INR
4000 | Sourthern Zone, Berhampur | 4100 | EHT (O&M) Circle, Berhampur | 4104 | EHT (O&M) Division,Bhanjanagar | S144 | 132/33 kV T/L S/S S/D Aska | 1000000062 | 36KV CT OF RATIO 400-200-100/1-1-1A | CT1.36OIL400.C003 | ZCAP_US | ZCAP | NOS | 3 | 3 | INR
4000 | Sourthern Zone, Berhampur | 4100 | EHT (O&M) Circle, Berhampur | 4104 | EHT (O&M) Division,Bhanjanagar | S146 | 132/33 kV T/L S/S S/D Phulbani | 1000000064 | 36KV CT 800-400-200/1-1-1A 0.2s | CT1.36OIL800.B003 | ZCAP_ACT | ZCAP | NOS | 1 | 62157.57 | INR
4000 | Sourthern Zone, Berhampur | 4100 | EHT (O&M) Circle, Berhampur | 4104 | EHT (O&M) Division,Bhanjanagar | S145 | 220/132/33 kV T/L S/S S/D Aska | 1000000064 | 36KV CT 800-400-200/1-1-1A 0.2s | CT1.36OIL800.B003 | ZCAP_ACT | ZCAP | NOS | 3 | 186472.72 | INR
4000 | Sourthern Zone, Berhampur | 4100 | EHT (O&M) Circle, Berhampur | 4104 | EHT (O&M) Division,Bhanjanagar | S142 | 220/132/33 kV T/L S/S S/D Bhanajanagar | 1000000066 | 33kV CT (800-400-200/1-1-1) | CT1.36OIL800.C003 | ZCAP_US | ZCAP | NOS | 1 | 48428.47 | INR
4000 | Sourthern Zone, Berhampur | 4100 | EHT (O&M) Circle, Berhampur | 4104 | EHT (O&M) Division,Bhanjanagar | S146 | 132/33 kV T/L S/S S/D Phulbani | 1000000066 | 33kV CT (800-400-200/1-1-1) | CT1.36OIL800.C003 | ZCAP_ACT | ZCAP | NOS | 4 | 237057.19 | INR
4000 | Sourthern Zone, Berhampur | 4100 | EHT (O&M) Circle, Berhampur | 4104 | EHT (O&M) Division,Bhanjanagar | S144 | 132/33 kV T/L S/S S/D Aska | 1000000066 | 33kV CT (800-400-200/1-1-1) | CT1.36OIL800.C003 | ZCAP_US | ZCAP | NOS | 4 | 193713.86 | INR
4000 | Sourthern Zone, Berhampur | 4100 | EHT (O&M) Circle, Berhampur | 4104 | EHT (O&M) Division,Bhanjanagar | S145 | 220/132/33 kV T/L S/S S/D Aska | 1000000066 | 33kV CT (800-400-200/1-1-1) | CT1.36OIL800.C003 | ZCAP_ACT | ZCAP | NOS | 1 | 59264.3 | INR
4000 | Sourthern Zone, Berhampur | 4100 | EHT (O&M) Circle, Berhampur | 4104 | EHT (O&M) Division,Bhanjanagar | S144 | 132/33 kV T/L S/S S/D Aska | 1000000066 | 33kV CT (800-400-200/1-1-1) | CT1.36OIL800.C003 | ZCAP_ACT | ZCAP | NOS | 3 | 177792.89 | INR
4000 | Sourthern Zone, Berhampur | 4100 | EHT (O&M) Circle, Berhampur | 4104 | EHT (O&M) Division,Bhanjanagar | S145 | 220/132/33 kV T/L S/S S/D Aska | 1000000066 | 33kV CT (800-400-200/1-1-1) | CT1.36OIL800.C003 | ZCAP_US | ZCAP | NOS | 1 | 48428.47 | INR
4000 | Sourthern Zone, Berhampur | 4100 | EHT (O&M) Circle, Berhampur | 4104 | EHT (O&M) Division,Bhanjanagar | S142 | 220/132/33 kV T/L S/S S/D Bhanajanagar | 1000000066 | 33kV CT (800-400-200/1-1-1) | CT1.36OIL800.C003 | ZCAP_ACT | ZCAP | NOS | 9 | 533378.69 | INR
4000 | Sourthern Zone, Berhampur | 4100 | EHT (O&M) Circle, Berhampur | 4104 | EHT (O&M) Division,Bhanjanagar | S147 | 132/33 kV S/S S/D Grid .Udayagiri | 1000000069 | 132KV CVT | CVT.132OIL.S.C003 | ZCAP_ACT | ZCAP | NOS | 1 | 76001.2 | INR
4000 | Sourthern Zone, Berhampur | 4100 | EHT (O&M) Circle, Berhampur | 4104 | EHT (O&M) Division,Bhanjanagar | S145 | 220/132/33 kV T/L S/S S/D Aska | 1000000069 | 132KV CVT | CVT.132OIL.S.C003 | ZCAP_ACT | ZCAP | NOS | 1 | 76001.2 | INR
4000 | Sourthern Zone, Berhampur | 4100 | EHT (O&M) Circle, Berhampur | 4104 | EHT (O&M) Division,Bhanjanagar | S142 | 220/132/33 kV T/L S/S S/D Bhanajanagar | 1000000069 | 132KV CVT | CVT.132OIL.S.C003 | ZCAP_ACT | ZCAP | NOS | 2 | 152002.4 | INR
4000 | Sourthern Zone, Berhampur | 4100 | EHT (O&M) Circle, Berhampur | 4104 | EHT (O&M) Division,Bhanjanagar | S145 | 220/132/33 kV T/L S/S S/D Aska | 1000000070 | 220 KV CVT | CVT.220OIL.S.B002 | ZCAP_ACT | ZCAP | NOS | 1 | 1 | INR
4000 | Sourthern Zone, Berhampur | 4100 | EHT (O&M) Circle, Berhampur | 4104 | EHT (O&M) Division,Bhanjanagar | SL44 | 132/33 kV T/L S/S S/D Aska_Line | 1000000074 | 7/3.15 MM SIZE G.I. EARTH WIRE | EW.STEEL.A002 | ZCAP_US | ZCAP | KM | 10.88 | 36877.28 | INR
4000 | Sourthern Zone, Berhampur | 4100 | EHT (O&M) Circle, Berhampur | 4104 | EHT (O&M) Division,Bhanjanagar | SL44 | 132/33 kV T/L S/S S/D Aska_Line | 1000000074 | 7/3.15 MM SIZE G.I. EARTH WIRE | EW.STEEL.A002 | ZCAP_US | ZCAP | KM | 0.35 | 1186.31 | INR
4000 | Sourthern Zone, Berhampur | 4100 | EHT (O&M) Circle, Berhampur | 4104 | EHT (O&M) Division,Bhanjanagar | S142 | 220/132/33 kV T/L S/S S/D Bhanajanagar | 1000000078 | 132KV 2000A DI W/O ES ISOLATOR | ISO.132DI.DB.A002 | ZCAP_SCRAP | ZCAP | SET | 2 | 2 | INR
4000 | Sourthern Zone, Berhampur | 4100 | EHT (O&M) Circle, Berhampur | 4104 | EHT (O&M) Division,Bhanjanagar | S146 | 132/33 kV T/L S/S S/D Phulbani | 1000000078 | 132KV 2000A DI W/O ES ISOLATOR | ISO.132DI.DB.A002 | ZCAP_ACT | ZCAP | SET | 2 | 891987.84 | INR
4000 | Sourthern Zone, Berhampur | 4100 | EHT (O&M) Circle, Berhampur | 4104 | EHT (O&M) Division,Bhanjanagar | S142 | 220/132/33 kV T/L S/S S/D Bhanajanagar | 1000000078 | 132KV 2000A DI W/O ES ISOLATOR | ISO.132DI.DB.A002 | ZCAP_ACT | ZCAP | SET | 1 | 445993.92 | INR
4000 | Sourthern Zone, Berhampur | 4100 | EHT (O&M) Circle, Berhampur | 4104 | EHT (O&M) Division,Bhanjanagar | S144 | 132/33 kV T/L S/S S/D Aska | 1000000079 | 132KV DI WITH DOUBLE BREAK W/O ES 1250A | ISO.132DI.DB.A003 | ZCAP_US | ZCAP | SET | 5 | 5 | INR
4000 | Sourthern Zone, Berhampur | 4100 | EHT (O&M) Circle, Berhampur | 4104 | EHT (O&M) Division,Bhanjanagar | S142 | 220/132/33 kV T/L S/S S/D Bhanajanagar | 1000000080 | 132KV DI W/o ES 1200A | ISO.132DI.DB.B002 | ZCAP_ACT | ZCAP | SET | 3 | 929070 | INR
4000 | Sourthern Zone, Berhampur | 4100 | EHT (O&M) Circle, Berhampur | 4104 | EHT (O&M) Division,Bhanjanagar | S146 | 132/33 kV T/L S/S S/D Phulbani | 1000000082 | 132KV DI with DB ES of 2000A | ISO.132DI.DB.B004 | ZCAP_ACT | ZCAP | SET | 1 | 598361.59 | INR
4000 | Sourthern Zone, Berhampur | 4100 | EHT (O&M) Circle, Berhampur | 4104 | EHT (O&M) Division,Bhanjanagar | S144 | 132/33 kV T/L S/S S/D Aska | 1000000083 | 132KV DI With ES OF 1250A | ISO.132DI.DB.F001 | ZCAP_US | ZCAP | SET | 2 | 2 | INR
4000 | Sourthern Zone, Berhampur | 4100 | EHT (O&M) Circle, Berhampur | 4104 | EHT (O&M) Division,Bhanjanagar | S142 | 220/132/33 kV T/L S/S S/D Bhanajanagar | 1000000084 | 132KV DI WITH SB WITH ES OF 800A | ISO.132DI.SB.B001 | ZCAP_US | ZCAP | SET | 1 | 1 | INR
4000 | Sourthern Zone, Berhampur | 4100 | EHT (O&M) Circle, Berhampur | 4104 | EHT (O&M) Division,Bhanjanagar | S146 | 132/33 kV T/L S/S S/D Phulbani | 1000000085 | 132KV SI BEAM MOUNTED OF 1250A | ISO.132SI.BM.C002 | ZCAP_US | ZCAP | SET | 2 | 2 | INR
4000 | Sourthern Zone, Berhampur | 4100 | EHT (O&M) Circle, Berhampur | 4104 | EHT (O&M) Division,Bhanjanagar | S142 | 220/132/33 kV T/L S/S S/D Bhanajanagar | 1000000086 | 132KV 1200A SI W/O ES ISOLATORS | ISO.132SI.DB.A002 | ZCAP_SCRAP | ZCAP | SET | 8 | 8 | INR
4000 | Sourthern Zone, Berhampur | 4100 | EHT (O&M) Circle, Berhampur | 4104 | EHT (O&M) Division,Bhanjanagar | S144 | 132/33 kV T/L S/S S/D Aska | 1000000087 | 132KV SI W/o ES OF 1250A | ISO.132SI.DB.F002 | ZCAP_US | ZCAP | SET | 8 | 8 | INR
4000 | Sourthern Zone, Berhampur | 4100 | EHT (O&M) Circle, Berhampur | 4104 | EHT (O&M) Division,Bhanjanagar | S142 | 220/132/33 kV T/L S/S S/D Bhanajanagar | 1000000087 | 132KV SI W/o ES OF 1250A | ISO.132SI.DB.F002 | ZCAP_ACT | ZCAP | SET | 1 | 162990 | INR
4000 | Sourthern Zone, Berhampur | 4100 | EHT (O&M) Circle, Berhampur | 4104 | EHT (O&M) Division,Bhanjanagar | S146 | 132/33 kV T/L S/S S/D Phulbani | 1000000088 | 132KV 2000A W/O E/S Single Isolator | ISO.132SI.DB.G002 | ZCAP_ACT | ZCAP | SET | 2 | 536579.96 | INR
4000 | Sourthern Zone, Berhampur | 4100 | EHT (O&M) Circle, Berhampur | 4104 | EHT (O&M) Division,Bhanjanagar | S142 | 220/132/33 kV T/L S/S S/D Bhanajanagar | 1000000093 | 220KV SI WITH DB W/O ES OF 1250A | ISO.220SI.DB.A002 | ZCAP_US | ZCAP | SET | 8 | 8 | INR
4000 | Sourthern Zone, Berhampur | 4100 | EHT (O&M) Circle, Berhampur | 4104 | EHT (O&M) Division,Bhanjanagar | S142 | 220/132/33 kV T/L S/S S/D Bhanajanagar | 1000000093 | 220KV SI WITH DB W/O ES OF 1250A | ISO.220SI.DB.A002 | ZCAP_US | ZCAP | SET | 6 | 6 | INR
4000 | Sourthern Zone, Berhampur | 4100 | EHT (O&M) Circle, Berhampur | 4104 | EHT (O&M) Division,Bhanjanagar | S142 | 220/132/33 kV T/L S/S S/D Bhanajanagar | 1000000093 | 220KV SI WITH DB W/O ES OF 1250A | ISO.220SI.DB.A002 | ZCAP_US | ZCAP | SET | 8 | 8 | INR
4000 | Sourthern Zone, Berhampur | 4100 | EHT (O&M) Circle, Berhampur | 4104 | EHT (O&M) Division,Bhanjanagar | S142 | 220/132/33 kV T/L S/S S/D Bhanajanagar | 1000000093 | 220KV SI WITH DB W/O ES OF 1250A | ISO.220SI.DB.A002 | ZCAP_US | ZCAP | SET | 6 | 6 | INR
4000 | Sourthern Zone, Berhampur | 4100 | EHT (O&M) Circle, Berhampur | 4104 | EHT (O&M) Division,Bhanjanagar | S142 | 220/132/33 kV T/L S/S S/D Bhanajanagar | 1000000097 | 220KV SI WITH DB WITH ES OF 1200A | ISO.220SI.DB.B003 | ZCAP_ACT | ZCAP | SET | 2 | 613980 | INR
4000 | Sourthern Zone, Berhampur | 4100 | EHT (O&M) Circle, Berhampur | 4104 | EHT (O&M) Division,Bhanjanagar | S146 | 132/33 kV T/L S/S S/D Phulbani | 1000000103 | 33KV DI WITH DOUBLE BREAK W/O ES OF 800A | ISO.33DI.DB.A001 | ZCAP_US | ZCAP | SET | 1 | 1 | INR
4000 | Sourthern Zone, Berhampur | 4100 | EHT (O&M) Circle, Berhampur | 4104 | EHT (O&M) Division,Bhanjanagar | S144 | 132/33 kV T/L S/S S/D Aska | 1000000105 | 33KV DI WITH DB W/O ES OF 1200A | ISO.33DI.DB.A005 | ZCAP_US | ZCAP | SET | 9 | 9 | INR
4000 | Sourthern Zone, Berhampur | 4100 | EHT (O&M) Circle, Berhampur | 4104 | EHT (O&M) Division,Bhanjanagar | S142 | 220/132/33 kV T/L S/S S/D Bhanajanagar | 1000000107 | 33KV DI WITH DB WITH ES OF 800A | ISO.33DI.DB.B001 | ZCAP_US | ZCAP | SET | 1 | 1 | INR
4000 | Sourthern Zone, Berhampur | 4100 | EHT (O&M) Circle, Berhampur | 4104 | EHT (O&M) Division,Bhanjanagar | S146 | 132/33 kV T/L S/S S/D Phulbani | 1000000109 | 33KV DI WITH DB WITH ES OF 2000A | ISO.33DI.DB.B003 | ZCAP_ACT | ZCAP | SET | 2 | 637816 | INR
4000 | Sourthern Zone, Berhampur | 4100 | EHT (O&M) Circle, Berhampur | 4104 | EHT (O&M) Division,Bhanjanagar | S146 | 132/33 kV T/L S/S S/D Phulbani | 1000000109 | 33KV DI WITH DB WITH ES OF 2000A | ISO.33DI.DB.B003 | ZCAP_US | ZCAP | SET | 2 | 2 | INR
4000 | Sourthern Zone, Berhampur | 4100 | EHT (O&M) Circle, Berhampur | 4104 | EHT (O&M) Division,Bhanjanagar | S144 | 132/33 kV T/L S/S S/D Aska | 1000000113 | 33KV SI W/O ES OF 1250A | ISO.33SI.DB.A002 | ZCAP_US | ZCAP | SET | 13 | 13 | INR
4000 | Sourthern Zone, Berhampur | 4100 | EHT (O&M) Circle, Berhampur | 4104 | EHT (O&M) Division,Bhanjanagar | S142 | 220/132/33 kV T/L S/S S/D Bhanajanagar | 1000000113 | 33KV SI W/O ES OF 1250A | ISO.33SI.DB.A002 | ZCAP_SCRAP | ZCAP | SET | 3 | 3 | INR
4000 | Sourthern Zone, Berhampur | 4100 | EHT (O&M) Circle, Berhampur | 4104 | EHT (O&M) Division,Bhanjanagar | S146 | 132/33 kV T/L S/S S/D Phulbani | 1000000115 | 33 KV 2000A W/O E/S Single Isolator | ISO.33SI.DB.A005 | ZCAP_ACT | ZCAP | SET | 1 | 135094 | INR
4000 | Sourthern Zone, Berhampur | 4100 | EHT (O&M) Circle, Berhampur | 4104 | EHT (O&M) Division,Bhanjanagar | S146 | 132/33 kV T/L S/S S/D Phulbani | 1000000115 | 33 KV 2000A W/O E/S Single Isolator | ISO.33SI.DB.A005 | ZCAP_US | ZCAP | SET | 3 | 3 | INR
4000 | Sourthern Zone, Berhampur | 4100 | EHT (O&M) Circle, Berhampur | 4104 | EHT (O&M) Division,Bhanjanagar | S144 | 132/33 kV T/L S/S S/D Aska | 1000000118 | 132KV OIL SP 2C IVT/PT | IVT.132OIL.S.B004 | ZCAP_US | ZCAP | NOS | 3 | 3 | INR
4000 | Sourthern Zone, Berhampur | 4100 | EHT (O&M) Circle, Berhampur | 4104 | EHT (O&M) Division,Bhanjanagar | S146 | 132/33 kV T/L S/S S/D Phulbani | 1000000118 | 132KV OIL SP 2C IVT/PT | IVT.132OIL.S.B004 | ZCAP_ACT | ZCAP | NOS | 3 | 487380.13 | INR
4000 | Sourthern Zone, Berhampur | 4100 | EHT (O&M) Circle, Berhampur | 4104 | EHT (O&M) Division,Bhanjanagar | S147 | 132/33 kV S/S S/D Grid .Udayagiri | 1000000118 | 132KV OIL SP 2C IVT/PT | IVT.132OIL.S.B004 | ZCAP_ACT | ZCAP | NOS | 1 | 162460.05 | INR
4000 | Sourthern Zone, Berhampur | 4100 | EHT (O&M) Circle, Berhampur | 4104 | EHT (O&M) Division,Bhanjanagar | S142 | 220/132/33 kV T/L S/S S/D Bhanajanagar | 1000000120 | 220KV OIL 2C IVT/PT | IVT.220OIL.S.B003 | ZCAP_SCRAP | ZCAP | NOS | 20 | 20 | INR
4000 | Sourthern Zone, Berhampur | 4100 | EHT (O&M) Circle, Berhampur | 4104 | EHT (O&M) Division,Bhanjanagar | S142 | 220/132/33 kV T/L S/S S/D Bhanajanagar | 1000000120 | 220KV OIL 2C IVT/PT | IVT.220OIL.S.B003 | ZCAP_ACT | ZCAP | NOS | 6 | 1140000 | INR
4000 | Sourthern Zone, Berhampur | 4100 | EHT (O&M) Circle, Berhampur | 4104 | EHT (O&M) Division,Bhanjanagar | S147 | 132/33 kV S/S S/D Grid .Udayagiri | 1000000129 | 120KV SURGE ARRESTER & SAS integration | SA.120MO.A005 | ZCAP_ACT | ZCAP | NOS | 1 | 0.01 | INR
4000 | Sourthern Zone, Berhampur | 4100 | EHT (O&M) Circle, Berhampur | 4104 | EHT (O&M) Division,Bhanjanagar | S144 | 132/33 kV T/L S/S S/D Aska | 1000000130 | 132KV SURGE ARRESTER OF 120 KV | SA.145MO.GL.A001 | ZCAP_US | ZCAP | NOS | 2 | 2 | INR
4000 | Sourthern Zone, Berhampur | 4100 | EHT (O&M) Circle, Berhampur | 4104 | EHT (O&M) Division,Bhanjanagar | S145 | 220/132/33 kV T/L S/S S/D Aska | 1000000130 | 132KV SURGE ARRESTER OF 120 KV | SA.145MO.GL.A001 | ZCAP_US | ZCAP | NOS | 1 | 1 | INR
4000 | Sourthern Zone, Berhampur | 4100 | EHT (O&M) Circle, Berhampur | 4104 | EHT (O&M) Division,Bhanjanagar | S142 | 220/132/33 kV T/L S/S S/D Bhanajanagar | 1000000132 | 220KV MO WITH RING SURGE ARRESTER | SA.245MO.WR.A005 | ZCAP_SCRAP | ZCAP | NOS | 20 | 20 | INR
4000 | Sourthern Zone, Berhampur | 4100 | EHT (O&M) Circle, Berhampur | 4104 | EHT (O&M) Division,Bhanjanagar | S145 | 220/132/33 kV T/L S/S S/D Aska | 1000000132 | 220KV MO WITH RING SURGE ARRESTER | SA.245MO.WR.A005 | ZCAP_US | ZCAP | NOS | 3 | 168429.84 | INR
4000 | Sourthern Zone, Berhampur | 4100 | EHT (O&M) Circle, Berhampur | 4104 | EHT (O&M) Division,Bhanjanagar | S145 | 220/132/33 kV T/L S/S S/D Aska | 1000000132 | 220KV MO WITH RING SURGE ARRESTER | SA.245MO.WR.A005 | ZCAP_ACT | ZCAP | NOS | 1 | 56143.28 | INR
4000 | Sourthern Zone, Berhampur | 4100 | EHT (O&M) Circle, Berhampur | 4104 | EHT (O&M) Division,Bhanjanagar | S147 | 132/33 kV S/S S/D Grid .Udayagiri | 1000000133 | 30KV MO SURGE ARRESTER | SA.30MO.A001 | ZCAP_ACT | ZCAP | NOS | 2 | 0.02 | INR
4000 | Sourthern Zone, Berhampur | 4100 | EHT (O&M) Circle, Berhampur | 4104 | EHT (O&M) Division,Bhanjanagar | S146 | 132/33 kV T/L S/S S/D Phulbani | 1000000147 | 250KVA 33/0.4KV STATION Tfr or 200KVA | TFR.200ST11H.D001 | ZCAP_US | ZCAP | NOS | 1 | 100000 | INR
4000 | Sourthern Zone, Berhampur | 4100 | EHT (O&M) Circle, Berhampur | 4104 | EHT (O&M) Division,Bhanjanagar | S146 | 132/33 kV T/L S/S S/D Phulbani | 1000000172 | 132 KV DC TYPE FORMA BOX FOUNDATION | TWR.132DC.FBOX.A001 | ZCAP_SCRAP | ZCAP | NOS | 2 | 1700 | INR
4000 | Sourthern Zone, Berhampur | 4100 | EHT (O&M) Circle, Berhampur | 4104 | EHT (O&M) Division,Bhanjanagar | S148 | 132/33 kV S/S S/D Line .Udayagiri | 1000000193 | 132 KV PB TYPE TOWER | TWR.132PB.L.A001 | ZCAP_ACT | ZCAP | MT | 4.7 | 0.05 | INR
4000 | Sourthern Zone, Berhampur | 4100 | EHT (O&M) Circle, Berhampur | 4104 | EHT (O&M) Division,Bhanjanagar | S148 | 132/33 kV S/S S/D Line .Udayagiri | 1000000196 | 6Mtr extension to 132KV PB Tower | TWR.132PB+6.L.A001 | ZCAP_ACT | ZCAP | MT | 2.1 | 0.02 | INR
4000 | Sourthern Zone, Berhampur | 4100 | EHT (O&M) Circle, Berhampur | 4104 | EHT (O&M) Division,Bhanjanagar | S148 | 132/33 kV S/S S/D Line .Udayagiri | 1000000201 | 6mtr extension to 132 KV PC type Tower | TWR.132PC+6.L.A001 | ZCAP_ACT | ZCAP | MT | 7 | 0.07 | INR
4000 | Sourthern Zone, Berhampur | 4100 | EHT (O&M) Circle, Berhampur | 4104 | EHT (O&M) Division,Bhanjanagar | S143 | 220 kV Line S/D Bhanjanagar | 1000000235 | 220 KV OB TYPE TOWER | TWR.220OB.L.A001 | ZCAP_ACT | ZCAP | MT | 6.784 | 476093.43 | INR
4000 | Sourthern Zone, Berhampur | 4100 | EHT (O&M) Circle, Berhampur | 4104 | EHT (O&M) Division,Bhanjanagar | S145 | 220/132/33 kV T/L S/S S/D Aska | 1000000235 | 220 KV OB TYPE TOWER | TWR.220OB.L.A001 | ZCAP_ACT | ZCAP | MT | 0 | 0 | INR
4000 | Sourthern Zone, Berhampur | 4100 | EHT (O&M) Circle, Berhampur | 4104 | EHT (O&M) Division,Bhanjanagar | SL45 |  | 1000000235 | 220 KV OB TYPE TOWER | TWR.220OB.L.A001 | ZCAP_ACT | ZCAP | MT | 6.445 | 452302.8 | INR
4000 | Sourthern Zone, Berhampur | 4100 | EHT (O&M) Circle, Berhampur | 4104 | EHT (O&M) Division,Bhanjanagar | S143 | 220 kV Line S/D Bhanjanagar | 1000000238 | 220 KV OB+3 EXTENSION TOWER | TWR.220OB+3.L.A001 | ZCAP_ACT | ZCAP | MT | 1.334 | 93853.57 | INR
4000 | Sourthern Zone, Berhampur | 4100 | EHT (O&M) Circle, Berhampur | 4104 | EHT (O&M) Division,Bhanjanagar | S143 | 220 kV Line S/D Bhanjanagar | 1000000246 | 6mtr extension to 220 KV UR type Tower | TWR.220UR+6.L.A001 | ZCAP_ACT | ZCAP | MT | 4.167 | 248766.98 | INR
4000 | Sourthern Zone, Berhampur | 4100 | EHT (O&M) Circle, Berhampur | 4104 | EHT (O&M) Division,Bhanjanagar | S145 | 220/132/33 kV T/L S/S S/D Aska | 1000000280 | 36KV 2CORE NCTOF PRIMARY CURRENT 1200A | CT.36NCT1200.A001 | ZCAP_ACT | ZCAP | NOS | 2 | 197024.74 | INR
4000 | Sourthern Zone, Berhampur | 4100 | EHT (O&M) Circle, Berhampur | 4104 | EHT (O&M) Division,Bhanjanagar | S147 | 132/33 kV S/S S/D Grid .Udayagiri | 1000000295 | 48V,300Ah VRLA Battery | BAT.VRLA.A004 | ZCAP_ACT | ZCAP | SET | 1 | 0.01 | INR
4000 | Sourthern Zone, Berhampur | 4100 | EHT (O&M) Circle, Berhampur | 4104 | EHT (O&M) Division,Bhanjanagar | S145 | 220/132/33 kV T/L S/S S/D Aska | 1000000317 | 1.5 MM SS 1 C CONTROL CABLE ARM | CBLE.CTRL.AR.A001 | ZCAP_ACT | ZCAP | KM | 0.719 | 626873.58 | INR
4000 | Sourthern Zone, Berhampur | 4100 | EHT (O&M) Circle, Berhampur | 4104 | EHT (O&M) Division,Bhanjanagar | S147 | 132/33 kV S/S S/D Grid .Udayagiri | 1000000330 | "24 F OPGW CABLE" | OPGW.DWSM.24F.A001 | ZCAP_ACT | ZCAP | KM | 0.15 | 11113.83 | INR
4000 | Sourthern Zone, Berhampur | 4100 | EHT (O&M) Circle, Berhampur | 4104 | EHT (O&M) Division,Bhanjanagar | S148 | 132/33 kV S/S S/D Line .Udayagiri | 1000000330 | "24 F OPGW CABLE" | OPGW.DWSM.24F.A001 | ZCAP_FREE | ZCAP | KM | 0.445 | 0 | INR
4000 | Sourthern Zone, Berhampur | 4100 | EHT (O&M) Circle, Berhampur | 4104 | EHT (O&M) Division,Bhanjanagar | S148 | 132/33 kV S/S S/D Line .Udayagiri | 1000000331 | 48 F OPGW CABLE | OPGW.DWSM.48F.A001 | ZCAP_ACT | ZCAP | KM | 1.31 | 0.01 | INR
4000 | Sourthern Zone, Berhampur | 4100 | EHT (O&M) Circle, Berhampur | 4104 | EHT (O&M) Division,Bhanjanagar | S142 | 220/132/33 kV T/L S/S S/D Bhanajanagar | 1000000378 | 36KV 1CORE NCTOF PRIMARY CURRENT 150A | CT.36NCT150.A001 | ZCAP_ACT | ZCAP | NOS | 1 | 1 | INR
4000 | Sourthern Zone, Berhampur | 4100 | EHT (O&M) Circle, Berhampur | 4104 | EHT (O&M) Division,Bhanjanagar | S144 | 132/33 kV T/L S/S S/D Aska | 1000000404 | 33KV LA WO base, counter & Connector | SA.33LA.A001 | ZCAP_ACT | ZCAP | NOS | 4 | 4 | INR
4000 | Sourthern Zone, Berhampur | 4100 | EHT (O&M) Circle, Berhampur | 4104 | EHT (O&M) Division,Bhanjanagar | S146 | 132/33 kV T/L S/S S/D Phulbani | 1000000404 | 33KV LA WO base, counter & Connector | SA.33LA.A001 | ZCAP_ACT | ZCAP | NOS | 4 | 4 | INR
4000 | Sourthern Zone, Berhampur | 4100 | EHT (O&M) Circle, Berhampur | 4104 | EHT (O&M) Division,Bhanjanagar | S142 | 220/132/33 kV T/L S/S S/D Bhanajanagar | 1000000404 | 33KV LA WO base, counter & Connector | SA.33LA.A001 | ZCAP_ACT | ZCAP | NOS | 7 | 7 | INR
4000 | Sourthern Zone, Berhampur | 4100 | EHT (O&M) Circle, Berhampur | 4104 | EHT (O&M) Division,Bhanjanagar | S146 | 132/33 kV T/L S/S S/D Phulbani | 2000000014 | PETROLIUM JELLY | CNSM.P.JELLY.A001 | ZCON_ACT | ZCON | KG | 3 | 3 | INR
4000 | Sourthern Zone, Berhampur | 4100 | EHT (O&M) Circle, Berhampur | 4104 | EHT (O&M) Division,Bhanjanagar | S146 | 132/33 kV T/L S/S S/D Phulbani | 2000000034 | GI BEND OF SIZE 1 INCH &1/4INCH (32MM) | CVL.GI.BEND.A004 | ZCON_ACT | ZCON | NOS | 9 | 9 | INR
4000 | Sourthern Zone, Berhampur | 4100 | EHT (O&M) Circle, Berhampur | 4104 | EHT (O&M) Division,Bhanjanagar | S146 | 132/33 kV T/L S/S S/D Phulbani | 2000000035 | GI ELBOW OF SIZE 1 INCH (25MM) | CVL.GI.ELBOW.A003 | ZCON_ACT | ZCON | NOS | 30 | 30 | INR
4000 | Sourthern Zone, Berhampur | 4100 | EHT (O&M) Circle, Berhampur | 4104 | EHT (O&M) Division,Bhanjanagar | S146 | 132/33 kV T/L S/S S/D Phulbani | 2000000052 | GI SOCKET OF SIZE 2 INCH &1/2 INCH (65M | CVL.GI.SCKT.A003 | ZCON_ACT | ZCON | NOS | 25 | 25 | INR
4000 | Sourthern Zone, Berhampur | 4100 | EHT (O&M) Circle, Berhampur | 4104 | EHT (O&M) Division,Bhanjanagar | S146 | 132/33 kV T/L S/S S/D Phulbani | 2000000053 | GI SOCKET OF SIZE 2 INCH (50MM) | CVL.GI.SCKT.A007 | ZCON_ACT | ZCON | NOS | 42 | 42 | INR
4000 | Sourthern Zone, Berhampur | 4100 | EHT (O&M) Circle, Berhampur | 4104 | EHT (O&M) Division,Bhanjanagar | S145 | 220/132/33 kV T/L S/S S/D Aska | 2000000085 | COMPLETE SET OF EMERGENCY LIGHT FITTING | ILWR.EM.FT.A001 | ZCON_ACT | ZCON | NOS | 1 | 46786.07 | INR
4000 | Sourthern Zone, Berhampur | 4100 | EHT (O&M) Circle, Berhampur | 4104 | EHT (O&M) Division,Bhanjanagar | S146 | 132/33 kV T/L S/S S/D Phulbani | 2000000086 | CEILING FAN | ILWR.FANACCS.A001 | ZCON_ACT | ZCON | NOS | 1 | 1 | INR
4000 | Sourthern Zone, Berhampur | 4100 | EHT (O&M) Circle, Berhampur | 4104 | EHT (O&M) Division,Bhanjanagar | S142 | 220/132/33 kV T/L S/S S/D Bhanajanagar | 2000000087 | EXHAUST FAN | ILWR.FANACCS.E001 | ZCON_US | ZCON | NOS | 4 | 4 | INR
4000 | Sourthern Zone, Berhampur | 4100 | EHT (O&M) Circle, Berhampur | 4104 | EHT (O&M) Division,Bhanjanagar | S146 | 132/33 kV T/L S/S S/D Phulbani | 2000000089 | LED STREET LIGHT FITTING | ILWR.FL.FT.A001 | ZCON_ACT | ZCON | NOS | 48 | 25611.43 | INR
4000 | Sourthern Zone, Berhampur | 4100 | EHT (O&M) Circle, Berhampur | 4104 | EHT (O&M) Division,Bhanjanagar | S144 | 132/33 kV T/L S/S S/D Aska | 2000000089 | LED STREET LIGHT FITTING | ILWR.FL.FT.A001 | ZCON_ACT | ZCON | NOS | 8 | 4268.57 | INR
4000 | Sourthern Zone, Berhampur | 4100 | EHT (O&M) Circle, Berhampur | 4104 | EHT (O&M) Division,Bhanjanagar | S144 | 132/33 kV T/L S/S S/D Aska | 2000000096 | HRC FUSE OF DIFFERENT RATINGS | ILWR.FUSE.B001 | ZCON_ACT | ZCON | NOS | 29 | 152.25 | INR
4000 | Sourthern Zone, Berhampur | 4100 | EHT (O&M) Circle, Berhampur | 4104 | EHT (O&M) Division,Bhanjanagar | S144 | 132/33 kV T/L S/S S/D Aska | 2000000097 | HRC FUSE 4A | ILWR.FUSE.B002 | ZCON_ACT | ZCON | NOS | 28 | 147 | INR
4000 | Sourthern Zone, Berhampur | 4100 | EHT (O&M) Circle, Berhampur | 4104 | EHT (O&M) Division,Bhanjanagar | S144 | 132/33 kV T/L S/S S/D Aska | 2000000099 | HRC FUSE 10A | ILWR.FUSE.B004 | ZCON_ACT | ZCON | NOS | 33 | 173.25 | INR
4000 | Sourthern Zone, Berhampur | 4100 | EHT (O&M) Circle, Berhampur | 4104 | EHT (O&M) Division,Bhanjanagar | S144 | 132/33 kV T/L S/S S/D Aska | 2000000101 | HRC FUSE 16A | ILWR.FUSE.B006 | ZCON_ACT | ZCON | NOS | 20 | 105 | INR
4000 | Sourthern Zone, Berhampur | 4100 | EHT (O&M) Circle, Berhampur | 4104 | EHT (O&M) Division,Bhanjanagar | S144 | 132/33 kV T/L S/S S/D Aska | 2000000102 | HRC Fuse, Rating-63A | ILWR.FUSE.B007 | ZCON_ACT | ZCON | NOS | 3 | 3 | INR
4000 | Sourthern Zone, Berhampur | 4100 | EHT (O&M) Circle, Berhampur | 4104 | EHT (O&M) Division,Bhanjanagar | S144 | 132/33 kV T/L S/S S/D Aska | 2000000113 | KITKAT Fuse with Base of rating:320A | ILWR.FUSE.G006 | ZCON_ACT | ZCON | NOS | 1 | 1 | INR
4000 | Sourthern Zone, Berhampur | 4100 | EHT (O&M) Circle, Berhampur | 4104 | EHT (O&M) Division,Bhanjanagar | S146 | 132/33 kV T/L S/S S/D Phulbani | 2000000157 | SS SY LIGHTING FIXTURES & LAMPS | ILWR.LED.FT.A003 | ZCON_ACT | ZCON | NOS | 9 | 9 | INR
4000 | Sourthern Zone, Berhampur | 4100 | EHT (O&M) Circle, Berhampur | 4104 | EHT (O&M) Division,Bhanjanagar | S146 | 132/33 kV T/L S/S S/D Phulbani | 2000000157 | SS SY LIGHTING FIXTURES & LAMPS | ILWR.LED.FT.A003 | ZCON_US | ZCON | NOS | 9 | 9 | INR
4000 | Sourthern Zone, Berhampur | 4100 | EHT (O&M) Circle, Berhampur | 4104 | EHT (O&M) Division,Bhanjanagar | S145 | 220/132/33 kV T/L S/S S/D Aska | 2000000159 | LED based Flood light fitting | ILWR.LED.FT.A012 | ZCON_RF | ZCON | NOS | 9 | 9 | INR
4000 | Sourthern Zone, Berhampur | 4100 | EHT (O&M) Circle, Berhampur | 4104 | EHT (O&M) Division,Bhanjanagar | S145 | 220/132/33 kV T/L S/S S/D Aska | 2000000159 | LED based Flood light fitting | ILWR.LED.FT.A012 | ZCON_US | ZCON | NOS | 11 | 11 | INR
4000 | Sourthern Zone, Berhampur | 4100 | EHT (O&M) Circle, Berhampur | 4104 | EHT (O&M) Division,Bhanjanagar | S143 | 220 kV Line S/D Bhanjanagar | 2000000210 | DISCHARGE CABLE | MISC.DISCHARGE.C001 | ZCON_ACT | ZCON | NOS | 4 | 29479.32 | INR
4000 | Sourthern Zone, Berhampur | 4100 | EHT (O&M) Circle, Berhampur | 4104 | EHT (O&M) Division,Bhanjanagar | S144 | 132/33 kV T/L S/S S/D Aska | 2000000210 | DISCHARGE CABLE | MISC.DISCHARGE.C001 | ZCON_ACT | ZCON | NOS | 5 | 36849.15 | INR
4000 | Sourthern Zone, Berhampur | 4100 | EHT (O&M) Circle, Berhampur | 4104 | EHT (O&M) Division,Bhanjanagar | S146 | 132/33 kV T/L S/S S/D Phulbani | 2000000212 | 4MM GASKET CORK | MISC.GASKET.C.A001 | ZCON_ACT | ZCON | NOS | 1 | 1411.11 | INR
4000 | Sourthern Zone, Berhampur | 4100 | EHT (O&M) Circle, Berhampur | 4104 | EHT (O&M) Division,Bhanjanagar | S146 | 132/33 kV T/L S/S S/D Phulbani | 2000000213 | 6MM GASKET CORK | MISC.GASKET.C.A002 | ZCON_ACT | ZCON | NOS | 2 | 4500.96 | INR
4000 | Sourthern Zone, Berhampur | 4100 | EHT (O&M) Circle, Berhampur | 4104 | EHT (O&M) Division,Bhanjanagar | S146 | 132/33 kV T/L S/S S/D Phulbani | 2000000214 | 8MM GASKET CORK | MISC.GASKET.C.A003 | ZCON_ACT | ZCON | NOS | 2 | 5848.6 | INR
4000 | Sourthern Zone, Berhampur | 4100 | EHT (O&M) Circle, Berhampur | 4104 | EHT (O&M) Division,Bhanjanagar | S146 | 132/33 kV T/L S/S S/D Phulbani | 2000000225 | 2MM GASKET RUBBERISED | MISC.GASKET.R.A009 | ZCON_ACT | ZCON | NOS | 1 | 117.8 | INR
4000 | Sourthern Zone, Berhampur | 4100 | EHT (O&M) Circle, Berhampur | 4104 | EHT (O&M) Division,Bhanjanagar | S147 | 132/33 kV S/S S/D Grid .Udayagiri | 2000000234 | MESSAGE IN / OUT LOG BOOK | MISC.LOGBOOK.A001 | ZCON_ACT | ZCON | NOS | 10 | 106.6 | INR
4000 | Sourthern Zone, Berhampur | 4100 | EHT (O&M) Circle, Berhampur | 4104 | EHT (O&M) Division,Bhanjanagar | S146 | 132/33 kV T/L S/S S/D Phulbani | 2000000234 | MESSAGE IN / OUT LOG BOOK | MISC.LOGBOOK.A001 | ZCON_ACT | ZCON | NOS | 6 | 63.96 | INR
4000 | Sourthern Zone, Berhampur | 4100 | EHT (O&M) Circle, Berhampur | 4104 | EHT (O&M) Division,Bhanjanagar | S142 | 220/132/33 kV T/L S/S S/D Bhanajanagar | 2000000235 | MESSAGE OUT LOG BOOK | MISC.LOGBOOK.A002 | ZCON_ACT | ZCON | NOS | 3 | 54.4 | INR
4000 | Sourthern Zone, Berhampur | 4100 | EHT (O&M) Circle, Berhampur | 4104 | EHT (O&M) Division,Bhanjanagar | S147 | 132/33 kV S/S S/D Grid .Udayagiri | 2000000235 | MESSAGE OUT LOG BOOK | MISC.LOGBOOK.A002 | ZCON_ACT | ZCON | NOS | 10 | 181.35 | INR
4000 | Sourthern Zone, Berhampur | 4100 | EHT (O&M) Circle, Berhampur | 4104 | EHT (O&M) Division,Bhanjanagar | S146 | 132/33 kV T/L S/S S/D Phulbani | 2000000235 | MESSAGE OUT LOG BOOK | MISC.LOGBOOK.A002 | ZCON_ACT | ZCON | NOS | 5 | 90.67 | INR
4000 | Sourthern Zone, Berhampur | 4100 | EHT (O&M) Circle, Berhampur | 4104 | EHT (O&M) Division,Bhanjanagar | S147 | 132/33 kV S/S S/D Grid .Udayagiri | 2000000237 | REQUISITION/RETURN/PERMIT/MBOOK REGISTER | MISC.LOGBOOK.D001 | ZCON_ACT | ZCON | NOS | 9 | 195.16 | INR
4000 | Sourthern Zone, Berhampur | 4100 | EHT (O&M) Circle, Berhampur | 4104 | EHT (O&M) Division,Bhanjanagar | S146 | 132/33 kV T/L S/S S/D Phulbani | 2000000237 | REQUISITION/RETURN/PERMIT/MBOOK REGISTER | MISC.LOGBOOK.D001 | ZCON_ACT | ZCON | NOS | 4 | 86.74 | INR
4000 | Sourthern Zone, Berhampur | 4100 | EHT (O&M) Circle, Berhampur | 4104 | EHT (O&M) Division,Bhanjanagar | S142 | 220/132/33 kV T/L S/S S/D Bhanajanagar | 2000000237 | REQUISITION/RETURN/PERMIT/MBOOK REGISTER | MISC.LOGBOOK.D001 | ZCON_ACT | ZCON | NOS | 8 | 173.47 | INR
4000 | Sourthern Zone, Berhampur | 4100 | EHT (O&M) Circle, Berhampur | 4104 | EHT (O&M) Division,Bhanjanagar | S146 | 132/33 kV T/L S/S S/D Phulbani | 2000000238 | LOG SHEET BOOK / Register | MISC.LOGBOOK.E001 | ZCON_ACT | ZCON | NOS | 1 | 69.86 | INR
4000 | Sourthern Zone, Berhampur | 4100 | EHT (O&M) Circle, Berhampur | 4104 | EHT (O&M) Division,Bhanjanagar | S142 | 220/132/33 kV T/L S/S S/D Bhanajanagar | 2000000244 | OIL SAMPLING BOTTLE / CONTAINER | MISC.OILSMPBOT.A001 | ZCON_ACT | ZCON | NOS | 17 | 88400 | INR
4000 | Sourthern Zone, Berhampur | 4100 | EHT (O&M) Circle, Berhampur | 4104 | EHT (O&M) Division,Bhanjanagar | S142 | 220/132/33 kV T/L S/S S/D Bhanajanagar | 2000000262 | EMPTY ACID JAR | MISC.EMPTYJAR.B001 | ZCON_ACT | ZCON | NOS | 25 | 25 | INR
4000 | Sourthern Zone, Berhampur | 4100 | EHT (O&M) Circle, Berhampur | 4104 | EHT (O&M) Division,Bhanjanagar | S142 | 220/132/33 kV T/L S/S S/D Bhanajanagar | 2000000262 | EMPTY ACID JAR | MISC.EMPTYJAR.B001 | ZCON_SCRAP | ZCON | NOS | 25 | 25 | INR
4000 | Sourthern Zone, Berhampur | 4100 | EHT (O&M) Circle, Berhampur | 4104 | EHT (O&M) Division,Bhanjanagar | S146 | 132/33 kV T/L S/S S/D Phulbani | 2000000263 | 1.5 SQMM FLEXIBLE COPPER WIRE (RED) | ILWR.C.WIRE.C007 | ZCON_ACT | ZCON | M | 3 | 7350 | INR
4000 | Sourthern Zone, Berhampur | 4100 | EHT (O&M) Circle, Berhampur | 4104 | EHT (O&M) Division,Bhanjanagar | S146 | 132/33 kV T/L S/S S/D Phulbani | 2000000264 | 1.5 SQMM FLEXIBLE COPPER WIRE (BLUE) | ILWR.C.WIRE.M.D008 | ZCON_ACT | ZCON | M | 1 | 2450 | INR
4000 | Sourthern Zone, Berhampur | 4100 | EHT (O&M) Circle, Berhampur | 4104 | EHT (O&M) Division,Bhanjanagar | S147 | 132/33 kV S/S S/D Grid .Udayagiri | 3000000001 | 220V 350AH BATTERY CHARGER | BAT.220CHRG.T.A007 | ZSPR_ACT | ZSPR | SET | 1 | 635465.87 | INR
4000 | Sourthern Zone, Berhampur | 4100 | EHT (O&M) Circle, Berhampur | 4104 | EHT (O&M) Division,Bhanjanagar | S145 | 220/132/33 kV T/L S/S S/D Aska | 3000000012 | 330AH VRLA TYPE 220V BATTERY SET | BAT.VRLA.A002 | ZSPR_ACT | ZSPR | SET | 1 | 1 | INR
4000 | Sourthern Zone, Berhampur | 4100 | EHT (O&M) Circle, Berhampur | 4104 | EHT (O&M) Division,Bhanjanagar | S142 | 220/132/33 kV T/L S/S S/D Bhanajanagar | 3000000024 | NEUTRAL BUSHING FOR 40MVA AREVA Tfr | BUSH.132ARVA.BD07 | ZSPR_ACT | ZSPR | NOS | 2 | 103282 | INR
4000 | Sourthern Zone, Berhampur | 4100 | EHT (O&M) Circle, Berhampur | 4104 | EHT (O&M) Division,Bhanjanagar | S142 | 220/132/33 kV T/L S/S S/D Bhanajanagar | 3000000044 | HVBushing of160MVA 220/132/33KVAlstom AT | BUSH.220ALSM.AC09 | ZSPR_ACT | ZSPR | NOS | 1 | 1 | INR
4000 | Sourthern Zone, Berhampur | 4100 | EHT (O&M) Circle, Berhampur | 4104 | EHT (O&M) Division,Bhanjanagar | S142 | 220/132/33 kV T/L S/S S/D Bhanajanagar | 3000000058 | T. Bushing of160MVA 220/132/33KV AlSM AT | BUSH.33ALSM.AC09 | ZSPR_ACT | ZSPR | NOS | 1 | 1 | INR
4000 | Sourthern Zone, Berhampur | 4100 | EHT (O&M) Circle, Berhampur | 4104 | EHT (O&M) Division,Bhanjanagar | S144 | 132/33 kV T/L S/S S/D Aska | 3000000061 | LV BUSHING WITH ROD FOR 40MVA AREVA Tfr | BUSH.33ARVA.BC01 | ZSPR_ACT | ZSPR | NOS | 1 | 1 | INR
4000 | Sourthern Zone, Berhampur | 4100 | EHT (O&M) Circle, Berhampur | 4104 | EHT (O&M) Division,Bhanjanagar | S144 | 132/33 kV T/L S/S S/D Aska | 3000000064 | BUSHING SPARE FOR 33 KV ALSTOM Tfr | BUSH.33ASTM.AB16 | ZSPR_ACT | ZSPR | NOS | 1 | 1 | INR
4000 | Sourthern Zone, Berhampur | 4100 | EHT (O&M) Circle, Berhampur | 4104 | EHT (O&M) Division,Bhanjanagar | S147 | 132/33 kV S/S S/D Grid .Udayagiri | 3000000111 | 2.5SQMM 12C CONTROL CABLE | CBLE.CTRL.AR.C012 | ZSPR_ACT | ZSPR | KM | 2.74 | 737197 | INR
4000 | Sourthern Zone, Berhampur | 4100 | EHT (O&M) Circle, Berhampur | 4104 | EHT (O&M) Division,Bhanjanagar | S147 | 132/33 kV S/S S/D Grid .Udayagiri | 3000000112 | 2.5SQMM 16C CONTROL CABLE | CBLE.CTRL.AR.C016 | ZSPR_ACT | ZSPR | KM | 0.64 | 227801.6 | INR
4000 | Sourthern Zone, Berhampur | 4100 | EHT (O&M) Circle, Berhampur | 4104 | EHT (O&M) Division,Bhanjanagar | S147 | 132/33 kV S/S S/D Grid .Udayagiri | 3000000113 | 2.5SQMM 19C CONTROL CABLE | CBLE.CTRL.AR.C019 | ZSPR_ACT | ZSPR | KM | 1.758 | 743546.1 | INR
4000 | Sourthern Zone, Berhampur | 4100 | EHT (O&M) Circle, Berhampur | 4104 | EHT (O&M) Division,Bhanjanagar | S145 | 220/132/33 kV T/L S/S S/D Aska | 3000000116 | 4C X 2.5SQMM CONTROL ARMOURED CABLE | CBLE.CTRL.AR.D004 | ZSPR_ACT | ZSPR | KM | 0.231 | 21631.03 | INR
4000 | Sourthern Zone, Berhampur | 4100 | EHT (O&M) Circle, Berhampur | 4104 | EHT (O&M) Division,Bhanjanagar | S145 | 220/132/33 kV T/L S/S S/D Aska | 3000000116 | 4C X 2.5SQMM CONTROL ARMOURED CABLE | CBLE.CTRL.AR.D004 | ZSPR_ACT | ZSPR | KM | 0.32 | 29965.06 | INR
4000 | Sourthern Zone, Berhampur | 4100 | EHT (O&M) Circle, Berhampur | 4104 | EHT (O&M) Division,Bhanjanagar | S145 | 220/132/33 kV T/L S/S S/D Aska | 3000000116 | 4C X 2.5SQMM CONTROL ARMOURED CABLE | CBLE.CTRL.AR.D004 | ZSPR_ACT | ZSPR | KM | 0.093 | 8708.6 | INR
4000 | Sourthern Zone, Berhampur | 4100 | EHT (O&M) Circle, Berhampur | 4104 | EHT (O&M) Division,Bhanjanagar | S145 | 220/132/33 kV T/L S/S S/D Aska | 3000000117 | 2.5 SQMM MSTRAND 5C AR CCABLE | CBLE.CTRL.AR.D005 | ZSPR_ACT | ZSPR | KM | 0.2 | 25960 | INR
4000 | Sourthern Zone, Berhampur | 4100 | EHT (O&M) Circle, Berhampur | 4104 | EHT (O&M) Division,Bhanjanagar | S145 | 220/132/33 kV T/L S/S S/D Aska | 3000000119 | 2.5 SQMM 7C CONTROL CABLE AR | CBLE.CTRL.AR.D007 | ZSPR_ACT | ZSPR | KM | 1.055 | 216420.92 | INR
4000 | Sourthern Zone, Berhampur | 4100 | EHT (O&M) Circle, Berhampur | 4104 | EHT (O&M) Division,Bhanjanagar | S145 | 220/132/33 kV T/L S/S S/D Aska | 3000000119 | 2.5 SQMM 7C CONTROL CABLE AR | CBLE.CTRL.AR.D007 | ZSPR_ACT | ZSPR | KM | 1.105 | 226677.83 | INR
4000 | Sourthern Zone, Berhampur | 4100 | EHT (O&M) Circle, Berhampur | 4104 | EHT (O&M) Division,Bhanjanagar | S145 | 220/132/33 kV T/L S/S S/D Aska | 3000000122 | 2.5sq.mm Control cable 10core | CBLE.CTRL.AR.D010 | ZSPR_ACT | ZSPR | KM | 1.25 | 302375 | INR
4000 | Sourthern Zone, Berhampur | 4100 | EHT (O&M) Circle, Berhampur | 4104 | EHT (O&M) Division,Bhanjanagar | S145 | 220/132/33 kV T/L S/S S/D Aska | 3000000123 | 2.5 SQMM 12C CONTROL CABLE CU | CBLE.CTRL.AR.D012 | ZSPR_US | ZSPR | KM | 0.008 | 8 | INR
4000 | Sourthern Zone, Berhampur | 4100 | EHT (O&M) Circle, Berhampur | 4104 | EHT (O&M) Division,Bhanjanagar | S145 | 220/132/33 kV T/L S/S S/D Aska | 3000000123 | 2.5 SQMM 12C CONTROL CABLE CU | CBLE.CTRL.AR.D012 | ZSPR_ACT | ZSPR | KM | 0.383 | 31266.05 | INR
4000 | Sourthern Zone, Berhampur | 4100 | EHT (O&M) Circle, Berhampur | 4104 | EHT (O&M) Division,Bhanjanagar | S145 | 220/132/33 kV T/L S/S S/D Aska | 3000000125 | 2.5 SQMM 16C CONTROL CABLE CU | CBLE.CTRL.AR.D016 | ZSPR_ACT | ZSPR | KM | 0.43 | 177959.62 | INR
4000 | Sourthern Zone, Berhampur | 4100 | EHT (O&M) Circle, Berhampur | 4104 | EHT (O&M) Division,Bhanjanagar | S145 | 220/132/33 kV T/L S/S S/D Aska | 3000000125 | 2.5 SQMM 16C CONTROL CABLE CU | CBLE.CTRL.AR.D016 | ZSPR_ACT | ZSPR | KM | 2.02 | 835996.38 | INR
4000 | Sourthern Zone, Berhampur | 4100 | EHT (O&M) Circle, Berhampur | 4104 | EHT (O&M) Division,Bhanjanagar | S145 | 220/132/33 kV T/L S/S S/D Aska | 3000000127 | 2.5 SQMM 19C CONTROL CABLE AR | CBLE.CTRL.AR.D019 | ZSPR_ACT | ZSPR | KM | 0.2 | 98695.33 | INR
4000 | Sourthern Zone, Berhampur | 4100 | EHT (O&M) Circle, Berhampur | 4104 | EHT (O&M) Division,Bhanjanagar | S145 | 220/132/33 kV T/L S/S S/D Aska | 3000000127 | 2.5 SQMM 19C CONTROL CABLE AR | CBLE.CTRL.AR.D019 | ZSPR_ACT | ZSPR | KM | 0.1 | 49347.67 | INR
4000 | Sourthern Zone, Berhampur | 4100 | EHT (O&M) Circle, Berhampur | 4104 | EHT (O&M) Division,Bhanjanagar | S142 | 220/132/33 kV T/L S/S S/D Bhanajanagar | 3000000133 | 2.5 SQMM 2C CONTROL CABLE LC | CBLE.CTRL.UAR.C002 | ZSPR_ACT | ZSPR | KM | 0.5 | 15561.79 | INR
4000 | Sourthern Zone, Berhampur | 4100 | EHT (O&M) Circle, Berhampur | 4104 | EHT (O&M) Division,Bhanjanagar | S145 | 220/132/33 kV T/L S/S S/D Aska | 3000000133 | 2.5 SQMM 2C CONTROL CABLE LC | CBLE.CTRL.UAR.C002 | ZSPR_ACT | ZSPR | KM | 0.645 | 20074.7 | INR
4000 | Sourthern Zone, Berhampur | 4100 | EHT (O&M) Circle, Berhampur | 4104 | EHT (O&M) Division,Bhanjanagar | S144 | 132/33 kV T/L S/S S/D Aska | 3000000140 | 2.5 SQMM 12C CONTROL CABLE | CBLE.CTRL.UAR.C012 | ZSPR_ACT | ZSPR | KM | 1.02 | 71.16 | INR
4000 | Sourthern Zone, Berhampur | 4100 | EHT (O&M) Circle, Berhampur | 4104 | EHT (O&M) Division,Bhanjanagar | S146 | 132/33 kV T/L S/S S/D Phulbani | 3000000140 | 2.5 SQMM 12C CONTROL CABLE | CBLE.CTRL.UAR.C012 | ZSPR_ACT | ZSPR | KM | 0.105 | 7.33 | INR
4000 | Sourthern Zone, Berhampur | 4100 | EHT (O&M) Circle, Berhampur | 4104 | EHT (O&M) Division,Bhanjanagar | S142 | 220/132/33 kV T/L S/S S/D Bhanajanagar | 3000000140 | 2.5 SQMM 12C CONTROL CABLE | CBLE.CTRL.UAR.C012 | ZSPR_ACT | ZSPR | KM | 0.4 | 27.91 | INR
4000 | Sourthern Zone, Berhampur | 4100 | EHT (O&M) Circle, Berhampur | 4104 | EHT (O&M) Division,Bhanjanagar | S146 | 132/33 kV T/L S/S S/D Phulbani | 3000000149 | 7C X 2.5SQMM CONTROL UNARMOURED CABLE | CBLE.CTRL.UAR.D007 | ZSPR_ACT | ZSPR | KM | 0.218 | 28470.8 | INR
4000 | Sourthern Zone, Berhampur | 4100 | EHT (O&M) Circle, Berhampur | 4104 | EHT (O&M) Division,Bhanjanagar | S144 | 132/33 kV T/L S/S S/D Aska | 3000000149 | 7C X 2.5SQMM CONTROL UNARMOURED CABLE | CBLE.CTRL.UAR.D007 | ZSPR_ACT | ZSPR | KM | 1.262 | 164817.2 | INR
4000 | Sourthern Zone, Berhampur | 4100 | EHT (O&M) Circle, Berhampur | 4104 | EHT (O&M) Division,Bhanjanagar | S144 | 132/33 kV T/L S/S S/D Aska | 3000000150 | 9C X 2.5SQMM CONTROL UNARMOURED CABLE | CBLE.CTRL.UAR.D009 | ZSPR_ACT | ZSPR | KM | 2.384 | 2384 | INR
4000 | Sourthern Zone, Berhampur | 4100 | EHT (O&M) Circle, Berhampur | 4104 | EHT (O&M) Division,Bhanjanagar | S144 | 132/33 kV T/L S/S S/D Aska | 3000000153 | 19CX2.5SQMM CONTROL UR CABLE | CBLE.CTRL.UAR.D019 | ZSPR_ACT | ZSPR | KM | 0.12 | 4785.6 | INR
4000 | Sourthern Zone, Berhampur | 4100 | EHT (O&M) Circle, Berhampur | 4104 | EHT (O&M) Division,Bhanjanagar | S145 | 220/132/33 kV T/L S/S S/D Aska | 3000000185 | 1C X 16 SQMM Multistrand Copper Cable | CBLE.PWR.AL.AR.A001 | ZSPR_ACT | ZSPR | KM | 4.08 | 303906.82 | INR
4000 | Sourthern Zone, Berhampur | 4100 | EHT (O&M) Circle, Berhampur | 4104 | EHT (O&M) Division,Bhanjanagar | S145 | 220/132/33 kV T/L S/S S/D Aska | 3000000195 | 3.5Cx70 Sqmm AL PWR cable | CBLE.PWR.AL.AR.D006 | ZSPR_ACT | ZSPR | KM | 0.12 | 26824.11 | INR
4000 | Sourthern Zone, Berhampur | 4100 | EHT (O&M) Circle, Berhampur | 4104 | EHT (O&M) Division,Bhanjanagar | S147 | 132/33 kV S/S S/D Grid .Udayagiri | 3000000195 | 3.5Cx70 Sqmm AL PWR cable | CBLE.PWR.AL.AR.D006 | ZSPR_ACT | ZSPR | KM | 0.379 | 84719.48 | INR
4000 | Sourthern Zone, Berhampur | 4100 | EHT (O&M) Circle, Berhampur | 4104 | EHT (O&M) Division,Bhanjanagar | S145 | 220/132/33 kV T/L S/S S/D Aska | 3000000195 | 3.5Cx70 Sqmm AL PWR cable | CBLE.PWR.AL.AR.D006 | ZSPR_ACT | ZSPR | KM | 0.124 | 27718.25 | INR
4000 | Sourthern Zone, Berhampur | 4100 | EHT (O&M) Circle, Berhampur | 4104 | EHT (O&M) Division,Bhanjanagar | S145 | 220/132/33 kV T/L S/S S/D Aska | 3000000197 | 3.5Cx120 Sqmm AL PWR cable | CBLE.PWR.AL.AR.D008 | ZSPR_ACT | ZSPR | KM | 0.1 | 50983.61 | INR
4000 | Sourthern Zone, Berhampur | 4100 | EHT (O&M) Circle, Berhampur | 4104 | EHT (O&M) Division,Bhanjanagar | S147 | 132/33 kV S/S S/D Grid .Udayagiri | 3000000197 | 3.5Cx120 Sqmm AL PWR cable | CBLE.PWR.AL.AR.D008 | ZSPR_ACT | ZSPR | KM | 0.168 | 85652.47 | INR
4000 | Sourthern Zone, Berhampur | 4100 | EHT (O&M) Circle, Berhampur | 4104 | EHT (O&M) Division,Bhanjanagar | S145 | 220/132/33 kV T/L S/S S/D Aska | 3000000198 | 3.5Cx185 Sqmm AL PWR cable | CBLE.PWR.AL.AR.D010 | ZSPR_ACT | ZSPR | KM | 0.014 | 12170.62 | INR
4000 | Sourthern Zone, Berhampur | 4100 | EHT (O&M) Circle, Berhampur | 4104 | EHT (O&M) Division,Bhanjanagar | S145 | 220/132/33 kV T/L S/S S/D Aska | 3000000198 | 3.5Cx185 Sqmm AL PWR cable | CBLE.PWR.AL.AR.D010 | ZSPR_ACT | ZSPR | KM | 0.566 | 492040.9 | INR
4000 | Sourthern Zone, Berhampur | 4100 | EHT (O&M) Circle, Berhampur | 4104 | EHT (O&M) Division,Bhanjanagar | S145 | 220/132/33 kV T/L S/S S/D Aska | 3000000198 | 3.5Cx185 Sqmm AL PWR cable | CBLE.PWR.AL.AR.D010 | ZSPR_ACT | ZSPR | KM | 0.1 | 86933.02 | INR
4000 | Sourthern Zone, Berhampur | 4100 | EHT (O&M) Circle, Berhampur | 4104 | EHT (O&M) Division,Bhanjanagar | S147 | 132/33 kV S/S S/D Grid .Udayagiri | 3000000198 | 3.5Cx185 Sqmm AL PWR cable | CBLE.PWR.AL.AR.D010 | ZSPR_ACT | ZSPR | KM | 0.027 | 23471.92 | INR
4000 | Sourthern Zone, Berhampur | 4100 | EHT (O&M) Circle, Berhampur | 4104 | EHT (O&M) Division,Bhanjanagar | S142 | 220/132/33 kV T/L S/S S/D Bhanajanagar | 3000000199 | 3.5Cx300 Sqmm AL PWR cable | CBLE.PWR.AL.AR.D011 | ZSPR_ACT | ZSPR | KM | 0.413 | 460576.95 | INR
4000 | Sourthern Zone, Berhampur | 4100 | EHT (O&M) Circle, Berhampur | 4104 | EHT (O&M) Division,Bhanjanagar | S147 | 132/33 kV S/S S/D Grid .Udayagiri | 3000000199 | 3.5Cx300 Sqmm AL PWR cable | CBLE.PWR.AL.AR.D011 | ZSPR_ACT | ZSPR | KM | 0.295 | 328983.54 | INR
4000 | Sourthern Zone, Berhampur | 4100 | EHT (O&M) Circle, Berhampur | 4104 | EHT (O&M) Division,Bhanjanagar | S145 | 220/132/33 kV T/L S/S S/D Aska | 3000000199 | 3.5Cx300 Sqmm AL PWR cable | CBLE.PWR.AL.AR.D011 | ZSPR_ACT | ZSPR | KM | 0.487 | 543101.63 | INR
4000 | Sourthern Zone, Berhampur | 4100 | EHT (O&M) Circle, Berhampur | 4104 | EHT (O&M) Division,Bhanjanagar | S145 | 220/132/33 kV T/L S/S S/D Aska | 3000000199 | 3.5Cx300 Sqmm AL PWR cable | CBLE.PWR.AL.AR.D011 | ZSPR_ACT | ZSPR | KM | 0.1 | 111519.84 | INR
4000 | Sourthern Zone, Berhampur | 4100 | EHT (O&M) Circle, Berhampur | 4104 | EHT (O&M) Division,Bhanjanagar | S147 | 132/33 kV S/S S/D Grid .Udayagiri | 3000000200 | 4Cx16 Sqmm AL PWR cable | CBLE.PWR.AL.AR.E002 | ZSPR_ACT | ZSPR | KM | 0.592 | 57262.77 | INR
4000 | Sourthern Zone, Berhampur | 4100 | EHT (O&M) Circle, Berhampur | 4104 | EHT (O&M) Division,Bhanjanagar | S142 | 220/132/33 kV T/L S/S S/D Bhanajanagar | 3000000200 | 4Cx16 Sqmm AL PWR cable | CBLE.PWR.AL.AR.E002 | ZSPR_ACT | ZSPR | KM | 0.114 | 11026.95 | INR
4000 | Sourthern Zone, Berhampur | 4100 | EHT (O&M) Circle, Berhampur | 4104 | EHT (O&M) Division,Bhanjanagar | S144 | 132/33 kV T/L S/S S/D Aska | 3000000201 | 4Cx25 SQMM AL POWER CABLE | CBLE.PWR.AL.AR.E003 | ZSPR_US | ZSPR | KM | 0.14 | 1 | INR
4000 | Sourthern Zone, Berhampur | 4100 | EHT (O&M) Circle, Berhampur | 4104 | EHT (O&M) Division,Bhanjanagar | S147 | 132/33 kV S/S S/D Grid .Udayagiri | 3000000208 | 4Cx6 Sqmm AL POWER CABLE | CBLE.PWR.AL.AR.E018 | ZSPR_ACT | ZSPR | KM | 2.654 | 197688.41 | INR
4000 | Sourthern Zone, Berhampur | 4100 | EHT (O&M) Circle, Berhampur | 4104 | EHT (O&M) Division,Bhanjanagar | S145 | 220/132/33 kV T/L S/S S/D Aska | 3000000209 | 2Cx6 Sqmm AL POWER CABLE | CBLE.PWR.AL.UAR.A005 | ZSPR_ACT | ZSPR | KM | 0.08 | 80 | INR
4000 | Sourthern Zone, Berhampur | 4100 | EHT (O&M) Circle, Berhampur | 4104 | EHT (O&M) Division,Bhanjanagar | S147 | 132/33 kV S/S S/D Grid .Udayagiri | 3000000218 | 1Cx120 SQMM POWER CABLE CU | CBLE.PWR.CU.UAR.A008 | ZSPR_ACT | ZSPR | KM | 0.44 | 389237.2 | INR
4000 | Sourthern Zone, Berhampur | 4100 | EHT (O&M) Circle, Berhampur | 4104 | EHT (O&M) Division,Bhanjanagar | S146 | 132/33 kV T/L S/S S/D Phulbani | 3000000249 | 300X75X2500M CABLE TRAY | CBLE.TRAY.A002 | ZSPR_ACT | ZSPR | NOS | 9 | 44.02 | INR
4000 | Sourthern Zone, Berhampur | 4100 | EHT (O&M) Circle, Berhampur | 4104 | EHT (O&M) Division,Bhanjanagar | S144 | 132/33 kV T/L S/S S/D Aska | 3000000249 | 300X75X2500M CABLE TRAY | CBLE.TRAY.A002 | ZSPR_ACT | ZSPR | NOS | 220 | 1075.98 | INR
4000 | Sourthern Zone, Berhampur | 4100 | EHT (O&M) Circle, Berhampur | 4104 | EHT (O&M) Division,Bhanjanagar | S147 | 132/33 kV S/S S/D Grid .Udayagiri | 3000000254 | 300x75x2500 cable tray in mtr | CBLE.TRAY.A015 | ZSPR_ACT | ZSPR | M | 1210 | 818494.41 | INR
4000 | Sourthern Zone, Berhampur | 4100 | EHT (O&M) Circle, Berhampur | 4104 | EHT (O&M) Division,Bhanjanagar | S145 | 220/132/33 kV T/L S/S S/D Aska | 3000000254 | 300x75x2500 cable tray in mtr | CBLE.TRAY.A015 | ZSPR_ACT | ZSPR | M | 775 | 524242.29 | INR
4000 | Sourthern Zone, Berhampur | 4100 | EHT (O&M) Circle, Berhampur | 4104 | EHT (O&M) Division,Bhanjanagar | S145 | 220/132/33 kV T/L S/S S/D Aska | 3000000255 | 150x75x2500 cable tray in mtr | CBLE.TRAY.A016 | ZSPR_ACT | ZSPR | M | 32 | 16725.61 | INR
4000 | Sourthern Zone, Berhampur | 4100 | EHT (O&M) Circle, Berhampur | 4104 | EHT (O&M) Division,Bhanjanagar | S147 | 132/33 kV S/S S/D Grid .Udayagiri | 3000000255 | 150x75x2500 cable tray in mtr | CBLE.TRAY.A016 | ZSPR_ACT | ZSPR | M | 855 | 446887.5 | INR
4000 | Sourthern Zone, Berhampur | 4100 | EHT (O&M) Circle, Berhampur | 4104 | EHT (O&M) Division,Bhanjanagar | S146 | 132/33 kV T/L S/S S/D Phulbani | 3000000270 | CTSTUD CLAMP for 100 SQMM | CLMP.ASRT.A010 | ZSPR_ACT | ZSPR | NOS | 9 | 9 | INR
4000 | Sourthern Zone, Berhampur | 4100 | EHT (O&M) Circle, Berhampur | 4104 | EHT (O&M) Division,Bhanjanagar | S144 | 132/33 kV T/L S/S S/D Aska | 3000000284 | 6bolt Bimetallic CTstud clamp-zebra | CLMP.CT.AL.A016 | ZSPR_ACT | ZSPR | NOS | 34 | 22016 | INR
4000 | Sourthern Zone, Berhampur | 4100 | EHT (O&M) Circle, Berhampur | 4104 | EHT (O&M) Division,Bhanjanagar | S145 | 220/132/33 kV T/L S/S S/D Aska | 3000000286 | 132kV CVT clamp | CLMP.CVT.A002 | ZSPR_ACT | ZSPR | NOS | 1 | 864.06 | INR
4000 | Sourthern Zone, Berhampur | 4100 | EHT (O&M) Circle, Berhampur | 4104 | EHT (O&M) Division,Bhanjanagar | S147 | 132/33 kV S/S S/D Grid .Udayagiri | 3000000286 | 132kV CVT clamp | CLMP.CVT.A002 | ZSPR_ACT | ZSPR | NOS | 3 | 2592.18 | INR
4000 | Sourthern Zone, Berhampur | 4100 | EHT (O&M) Circle, Berhampur | 4104 | EHT (O&M) Division,Bhanjanagar | S145 | 220/132/33 kV T/L S/S S/D Aska | 3000000287 | 220kV CVT / IVT clamp | CLMP.CVT.A003 | ZSPR_ACT | ZSPR | NOS | 18 | 21385.44 | INR
4000 | Sourthern Zone, Berhampur | 4100 | EHT (O&M) Circle, Berhampur | 4104 | EHT (O&M) Division,Bhanjanagar | S147 | 132/33 kV S/S S/D Grid .Udayagiri | 3000000300 | 132KV Isolator pad calmp for Moose | CLMP.ISO.AL.A017 | ZSPR_ACT | ZSPR | NOS | 3 | 0.03 | INR
4000 | Sourthern Zone, Berhampur | 4100 | EHT (O&M) Circle, Berhampur | 4104 | EHT (O&M) Division,Bhanjanagar | S144 | 132/33 kV T/L S/S S/D Aska | 3000000312 | L PAD CLAMP AL FOR PAD TO PANTHER | CLMP.LPAD.AL.A004 | ZSPR_ACT | ZSPR | NOS | 3 | 645 | INR
4000 | Sourthern Zone, Berhampur | 4100 | EHT (O&M) Circle, Berhampur | 4104 | EHT (O&M) Division,Bhanjanagar | S146 | 132/33 kV T/L S/S S/D Phulbani | 3000000313 | 132KV LA calmp for Moose | CLMP.LPAD.AL.A005 | ZSPR_ACT | ZSPR | NOS | 10 | 1729.76 | INR
4000 | Sourthern Zone, Berhampur | 4100 | EHT (O&M) Circle, Berhampur | 4104 | EHT (O&M) Division,Bhanjanagar | S144 | 132/33 kV T/L S/S S/D Aska | 3000000319 | 33kV CB PAD CLAMP AL FOR ZEBRA | CLMP.PAD.AL.A002 | ZSPR_ACT | ZSPR | NOS | 20 | 10176 | INR
4000 | Sourthern Zone, Berhampur | 4100 | EHT (O&M) Circle, Berhampur | 4104 | EHT (O&M) Division,Bhanjanagar | S142 | 220/132/33 kV T/L S/S S/D Bhanajanagar | 3000000319 | 33kV CB PAD CLAMP AL FOR ZEBRA | CLMP.PAD.AL.A002 | ZSPR_ACT | ZSPR | NOS | 40 | 20352 | INR
4000 | Sourthern Zone, Berhampur | 4100 | EHT (O&M) Circle, Berhampur | 4104 | EHT (O&M) Division,Bhanjanagar | S144 | 132/33 kV T/L S/S S/D Aska | 3000000326 | PAD CLAMP ALLUMINIUM FOR PANTHER | CLMP.PAD.AL.B001 | ZSPR_ACT | ZSPR | NOS | 5 | 5 | INR
4000 | Sourthern Zone, Berhampur | 4100 | EHT (O&M) Circle, Berhampur | 4104 | EHT (O&M) Division,Bhanjanagar | S146 | 132/33 kV T/L S/S S/D Phulbani | 3000000347 | 2 BOLTED PG CLAMP FOR PANTHER -PANTHER | CLMP.PG.B001 | ZSPR_ACT | ZSPR | NOS | 6 | 1275.78 | INR
4000 | Sourthern Zone, Berhampur | 4100 | EHT (O&M) Circle, Berhampur | 4104 | EHT (O&M) Division,Bhanjanagar | SL45 |  | 3000000348 | 2 BOLTED PG CLAMP FOR ZEBRA - ZEBRA | CLMP.PG.B002 | ZSPR_ACT | ZSPR | NOS | 22 | 22 | INR
4000 | Sourthern Zone, Berhampur | 4100 | EHT (O&M) Circle, Berhampur | 4104 | EHT (O&M) Division,Bhanjanagar | S143 | 220 kV Line S/D Bhanjanagar | 3000000348 | 2 BOLTED PG CLAMP FOR ZEBRA - ZEBRA | CLMP.PG.B002 | ZSPR_ACT | ZSPR | NOS | 6 | 6 | INR
4000 | Sourthern Zone, Berhampur | 4100 | EHT (O&M) Circle, Berhampur | 4104 | EHT (O&M) Division,Bhanjanagar | S145 | 220/132/33 kV T/L S/S S/D Aska | 3000000348 | 2 BOLTED PG CLAMP FOR ZEBRA - ZEBRA | CLMP.PG.B002 | ZSPR_ACT | ZSPR | NOS | 0 | 0 | INR
4000 | Sourthern Zone, Berhampur | 4100 | EHT (O&M) Circle, Berhampur | 4104 | EHT (O&M) Division,Bhanjanagar | S145 | 220/132/33 kV T/L S/S S/D Aska | 3000000350 | 2 BOLTED PG CLAMP FOR MOOSE - MOOSE | CLMP.PG.B004 | ZSPR_ACT | ZSPR | NOS | 28 | 5953.64 | INR
4000 | Sourthern Zone, Berhampur | 4100 | EHT (O&M) Circle, Berhampur | 4104 | EHT (O&M) Division,Bhanjanagar | S146 | 132/33 kV T/L S/S S/D Phulbani | 3000000355 | 3 BOLTED PG CLAMP FOR PANTHER -PANTHER | CLMP.PG.C001 | ZSPR_ACT | ZSPR | NOS | 42 | 9712.92 | INR
4000 | Sourthern Zone, Berhampur | 4100 | EHT (O&M) Circle, Berhampur | 4104 | EHT (O&M) Division,Bhanjanagar | S144 | 132/33 kV T/L S/S S/D Aska | 3000000355 | 3 BOLTED PG CLAMP FOR PANTHER -PANTHER | CLMP.PG.C001 | ZSPR_ACT | ZSPR | NOS | 8 | 1850.08 | INR
4000 | Sourthern Zone, Berhampur | 4100 | EHT (O&M) Circle, Berhampur | 4104 | EHT (O&M) Division,Bhanjanagar | SL45 |  | 3000000356 | 3 BOLTED PG CLAMP FOR ZEBRA - ZEBRA | CLMP.PG.C002 | ZSPR_ACT | ZSPR | NOS | 14 | 2090.29 | INR
4000 | Sourthern Zone, Berhampur | 4100 | EHT (O&M) Circle, Berhampur | 4104 | EHT (O&M) Division,Bhanjanagar | S146 | 132/33 kV T/L S/S S/D Phulbani | 3000000356 | 3 BOLTED PG CLAMP FOR ZEBRA - ZEBRA | CLMP.PG.C002 | ZSPR_ACT | ZSPR | NOS | 10 | 1493.06 | INR
4000 | Sourthern Zone, Berhampur | 4100 | EHT (O&M) Circle, Berhampur | 4104 | EHT (O&M) Division,Bhanjanagar | S145 | 220/132/33 kV T/L S/S S/D Aska | 3000000356 | 3 BOLTED PG CLAMP FOR ZEBRA - ZEBRA | CLMP.PG.C002 | ZSPR_ACT | ZSPR | NOS | 0 | 0 | INR
4000 | Sourthern Zone, Berhampur | 4100 | EHT (O&M) Circle, Berhampur | 4104 | EHT (O&M) Division,Bhanjanagar | S142 | 220/132/33 kV T/L S/S S/D Bhanajanagar | 3000000356 | 3 BOLTED PG CLAMP FOR ZEBRA - ZEBRA | CLMP.PG.C002 | ZSPR_ACT | ZSPR | NOS | 5 | 746.53 | INR
4000 | Sourthern Zone, Berhampur | 4100 | EHT (O&M) Circle, Berhampur | 4104 | EHT (O&M) Division,Bhanjanagar | S143 | 220 kV Line S/D Bhanjanagar | 3000000356 | 3 BOLTED PG CLAMP FOR ZEBRA - ZEBRA | CLMP.PG.C002 | ZSPR_ACT | ZSPR | NOS | 14 | 2090.28 | INR
4000 | Sourthern Zone, Berhampur | 4100 | EHT (O&M) Circle, Berhampur | 4104 | EHT (O&M) Division,Bhanjanagar | S144 | 132/33 kV T/L S/S S/D Aska | 3000000356 | 3 BOLTED PG CLAMP FOR ZEBRA - ZEBRA | CLMP.PG.C002 | ZSPR_ACT | ZSPR | NOS | 6 | 895.84 | INR
4000 | Sourthern Zone, Berhampur | 4100 | EHT (O&M) Circle, Berhampur | 4104 | EHT (O&M) Division,Bhanjanagar | S145 | 220/132/33 kV T/L S/S S/D Aska | 3000000358 | 3 BOLTED PG CLAMP FOR MOOSE - MOOSE | CLMP.PG.C004 | ZSPR_ACT | ZSPR | NOS | 78 | 62955.36 | INR
4000 | Sourthern Zone, Berhampur | 4100 | EHT (O&M) Circle, Berhampur | 4104 | EHT (O&M) Division,Bhanjanagar | S148 | 132/33 kV S/S S/D Line .Udayagiri | 3000000363 | 4 BOLTED PG CLAMP FOR PANTHER -PANTHER | CLMP.PG.D001 | ZSPR_ACT | ZSPR | NOS | 4 | 0.04 | INR
4000 | Sourthern Zone, Berhampur | 4100 | EHT (O&M) Circle, Berhampur | 4104 | EHT (O&M) Division,Bhanjanagar | S142 | 220/132/33 kV T/L S/S S/D Bhanajanagar | 3000000364 | 4 BOLTED PG CLAMP FOR ZEBRA - ZEBRA | CLMP.PG.D002 | ZSPR_ACT | ZSPR | NOS | 20 | 14000 | INR
4000 | Sourthern Zone, Berhampur | 4100 | EHT (O&M) Circle, Berhampur | 4104 | EHT (O&M) Division,Bhanjanagar | S142 | 220/132/33 kV T/L S/S S/D Bhanajanagar | 3000000380 | 12bolted T Clamp for ACSR Zebra to Zebra | CLMP.SP.CT.AL.A001 | ZSPR_ACT | ZSPR | NOS | 45 | 23760 | INR
4000 | Sourthern Zone, Berhampur | 4100 | EHT (O&M) Circle, Berhampur | 4104 | EHT (O&M) Division,Bhanjanagar | S142 | 220/132/33 kV T/L S/S S/D Bhanajanagar | 3000000385 | 6bolt-Bi.CT stud clamp-ACSR zebra | CLMP.SP.CT.AL.A016 | ZSPR_ACT | ZSPR | NOS | 40 | 23600 | INR
4000 | Sourthern Zone, Berhampur | 4100 | EHT (O&M) Circle, Berhampur | 4104 | EHT (O&M) Division,Bhanjanagar | S144 | 132/33 kV T/L S/S S/D Aska | 3000000386 | STRAIGHT THROUGH CLAMP ZEBRA BIMETALLIC | CLMP.ST.THRU.AL.A001 | ZSPR_ACT | ZSPR | NOS | 30 | 18974.4 | INR
4000 | Sourthern Zone, Berhampur | 4100 | EHT (O&M) Circle, Berhampur | 4104 | EHT (O&M) Division,Bhanjanagar | S142 | 220/132/33 kV T/L S/S S/D Bhanajanagar | 3000000386 | STRAIGHT THROUGH CLAMP ZEBRA BIMETALLIC | CLMP.ST.THRU.AL.A001 | ZSPR_ACT | ZSPR | NOS | 45 | 28461.6 | INR
4000 | Sourthern Zone, Berhampur | 4100 | EHT (O&M) Circle, Berhampur | 4104 | EHT (O&M) Division,Bhanjanagar | SL44 | 132/33 kV T/L S/S S/D Aska_Line | 3000000388 | T Clamp for Panther run-Panther Drop | CLMP.T.AL.A001 | ZSPR_US | ZSPR | NOS | 4 | 4 | INR
4000 | Sourthern Zone, Berhampur | 4100 | EHT (O&M) Circle, Berhampur | 4104 | EHT (O&M) Division,Bhanjanagar | S146 | 132/33 kV T/L S/S S/D Phulbani | 3000000388 | T Clamp for Panther run-Panther Drop | CLMP.T.AL.A001 | ZSPR_ACT | ZSPR | NOS | 13 | 1141.77 | INR
4000 | Sourthern Zone, Berhampur | 4100 | EHT (O&M) Circle, Berhampur | 4104 | EHT (O&M) Division,Bhanjanagar | S144 | 132/33 kV T/L S/S S/D Aska | 3000000389 | T CLAMP ALFOR PANTHER RUN-ZEBRA DROP | CLMP.T.AL.A002 | ZSPR_ACT | ZSPR | NOS | 18 | 556.52 | INR
4000 | Sourthern Zone, Berhampur | 4100 | EHT (O&M) Circle, Berhampur | 4104 | EHT (O&M) Division,Bhanjanagar | S146 | 132/33 kV T/L S/S S/D Phulbani | 3000000389 | T CLAMP ALFOR PANTHER RUN-ZEBRA DROP | CLMP.T.AL.A002 | ZSPR_ACT | ZSPR | NOS | 10 | 309.18 | INR
4000 | Sourthern Zone, Berhampur | 4100 | EHT (O&M) Circle, Berhampur | 4104 | EHT (O&M) Division,Bhanjanagar | S144 | 132/33 kV T/L S/S S/D Aska | 3000000391 | T CLAMP ALFOR ZEBRA RUN - ZEBRA DROP | CLMP.T.AL.A004 | ZSPR_ACT | ZSPR | NOS | 42 | 78208.81 | INR
4000 | Sourthern Zone, Berhampur | 4100 | EHT (O&M) Circle, Berhampur | 4104 | EHT (O&M) Division,Bhanjanagar | S145 | 220/132/33 kV T/L S/S S/D Aska | 3000000391 | T CLAMP ALFOR ZEBRA RUN - ZEBRA DROP | CLMP.T.AL.A004 | ZSPR_ACT | ZSPR | NOS | 0 | 0 | INR
4000 | Sourthern Zone, Berhampur | 4100 | EHT (O&M) Circle, Berhampur | 4104 | EHT (O&M) Division,Bhanjanagar | SL45 |  | 3000000391 | T CLAMP ALFOR ZEBRA RUN - ZEBRA DROP | CLMP.T.AL.A004 | ZSPR_ACT | ZSPR | NOS | 8 | 14896.91 | INR
4000 | Sourthern Zone, Berhampur | 4100 | EHT (O&M) Circle, Berhampur | 4104 | EHT (O&M) Division,Bhanjanagar | S146 | 132/33 kV T/L S/S S/D Phulbani | 3000000391 | T CLAMP ALFOR ZEBRA RUN - ZEBRA DROP | CLMP.T.AL.A004 | ZSPR_ACT | ZSPR | NOS | 1 | 1862.11 | INR
4000 | Sourthern Zone, Berhampur | 4100 | EHT (O&M) Circle, Berhampur | 4104 | EHT (O&M) Division,Bhanjanagar | S145 | 220/132/33 kV T/L S/S S/D Aska | 3000000393 | T CLAMP ALFOR ZEBRA RUN - MOOSE DROP | CLMP.T.AL.A006 | ZSPR_ACT | ZSPR | NOS | 18 | 14252.04 | INR
4000 | Sourthern Zone, Berhampur | 4100 | EHT (O&M) Circle, Berhampur | 4104 | EHT (O&M) Division,Bhanjanagar | S145 | 220/132/33 kV T/L S/S S/D Aska | 3000000394 | T-CLAMP ACSR MOOSE RUN AND MOOSE DROP | CLMP.T.AL.A007 | ZSPR_ACT | ZSPR | NOS | 134 | 153320.07 | INR
4000 | Sourthern Zone, Berhampur | 4100 | EHT (O&M) Circle, Berhampur | 4104 | EHT (O&M) Division,Bhanjanagar | S147 | 132/33 kV S/S S/D Grid .Udayagiri | 3000000394 | T-CLAMP ACSR MOOSE RUN AND MOOSE DROP | CLMP.T.AL.A007 | ZSPR_ACT | ZSPR | NOS | 42 | 48055.54 | INR
4000 | Sourthern Zone, Berhampur | 4100 | EHT (O&M) Circle, Berhampur | 4104 | EHT (O&M) Division,Bhanjanagar | S148 | 132/33 kV S/S S/D Line .Udayagiri | 3000000398 | T CLAMP ALLUMINIUM FOR PANTHER TO PANTHE | CLMP.T.AL.A012 | ZSPR_ACT | ZSPR | NOS | 22 | 0.22 | INR
4000 | Sourthern Zone, Berhampur | 4100 | EHT (O&M) Circle, Berhampur | 4104 | EHT (O&M) Division,Bhanjanagar | S147 | 132/33 kV S/S S/D Grid .Udayagiri | 3000000403 | T clamp twin Moose run to Moose drop | CLMP.T.AL.A027 | ZSPR_ACT | ZSPR | NOS | 12 | 22311.48 | INR
4000 | Sourthern Zone, Berhampur | 4100 | EHT (O&M) Circle, Berhampur | 4104 | EHT (O&M) Division,Bhanjanagar | S145 | 220/132/33 kV T/L S/S S/D Aska | 3000000407 | SPR T CLAMP AL TWIN MOOSE RUN-MOOSE DROP | CLMP.T.AL.B003 | ZSPR_ACT | ZSPR | NOS | 56 | 61306 | INR
4000 | Sourthern Zone, Berhampur | 4100 | EHT (O&M) Circle, Berhampur | 4104 | EHT (O&M) Division,Bhanjanagar | S144 | 132/33 kV T/L S/S S/D Aska | 3000000407 | SPR T CLAMP AL TWIN MOOSE RUN-MOOSE DROP | CLMP.T.AL.B003 | ZSPR_ACT | ZSPR | NOS | 40 | 43790 | INR
4000 | Sourthern Zone, Berhampur | 4100 | EHT (O&M) Circle, Berhampur | 4104 | EHT (O&M) Division,Bhanjanagar | SL44 | 132/33 kV T/L S/S S/D Aska_Line | 3000000412 | JUMPER FOR EARTH WIRE | COND.ACCES.A001 | ZSPR_US | ZSPR | NOS | 11 | 11 | INR
4000 | Sourthern Zone, Berhampur | 4100 | EHT (O&M) Circle, Berhampur | 4104 | EHT (O&M) Division,Bhanjanagar | SL44 | 132/33 kV T/L S/S S/D Aska_Line | 3000000427 | PA ROD ACSR PANTHER IN SET | COND.ACCES.B002 | ZSPR_ACT | ZSPR | NOS | 30 | 8860.3 | INR
4000 | Sourthern Zone, Berhampur | 4100 | EHT (O&M) Circle, Berhampur | 4104 | EHT (O&M) Division,Bhanjanagar | S146 | 132/33 kV T/L S/S S/D Phulbani | 3000000427 | PA ROD ACSR PANTHER IN SET | COND.ACCES.B002 | ZSPR_ACT | ZSPR | NOS | 33 | 9746.32 | INR
4000 | Sourthern Zone, Berhampur | 4100 | EHT (O&M) Circle, Berhampur | 4104 | EHT (O&M) Division,Bhanjanagar | S148 | 132/33 kV S/S S/D Line .Udayagiri | 3000000427 | PA ROD ACSR PANTHER IN SET | COND.ACCES.B002 | ZSPR_ACT | ZSPR | NOS | 55 | 16243.87 | INR
4000 | Sourthern Zone, Berhampur | 4100 | EHT (O&M) Circle, Berhampur | 4104 | EHT (O&M) Division,Bhanjanagar | S145 | 220/132/33 kV T/L S/S S/D Aska | 3000000427 | PA ROD ACSR PANTHER IN SET | COND.ACCES.B002 | ZSPR_ACT | ZSPR | NOS | 5 | 1476.72 | INR
4000 | Sourthern Zone, Berhampur | 4100 | EHT (O&M) Circle, Berhampur | 4104 | EHT (O&M) Division,Bhanjanagar | S145 | 220/132/33 kV T/L S/S S/D Aska | 3000000428 | PA ROD ACSR ZEBRA IN SET | COND.ACCES.B003 | ZSPR_ACT | ZSPR | NOS | 10 | 17463.63 | INR
4000 | Sourthern Zone, Berhampur | 4100 | EHT (O&M) Circle, Berhampur | 4104 | EHT (O&M) Division,Bhanjanagar | S146 | 132/33 kV T/L S/S S/D Phulbani | 3000000437 | MS JOINT FOR ACSR PANTHER CONDUCTOR | COND.ACCES.C002 | ZSPR_ACT | ZSPR | NOS | 30 | 8780.33 | INR
4000 | Sourthern Zone, Berhampur | 4100 | EHT (O&M) Circle, Berhampur | 4104 | EHT (O&M) Division,Bhanjanagar | S148 | 132/33 kV S/S S/D Line .Udayagiri | 3000000437 | MS JOINT FOR ACSR PANTHER CONDUCTOR | COND.ACCES.C002 | ZSPR_ACT | ZSPR | NOS | 11 | 3219.46 | INR
4000 | Sourthern Zone, Berhampur | 4100 | EHT (O&M) Circle, Berhampur | 4104 | EHT (O&M) Division,Bhanjanagar | S145 | 220/132/33 kV T/L S/S S/D Aska | 3000000437 | MS JOINT FOR ACSR PANTHER CONDUCTOR | COND.ACCES.C002 | ZSPR_ACT | ZSPR | NOS | 14 | 4097.49 | INR
4000 | Sourthern Zone, Berhampur | 4100 | EHT (O&M) Circle, Berhampur | 4104 | EHT (O&M) Division,Bhanjanagar | SL44 | 132/33 kV T/L S/S S/D Aska_Line | 3000000437 | MS JOINT FOR ACSR PANTHER CONDUCTOR | COND.ACCES.C002 | ZSPR_ACT | ZSPR | NOS | 4 | 1170.71 | INR
4000 | Sourthern Zone, Berhampur | 4100 | EHT (O&M) Circle, Berhampur | 4104 | EHT (O&M) Division,Bhanjanagar | S142 | 220/132/33 kV T/L S/S S/D Bhanajanagar | 3000000438 | MS JOINT FOR ACSR ZEBRA CONDUCTOR | COND.ACCES.C003 | ZSPR_ACT | ZSPR | NOS | 15 | 13704.72 | INR
4000 | Sourthern Zone, Berhampur | 4100 | EHT (O&M) Circle, Berhampur | 4104 | EHT (O&M) Division,Bhanjanagar | S143 | 220 kV Line S/D Bhanjanagar | 3000000438 | MS JOINT FOR ACSR ZEBRA CONDUCTOR | COND.ACCES.C003 | ZSPR_ACT | ZSPR | NOS | 19 | 17359.31 | INR
4000 | Sourthern Zone, Berhampur | 4100 | EHT (O&M) Circle, Berhampur | 4104 | EHT (O&M) Division,Bhanjanagar | S145 | 220/132/33 kV T/L S/S S/D Aska | 3000000438 | MS JOINT FOR ACSR ZEBRA CONDUCTOR | COND.ACCES.C003 | ZSPR_ACT | ZSPR | NOS | 165 | 150751.91 | INR
4000 | Sourthern Zone, Berhampur | 4100 | EHT (O&M) Circle, Berhampur | 4104 | EHT (O&M) Division,Bhanjanagar | S145 | 220/132/33 kV T/L S/S S/D Aska | 3000000448 | SPACER FOR ACSR TWIN MOOSE CONDUCTOR | COND.ACCES.D002 | ZSPR_ACT | ZSPR | NOS | 14 | 10780.81 | INR
4000 | Sourthern Zone, Berhampur | 4100 | EHT (O&M) Circle, Berhampur | 4104 | EHT (O&M) Division,Bhanjanagar | S147 | 132/33 kV S/S S/D Grid .Udayagiri | 3000000448 | SPACER FOR ACSR TWIN MOOSE CONDUCTOR | COND.ACCES.D002 | ZSPR_ACT | ZSPR | NOS | 25 | 19251.46 | INR
4000 | Sourthern Zone, Berhampur | 4100 | EHT (O&M) Circle, Berhampur | 4104 | EHT (O&M) Division,Bhanjanagar | S146 | 132/33 kV T/L S/S S/D Phulbani | 3000000454 | VD FOR ACSR HORSE CONDUCTOR | COND.ACCES.E001 | ZSPR_ACT | ZSPR | NOS | 3 | 4262.94 | INR
4000 | Sourthern Zone, Berhampur | 4100 | EHT (O&M) Circle, Berhampur | 4104 | EHT (O&M) Division,Bhanjanagar | S146 | 132/33 kV T/L S/S S/D Phulbani | 3000000455 | VD OFACSR PANTHER CONDUCTOR | COND.ACCES.E002 | ZSPR_ACT | ZSPR | NOS | 19 | 8794.01 | INR
4000 | Sourthern Zone, Berhampur | 4100 | EHT (O&M) Circle, Berhampur | 4104 | EHT (O&M) Division,Bhanjanagar | S148 | 132/33 kV S/S S/D Line .Udayagiri | 3000000455 | VD OFACSR PANTHER CONDUCTOR | COND.ACCES.E002 | ZSPR_ACT | ZSPR | NOS | 11 | 5091.27 | INR
4000 | Sourthern Zone, Berhampur | 4100 | EHT (O&M) Circle, Berhampur | 4104 | EHT (O&M) Division,Bhanjanagar | SL44 | 132/33 kV T/L S/S S/D Aska_Line | 3000000455 | VD OFACSR PANTHER CONDUCTOR | COND.ACCES.E002 | ZSPR_ACT | ZSPR | NOS | 175 | 80997.45 | INR
4000 | Sourthern Zone, Berhampur | 4100 | EHT (O&M) Circle, Berhampur | 4104 | EHT (O&M) Division,Bhanjanagar | S143 | 220 kV Line S/D Bhanjanagar | 3000000456 | VD OF ACSR ZEBRA CONDUCTOR | COND.ACCES.E003 | ZSPR_ACT | ZSPR | NOS | 50 | 39254.12 | INR
4000 | Sourthern Zone, Berhampur | 4100 | EHT (O&M) Circle, Berhampur | 4104 | EHT (O&M) Division,Bhanjanagar | S145 | 220/132/33 kV T/L S/S S/D Aska | 3000000456 | VD OF ACSR ZEBRA CONDUCTOR | COND.ACCES.E003 | ZSPR_ACT | ZSPR | NOS | 0 | 0 | INR
4000 | Sourthern Zone, Berhampur | 4100 | EHT (O&M) Circle, Berhampur | 4104 | EHT (O&M) Division,Bhanjanagar | S146 | 132/33 kV T/L S/S S/D Phulbani | 3000000456 | VD OF ACSR ZEBRA CONDUCTOR | COND.ACCES.E003 | ZSPR_ACT | ZSPR | NOS | 15 | 11776.24 | INR
4000 | Sourthern Zone, Berhampur | 4100 | EHT (O&M) Circle, Berhampur | 4104 | EHT (O&M) Division,Bhanjanagar | SL45 |  | 3000000456 | VD OF ACSR ZEBRA CONDUCTOR | COND.ACCES.E003 | ZSPR_ACT | ZSPR | NOS | 1164 | 913835.85 | INR
4000 | Sourthern Zone, Berhampur | 4100 | EHT (O&M) Circle, Berhampur | 4104 | EHT (O&M) Division,Bhanjanagar | S146 | 132/33 kV T/L S/S S/D Phulbani | 3000000464 | REPAIR SLEEVE FOR ACSR HORSE CONDUCTOR | COND.ACCES.F001 | ZSPR_SCRAP | ZSPR | NOS | 15 | 948 | INR
4000 | Sourthern Zone, Berhampur | 4100 | EHT (O&M) Circle, Berhampur | 4104 | EHT (O&M) Division,Bhanjanagar | SL45 |  | 3000000465 | REPAIR SLEEVE FOR ACSR PANTHER CONDUCTOR | COND.ACCES.F002 | ZSPR_ACT | ZSPR | NOS | 6 | 337.7 | INR
4000 | Sourthern Zone, Berhampur | 4100 | EHT (O&M) Circle, Berhampur | 4104 | EHT (O&M) Division,Bhanjanagar | S142 | 220/132/33 kV T/L S/S S/D Bhanajanagar | 3000000465 | REPAIR SLEEVE FOR ACSR PANTHER CONDUCTOR | COND.ACCES.F002 | ZSPR_ACT | ZSPR | NOS | 5 | 281.42 | INR
4000 | Sourthern Zone, Berhampur | 4100 | EHT (O&M) Circle, Berhampur | 4104 | EHT (O&M) Division,Bhanjanagar | SL44 | 132/33 kV T/L S/S S/D Aska_Line | 3000000465 | REPAIR SLEEVE FOR ACSR PANTHER CONDUCTOR | COND.ACCES.F002 | ZSPR_ACT | ZSPR | NOS | 20 | 1125.66 | INR
4000 | Sourthern Zone, Berhampur | 4100 | EHT (O&M) Circle, Berhampur | 4104 | EHT (O&M) Division,Bhanjanagar | S145 | 220/132/33 kV T/L S/S S/D Aska | 3000000465 | REPAIR SLEEVE FOR ACSR PANTHER CONDUCTOR | COND.ACCES.F002 | ZSPR_ACT | ZSPR | NOS | 0 | 0 | INR
4000 | Sourthern Zone, Berhampur | 4100 | EHT (O&M) Circle, Berhampur | 4104 | EHT (O&M) Division,Bhanjanagar | S148 | 132/33 kV S/S S/D Line .Udayagiri | 3000000465 | REPAIR SLEEVE FOR ACSR PANTHER CONDUCTOR | COND.ACCES.F002 | ZSPR_ACT | ZSPR | NOS | 22 | 1238.22 | INR
4000 | Sourthern Zone, Berhampur | 4100 | EHT (O&M) Circle, Berhampur | 4104 | EHT (O&M) Division,Bhanjanagar | S142 | 220/132/33 kV T/L S/S S/D Bhanajanagar | 3000000466 | REPAIR SLEEVE FOR ACSR ZEBRA CONDUCTOR | COND.ACCES.F003 | ZSPR_ACT | ZSPR | NOS | 36 | 10921.17 | INR
4000 | Sourthern Zone, Berhampur | 4100 | EHT (O&M) Circle, Berhampur | 4104 | EHT (O&M) Division,Bhanjanagar | S145 | 220/132/33 kV T/L S/S S/D Aska | 3000000466 | REPAIR SLEEVE FOR ACSR ZEBRA CONDUCTOR | COND.ACCES.F003 | ZSPR_ACT | ZSPR | NOS | 0 | 0 | INR
4000 | Sourthern Zone, Berhampur | 4100 | EHT (O&M) Circle, Berhampur | 4104 | EHT (O&M) Division,Bhanjanagar | S143 | 220 kV Line S/D Bhanjanagar | 3000000466 | REPAIR SLEEVE FOR ACSR ZEBRA CONDUCTOR | COND.ACCES.F003 | ZSPR_ACT | ZSPR | NOS | 39 | 11831.27 | INR
4000 | Sourthern Zone, Berhampur | 4100 | EHT (O&M) Circle, Berhampur | 4104 | EHT (O&M) Division,Bhanjanagar | SL45 |  | 3000000466 | REPAIR SLEEVE FOR ACSR ZEBRA CONDUCTOR | COND.ACCES.F003 | ZSPR_ACT | ZSPR | NOS | 35 | 10617.8 | INR
4000 | Sourthern Zone, Berhampur | 4100 | EHT (O&M) Circle, Berhampur | 4104 | EHT (O&M) Division,Bhanjanagar | S145 | 220/132/33 kV T/L S/S S/D Aska | 3000000481 | IPS 4" Aluminium Tubes | COND.IPS.TUBE.A001 | ZSPR_ACT | ZSPR | M | 270.579 | 763835.04 | INR
4000 | Sourthern Zone, Berhampur | 4100 | EHT (O&M) Circle, Berhampur | 4104 | EHT (O&M) Division,Bhanjanagar | S146 | 132/33 kV T/L S/S S/D Phulbani | 3000000501 | BIG ROPE ARMOUR ROD R14384-4 | ERS.TNP.A005 | ZSPR_ACT | ZSPR | NOS | 4 | 1206 | INR
4000 | Sourthern Zone, Berhampur | 4100 | EHT (O&M) Circle, Berhampur | 4104 | EHT (O&M) Division,Bhanjanagar | S146 | 132/33 kV T/L S/S S/D Phulbani | 3000000571 | BENTONITE FOR EARTHING AS ACCESSORIES | ERTH.ACCES.C001 | ZSPR_ACT | ZSPR | KG | 50 | 600 | INR
4000 | Sourthern Zone, Berhampur | 4100 | EHT (O&M) Circle, Berhampur | 4104 | EHT (O&M) Division,Bhanjanagar | S148 | 132/33 kV S/S S/D Line .Udayagiri | 3000000574 | EARTHING DEVICE | ERTH.DEVICE.A001 | ZSPR_ACT | ZSPR | NOS | 6 | 22461.97 | INR
4000 | Sourthern Zone, Berhampur | 4100 | EHT (O&M) Circle, Berhampur | 4104 | EHT (O&M) Division,Bhanjanagar | S145 | 220/132/33 kV T/L S/S S/D Aska | 3000000574 | EARTHING DEVICE | ERTH.DEVICE.A001 | ZSPR_ACT | ZSPR | NOS | 17 | 63642.24 | INR
4000 | Sourthern Zone, Berhampur | 4100 | EHT (O&M) Circle, Berhampur | 4104 | EHT (O&M) Division,Bhanjanagar | SL44 | 132/33 kV T/L S/S S/D Aska_Line | 3000000591 | 40 MM GI PLAIN EARTHING PIPE | ERTH.PIPE.GI.A004 | ZSPR_ACT | ZSPR | NOS | 30 | 4812.9 | INR
4000 | Sourthern Zone, Berhampur | 4100 | EHT (O&M) Circle, Berhampur | 4104 | EHT (O&M) Division,Bhanjanagar | S147 | 132/33 kV S/S S/D Grid .Udayagiri | 3000000592 | 50 MM GI PERFORATED EARTHING PIPE | ERTH.PIPE.GI.A005 | ZSPR_ACT | ZSPR | NOS | 41 | 167570.28 | INR
4000 | Sourthern Zone, Berhampur | 4100 | EHT (O&M) Circle, Berhampur | 4104 | EHT (O&M) Division,Bhanjanagar | S142 | 220/132/33 kV T/L S/S S/D Bhanajanagar | 3000000594 | 40 MM GI PORFORATED EARTHING PIPE | ERTH.PIPE.GI.B004 | ZSPR_ACT | ZSPR | NOS | 46 | 15855.28 | INR
4000 | Sourthern Zone, Berhampur | 4100 | EHT (O&M) Circle, Berhampur | 4104 | EHT (O&M) Division,Bhanjanagar | S146 | 132/33 kV T/L S/S S/D Phulbani | 3000000594 | 40 MM GI PORFORATED EARTHING PIPE | ERTH.PIPE.GI.B004 | ZSPR_ACT | ZSPR | NOS | 1 | 344.68 | INR
4000 | Sourthern Zone, Berhampur | 4100 | EHT (O&M) Circle, Berhampur | 4104 | EHT (O&M) Division,Bhanjanagar | S146 | 132/33 kV T/L S/S S/D Phulbani | 3000000613 | MID SPAN JOINT FOR 7/3.15MM EARTH WIRE | EW.ACCES.A002 | ZSPR_ACT | ZSPR | NOS | 13 | 2016.3 | INR
4000 | Sourthern Zone, Berhampur | 4100 | EHT (O&M) Circle, Berhampur | 4104 | EHT (O&M) Division,Bhanjanagar | S143 | 220 kV Line S/D Bhanjanagar | 3000000613 | MID SPAN JOINT FOR 7/3.15MM EARTH WIRE | EW.ACCES.A002 | ZSPR_ACT | ZSPR | NOS | 25 | 3877.5 | INR
4000 | Sourthern Zone, Berhampur | 4100 | EHT (O&M) Circle, Berhampur | 4104 | EHT (O&M) Division,Bhanjanagar | S146 | 132/33 kV T/L S/S S/D Phulbani | 3000000616 | VD FOR 7/3.15MM GI EARTHWIRE | EW.ACCES.B002 | ZSPR_ACT | ZSPR | NOS | 16 | 336.64 | INR
4000 | Sourthern Zone, Berhampur | 4100 | EHT (O&M) Circle, Berhampur | 4104 | EHT (O&M) Division,Bhanjanagar | SL44 | 132/33 kV T/L S/S S/D Aska_Line | 3000000616 | VD FOR 7/3.15MM GI EARTHWIRE | EW.ACCES.B002 | ZSPR_US | ZSPR | NOS | 48 | 48 | INR
4000 | Sourthern Zone, Berhampur | 4100 | EHT (O&M) Circle, Berhampur | 4104 | EHT (O&M) Division,Bhanjanagar | S143 | 220 kV Line S/D Bhanjanagar | 3000000619 | Damaged Cut Pieces GI Earthwire | EW.CUTPIECE.A001 | ZSPR_SCRAP | ZSPR | KG | 223.5 | 223.5 | INR
4000 | Sourthern Zone, Berhampur | 4100 | EHT (O&M) Circle, Berhampur | 4104 | EHT (O&M) Division,Bhanjanagar | S148 | 132/33 kV S/S S/D Line .Udayagiri | 3000000619 | Damaged Cut Pieces GI Earthwire | EW.CUTPIECE.A001 | ZSPR_US | ZSPR | KG | 20 | 19.85 | INR
4000 | Sourthern Zone, Berhampur | 4100 | EHT (O&M) Circle, Berhampur | 4104 | EHT (O&M) Division,Bhanjanagar | SL44 | 132/33 kV T/L S/S S/D Aska_Line | 3000000619 | Damaged Cut Pieces GI Earthwire | EW.CUTPIECE.A001 | ZSPR_US | ZSPR | KG | 2565 | 2545.35 | INR
4000 | Sourthern Zone, Berhampur | 4100 | EHT (O&M) Circle, Berhampur | 4104 | EHT (O&M) Division,Bhanjanagar | SL44 | 132/33 kV T/L S/S S/D Aska_Line | 3000000739 | DS HARDWARE FITTING ACSR PANTHER | HWF.DS.A002 | ZSPR_FREE | ZSPR | NOS | 64 | 0 | INR
4000 | Sourthern Zone, Berhampur | 4100 | EHT (O&M) Circle, Berhampur | 4104 | EHT (O&M) Division,Bhanjanagar | S143 | 220 kV Line S/D Bhanjanagar | 3000000740 | DS HARDWARE FITTING ACSR ZEBRA | HWF.DS.A003 | ZSPR_ACT | ZSPR | NOS | 17 | 66567.18 | INR
4000 | Sourthern Zone, Berhampur | 4100 | EHT (O&M) Circle, Berhampur | 4104 | EHT (O&M) Division,Bhanjanagar | S145 | 220/132/33 kV T/L S/S S/D Aska | 3000000740 | DS HARDWARE FITTING ACSR ZEBRA | HWF.DS.A003 | ZSPR_ACT | ZSPR | NOS | 45 | 176207.24 | INR
4000 | Sourthern Zone, Berhampur | 4100 | EHT (O&M) Circle, Berhampur | 4104 | EHT (O&M) Division,Bhanjanagar | S145 | 220/132/33 kV T/L S/S S/D Aska | 3000000742 | DS HWF (AGS)FOR ACSR PANTHER | HWF.DS.A007 | ZSPR_ACT | ZSPR | NOS | 6 | 15960 | INR
4000 | Sourthern Zone, Berhampur | 4100 | EHT (O&M) Circle, Berhampur | 4104 | EHT (O&M) Division,Bhanjanagar | S146 | 132/33 kV T/L S/S S/D Phulbani | 3000000748 | DS HWF AGS for 90 KN insulator | HWF.DS.A016 | ZSPR_ACT | ZSPR | SET | 30 | 76449.47 | INR
4000 | Sourthern Zone, Berhampur | 4100 | EHT (O&M) Circle, Berhampur | 4104 | EHT (O&M) Division,Bhanjanagar | S148 | 132/33 kV S/S S/D Line .Udayagiri | 3000000748 | DS HWF AGS for 90 KN insulator | HWF.DS.A016 | ZSPR_ACT | ZSPR | SET | 5 | 12741.58 | INR
4000 | Sourthern Zone, Berhampur | 4100 | EHT (O&M) Circle, Berhampur | 4104 | EHT (O&M) Division,Bhanjanagar | S148 | 132/33 kV S/S S/D Line .Udayagiri | 3000000799 | DT Hard ware fittings -120 KN insulator | HWF.DT.A002 | ZSPR_ACT | ZSPR | NOS | 6 | 0.06 | INR
4000 | Sourthern Zone, Berhampur | 4100 | EHT (O&M) Circle, Berhampur | 4104 | EHT (O&M) Division,Bhanjanagar | S143 | 220 kV Line S/D Bhanjanagar | 3000000800 | DT HARDWARE FITTING ACSR ZEBRA | HWF.DT.A003 | ZSPR_ACT | ZSPR | NOS | 20 | 104510.09 | INR
4000 | Sourthern Zone, Berhampur | 4100 | EHT (O&M) Circle, Berhampur | 4104 | EHT (O&M) Division,Bhanjanagar | S145 | 220/132/33 kV T/L S/S S/D Aska | 3000000800 | DT HARDWARE FITTING ACSR ZEBRA | HWF.DT.A003 | ZSPR_ACT | ZSPR | NOS | 6 | 31353.03 | INR
4000 | Sourthern Zone, Berhampur | 4100 | EHT (O&M) Circle, Berhampur | 4104 | EHT (O&M) Division,Bhanjanagar | S145 | 220/132/33 kV T/L S/S S/D Aska | 3000000803 | DT HARDWARE FITTING FOR ACSR PANTHER | HWF.DT.A006 | ZSPR_ACT | ZSPR | NOS | 5 | 24314.72 | INR
4000 | Sourthern Zone, Berhampur | 4100 | EHT (O&M) Circle, Berhampur | 4104 | EHT (O&M) Division,Bhanjanagar | S146 | 132/33 kV T/L S/S S/D Phulbani | 3000000803 | DT HARDWARE FITTING FOR ACSR PANTHER | HWF.DT.A006 | ZSPR_ACT | ZSPR | NOS | 30 | 145888.33 | INR
4000 | Sourthern Zone, Berhampur | 4100 | EHT (O&M) Circle, Berhampur | 4104 | EHT (O&M) Division,Bhanjanagar | S148 | 132/33 kV S/S S/D Line .Udayagiri | 3000000820 | OPGW hardware set | HWF.OPGW.A001 | ZSPR_ACT | ZSPR | SET | 1 | 0.36 | INR
4000 | Sourthern Zone, Berhampur | 4100 | EHT (O&M) Circle, Berhampur | 4104 | EHT (O&M) Division,Bhanjanagar | S146 | 132/33 kV T/L S/S S/D Phulbani | 3000000824 | SUSPENSION CLAMP FOR 7/3.15MM EARTHWIRE | HWF.SC.EW.A002 | ZSPR_ACT | ZSPR | NOS | 2 | 441.78 | INR
4000 | Sourthern Zone, Berhampur | 4100 | EHT (O&M) Circle, Berhampur | 4104 | EHT (O&M) Division,Bhanjanagar | S146 | 132/33 kV T/L S/S S/D Phulbani | 3000000825 | SUSPENSION CLAMP FOR 7/3.66MM EARTHWIRE | HWF.SC.EW.A003 | ZSPR_ACT | ZSPR | NOS | 10 | 10 | INR
4000 | Sourthern Zone, Berhampur | 4100 | EHT (O&M) Circle, Berhampur | 4104 | EHT (O&M) Division,Bhanjanagar | SL44 | 132/33 kV T/L S/S S/D Aska_Line | 3000000846 | SS HARDWARE FITTING ACSR PANTHER | HWF.SS.A002 | ZSPR_ACT | ZSPR | NOS | 30 | 22418.1 | INR
4000 | Sourthern Zone, Berhampur | 4100 | EHT (O&M) Circle, Berhampur | 4104 | EHT (O&M) Division,Bhanjanagar | S143 | 220 kV Line S/D Bhanjanagar | 3000000847 | SS HARDWARE FITTING ACSR ZEBRA | HWF.SS.A003 | ZSPR_ACT | ZSPR | NOS | 15 | 70216.8 | INR
4000 | Sourthern Zone, Berhampur | 4100 | EHT (O&M) Circle, Berhampur | 4104 | EHT (O&M) Division,Bhanjanagar | S145 | 220/132/33 kV T/L S/S S/D Aska | 3000000848 | SS H/W Fitting ACSR Moose | HWF.SS.A004 | ZSPR_ACT | ZSPR | NOS | 2 | 2665.63 | INR
4000 | Sourthern Zone, Berhampur | 4100 | EHT (O&M) Circle, Berhampur | 4104 | EHT (O&M) Division,Bhanjanagar | S147 | 132/33 kV S/S S/D Grid .Udayagiri | 3000000848 | SS H/W Fitting ACSR Moose | HWF.SS.A004 | ZSPR_ACT | ZSPR | NOS | 5 | 6664.09 | INR
4000 | Sourthern Zone, Berhampur | 4100 | EHT (O&M) Circle, Berhampur | 4104 | EHT (O&M) Division,Bhanjanagar | S146 | 132/33 kV T/L S/S S/D Phulbani | 3000000857 | SS HWF AGS type for 90 KN insulator | HWF.SS.A016 | ZSPR_ACT | ZSPR | NOS | 20 | 41150 | INR
4000 | Sourthern Zone, Berhampur | 4100 | EHT (O&M) Circle, Berhampur | 4104 | EHT (O&M) Division,Bhanjanagar | S143 | 220 kV Line S/D Bhanjanagar | 3000000858 | SS HWF AGS TYPE FOR ACSR ZEBRA | HWF.SS.A017 | ZSPR_ACT | ZSPR | SET | 4 | 7788 | INR
4000 | Sourthern Zone, Berhampur | 4100 | EHT (O&M) Circle, Berhampur | 4104 | EHT (O&M) Division,Bhanjanagar | S144 | 132/33 kV T/L S/S S/D Aska | 3000000866 | CLAMP OF SS HWF FOR ACSR ZEBRA | HWF.SS.C003 | ZSPR_ACT | ZSPR | NOS | 1 | 1 | INR
4000 | Sourthern Zone, Berhampur | 4100 | EHT (O&M) Circle, Berhampur | 4104 | EHT (O&M) Division,Bhanjanagar | S148 | 132/33 kV S/S S/D Line .Udayagiri | 3000000876 | ST HARDWARE FITTING LYNX /ACSR HORSE CON | HWF.ST.A001 | ZSPR_ACT | ZSPR | NOS | 1 | 0.01 | INR
4000 | Sourthern Zone, Berhampur | 4100 | EHT (O&M) Circle, Berhampur | 4104 | EHT (O&M) Division,Bhanjanagar | S146 | 132/33 kV T/L S/S S/D Phulbani | 3000000877 | ST Hard wares fittings 120KN insulator | HWF.ST.A002 | ZSPR_ACT | ZSPR | NOS | 22 | 35930.07 | INR
4000 | Sourthern Zone, Berhampur | 4100 | EHT (O&M) Circle, Berhampur | 4104 | EHT (O&M) Division,Bhanjanagar | SL44 | 132/33 kV T/L S/S S/D Aska_Line | 3000000877 | ST Hard wares fittings 120KN insulator | HWF.ST.A002 | ZSPR_ACT | ZSPR | NOS | 19 | 31030.51 | INR
4000 | Sourthern Zone, Berhampur | 4100 | EHT (O&M) Circle, Berhampur | 4104 | EHT (O&M) Division,Bhanjanagar | S143 | 220 kV Line S/D Bhanjanagar | 3000000878 | ST HWF FOR ACSR ZEBRA | HWF.ST.A003 | ZSPR_ACT | ZSPR | NOS | 25 | 67197.15 | INR
4000 | Sourthern Zone, Berhampur | 4100 | EHT (O&M) Circle, Berhampur | 4104 | EHT (O&M) Division,Bhanjanagar | S144 | 132/33 kV T/L S/S S/D Aska | 3000000878 | ST HWF FOR ACSR ZEBRA | HWF.ST.A003 | ZSPR_ACT | ZSPR | NOS | 27 | 72572.91 | INR
4000 | Sourthern Zone, Berhampur | 4100 | EHT (O&M) Circle, Berhampur | 4104 | EHT (O&M) Division,Bhanjanagar | S145 | 220/132/33 kV T/L S/S S/D Aska | 3000000878 | ST HWF FOR ACSR ZEBRA | HWF.ST.A003 | ZSPR_ACT | ZSPR | NOS | 1 | 2687.89 | INR
4000 | Sourthern Zone, Berhampur | 4100 | EHT (O&M) Circle, Berhampur | 4104 | EHT (O&M) Division,Bhanjanagar | S145 | 220/132/33 kV T/L S/S S/D Aska | 3000000879 | Single Tension H/W Fitting ACSR Moose | HWF.ST.A004 | ZSPR_ACT | ZSPR | SET | 8 | 15687.27 | INR
4000 | Sourthern Zone, Berhampur | 4100 | EHT (O&M) Circle, Berhampur | 4104 | EHT (O&M) Division,Bhanjanagar | S147 | 132/33 kV S/S S/D Grid .Udayagiri | 3000000879 | Single Tension H/W Fitting ACSR Moose | HWF.ST.A004 | ZSPR_ACT | ZSPR | SET | 6 | 11765.45 | INR
4000 | Sourthern Zone, Berhampur | 4100 | EHT (O&M) Circle, Berhampur | 4104 | EHT (O&M) Division,Bhanjanagar | S147 | 132/33 kV S/S S/D Grid .Udayagiri | 3000000881 | ST HARDWARE FITTING ACSR TWIN MOOSE | HWF.ST.A006 | ZSPR_ACT | ZSPR | NOS | 6 | 0.06 | INR
4000 | Sourthern Zone, Berhampur | 4100 | EHT (O&M) Circle, Berhampur | 4104 | EHT (O&M) Division,Bhanjanagar | S146 | 132/33 kV T/L S/S S/D Phulbani | 3000000906 | TENSION CLAMP FOR EARTHWIRE | HWF.TC.EW.A002 | ZSPR_ACT | ZSPR | NOS | 2 | 488.38 | INR
4000 | Sourthern Zone, Berhampur | 4100 | EHT (O&M) Circle, Berhampur | 4104 | EHT (O&M) Division,Bhanjanagar | S142 | 220/132/33 kV T/L S/S S/D Bhanajanagar | 3000000906 | TENSION CLAMP FOR EARTHWIRE | HWF.TC.EW.A002 | ZSPR_ACT | ZSPR | NOS | 38 | 9279.22 | INR
4000 | Sourthern Zone, Berhampur | 4100 | EHT (O&M) Circle, Berhampur | 4104 | EHT (O&M) Division,Bhanjanagar | S145 | 220/132/33 kV T/L S/S S/D Aska | 3000000919 | Indoor Receptacle Board | ILWR.SW.BOARD.D001 | ZSPR_ACT | ZSPR | SET | 1 | 21833.5 | INR
4000 | Sourthern Zone, Berhampur | 4100 | EHT (O&M) Circle, Berhampur | 4104 | EHT (O&M) Division,Bhanjanagar | S147 | 132/33 kV S/S S/D Grid .Udayagiri | 3000000931 | 90KN ANTIFOG DISC INSULATOR | INS.AF.DISC.B002 | ZSPR_ACT | ZSPR | NOS | 6 | 5760 | INR
4000 | Sourthern Zone, Berhampur | 4100 | EHT (O&M) Circle, Berhampur | 4104 | EHT (O&M) Division,Bhanjanagar | S147 | 132/33 kV S/S S/D Grid .Udayagiri | 3000000932 | 120KN ANTIFOG DISC INSULATOR | INS.AF.DISC.B003 | ZSPR_ACT | ZSPR | NOS | 273 | 305522.49 | INR
4000 | Sourthern Zone, Berhampur | 4100 | EHT (O&M) Circle, Berhampur | 4104 | EHT (O&M) Division,Bhanjanagar | S143 | 220 kV Line S/D Bhanjanagar | 3000000942 | 160KN POLYMER LONG ROD INSULATOR | INS.PLYMR.A003 | ZSPR_ACT | ZSPR | NOS | 20 | 20 | INR
4000 | Sourthern Zone, Berhampur | 4100 | EHT (O&M) Circle, Berhampur | 4104 | EHT (O&M) Division,Bhanjanagar | S145 | 220/132/33 kV T/L S/S S/D Aska | 3000000943 | 33 KV Bus Post Insulator | INS.POR.BPI.C001 | ZSPR_US | ZSPR | NOS | 1 | 1 | INR
4000 | Sourthern Zone, Berhampur | 4100 | EHT (O&M) Circle, Berhampur | 4104 | EHT (O&M) Division,Bhanjanagar | S147 | 132/33 kV S/S S/D Grid .Udayagiri | 3000000943 | 33 KV Bus Post Insulator | INS.POR.BPI.C001 | ZSPR_ACT | ZSPR | NOS | 1 | 0.01 | INR
4000 | Sourthern Zone, Berhampur | 4100 | EHT (O&M) Circle, Berhampur | 4104 | EHT (O&M) Division,Bhanjanagar | S147 | 132/33 kV S/S S/D Grid .Udayagiri | 3000000944 | 132 KV BUS POST INSULATORS | INS.POR.BPI.D001 | ZSPR_ACT | ZSPR | NOS | 2 | 0.02 | INR
4000 | Sourthern Zone, Berhampur | 4100 | EHT (O&M) Circle, Berhampur | 4104 | EHT (O&M) Division,Bhanjanagar | S145 | 220/132/33 kV T/L S/S S/D Aska | 3000000945 | 220KV Bus Post Insulator | INS.POR.BPI.E001 | ZSPR_US | ZSPR | NOS | 11 | 361211.95 | INR
4000 | Sourthern Zone, Berhampur | 4100 | EHT (O&M) Circle, Berhampur | 4104 | EHT (O&M) Division,Bhanjanagar | S142 | 220/132/33 kV T/L S/S S/D Bhanajanagar | 3000000945 | 220KV Bus Post Insulator | INS.POR.BPI.E001 | ZSPR_ACT | ZSPR | NOS | 16 | 3200 | INR
4000 | Sourthern Zone, Berhampur | 4100 | EHT (O&M) Circle, Berhampur | 4104 | EHT (O&M) Division,Bhanjanagar | SL44 | 132/33 kV T/L S/S S/D Aska_Line | 3000000946 | 70KN PORCELAIN DISC INSULATOR | INS.POR.DISC.B001 | ZSPR_US | ZSPR | NOS | 57 | 3872.01 | INR
4000 | Sourthern Zone, Berhampur | 4100 | EHT (O&M) Circle, Berhampur | 4104 | EHT (O&M) Division,Bhanjanagar | S146 | 132/33 kV T/L S/S S/D Phulbani | 3000000946 | 70KN PORCELAIN DISC INSULATOR | INS.POR.DISC.B001 | ZSPR_ACT | ZSPR | NOS | 110 | 7472.3 | INR
4000 | Sourthern Zone, Berhampur | 4100 | EHT (O&M) Circle, Berhampur | 4104 | EHT (O&M) Division,Bhanjanagar | SL45 |  | 3000000947 | 90KN PORCELAIN DISC INSULATOR | INS.POR.DISC.B002 | ZSPR_ACT | ZSPR | NOS | 84 | 76875.12 | INR
4000 | Sourthern Zone, Berhampur | 4100 | EHT (O&M) Circle, Berhampur | 4104 | EHT (O&M) Division,Bhanjanagar | S145 | 220/132/33 kV T/L S/S S/D Aska | 3000000947 | 90KN PORCELAIN DISC INSULATOR | INS.POR.DISC.B002 | ZSPR_ACT | ZSPR | NOS | 72 | 65892.96 | INR
4000 | Sourthern Zone, Berhampur | 4100 | EHT (O&M) Circle, Berhampur | 4104 | EHT (O&M) Division,Bhanjanagar | SL44 | 132/33 kV T/L S/S S/D Aska_Line | 3000000948 | 120KN PORCELAIN DISC INSULATOR | INS.POR.DISC.B003 | ZSPR_US | ZSPR | NOS | 134 | 13462.98 | INR
4000 | Sourthern Zone, Berhampur | 4100 | EHT (O&M) Circle, Berhampur | 4104 | EHT (O&M) Division,Bhanjanagar | S146 | 132/33 kV T/L S/S S/D Phulbani | 3000000948 | 120KN PORCELAIN DISC INSULATOR | INS.POR.DISC.B003 | ZSPR_ACT | ZSPR | NOS | 48 | 24104.28 | INR
4000 | Sourthern Zone, Berhampur | 4100 | EHT (O&M) Circle, Berhampur | 4104 | EHT (O&M) Division,Bhanjanagar | S145 | 220/132/33 kV T/L S/S S/D Aska | 3000000948 | 120KN PORCELAIN DISC INSULATOR | INS.POR.DISC.B003 | ZSPR_ACT | ZSPR | NOS | 70 | 35152.08 | INR
4000 | Sourthern Zone, Berhampur | 4100 | EHT (O&M) Circle, Berhampur | 4104 | EHT (O&M) Division,Bhanjanagar | S142 | 220/132/33 kV T/L S/S S/D Bhanajanagar | 3000000948 | 120KN PORCELAIN DISC INSULATOR | INS.POR.DISC.B003 | ZSPR_ACT | ZSPR | NOS | 57 | 28623.83 | INR
4000 | Sourthern Zone, Berhampur | 4100 | EHT (O&M) Circle, Berhampur | 4104 | EHT (O&M) Division,Bhanjanagar | SL45 |  | 3000000949 | 160KN PORCELAIN DISC INSULATOR | INS.POR.DISC.B004 | ZSPR_US | ZSPR | NOS | 1 | 696.16 | INR
4000 | Sourthern Zone, Berhampur | 4100 | EHT (O&M) Circle, Berhampur | 4104 | EHT (O&M) Division,Bhanjanagar | S145 | 220/132/33 kV T/L S/S S/D Aska | 3000000949 | 160KN PORCELAIN DISC INSULATOR | INS.POR.DISC.B004 | ZSPR_US | ZSPR | NOS | 135 | 93981.35 | INR
4000 | Sourthern Zone, Berhampur | 4100 | EHT (O&M) Circle, Berhampur | 4104 | EHT (O&M) Division,Bhanjanagar | S143 | 220 kV Line S/D Bhanjanagar | 3000000949 | 160KN PORCELAIN DISC INSULATOR | INS.POR.DISC.B004 | ZSPR_US | ZSPR | NOS | 200 | 139231.64 | INR
4000 | Sourthern Zone, Berhampur | 4100 | EHT (O&M) Circle, Berhampur | 4104 | EHT (O&M) Division,Bhanjanagar | S146 | 132/33 kV T/L S/S S/D Phulbani | 3000000949 | 160KN PORCELAIN DISC INSULATOR | INS.POR.DISC.B004 | ZSPR_ACT | ZSPR | NOS | 4 | 3192.97 | INR
4000 | Sourthern Zone, Berhampur | 4100 | EHT (O&M) Circle, Berhampur | 4104 | EHT (O&M) Division,Bhanjanagar | S145 | 220/132/33 kV T/L S/S S/D Aska | 3000000949 | 160KN PORCELAIN DISC INSULATOR | INS.POR.DISC.B004 | ZSPR_ACT | ZSPR | NOS | 16 | 12771.88 | INR
4000 | Sourthern Zone, Berhampur | 4100 | EHT (O&M) Circle, Berhampur | 4104 | EHT (O&M) Division,Bhanjanagar | S143 | 220 kV Line S/D Bhanjanagar | 3000000949 | 160KN PORCELAIN DISC INSULATOR | INS.POR.DISC.B004 | ZSPR_ACT | ZSPR | NOS | 139 | 110955.73 | INR
4000 | Sourthern Zone, Berhampur | 4100 | EHT (O&M) Circle, Berhampur | 4104 | EHT (O&M) Division,Bhanjanagar | S143 | 220 kV Line S/D Bhanjanagar | 3000000951 | 36000LBS PORCELAIN DISC INSULATOR | INS.POR.DISC.B005 | ZSPR_ACT | ZSPR | NOS | 82 | 7790 | INR
4000 | Sourthern Zone, Berhampur | 4100 | EHT (O&M) Circle, Berhampur | 4104 | EHT (O&M) Division,Bhanjanagar | S143 | 220 kV Line S/D Bhanjanagar | 3000000953 | 90KN 220KV PORCELAIN LONG ROD | INS.POR.LR.B001 | ZSPR_ACT | ZSPR | NOS | 61 | 552459.31 | INR
4000 | Sourthern Zone, Berhampur | 4100 | EHT (O&M) Circle, Berhampur | 4104 | EHT (O&M) Division,Bhanjanagar | S146 | 132/33 kV T/L S/S S/D Phulbani | 3000000953 | 90KN 220KV PORCELAIN LONG ROD | INS.POR.LR.B001 | ZSPR_ACT | ZSPR | NOS | 1 | 9056.71 | INR
4000 | Sourthern Zone, Berhampur | 4100 | EHT (O&M) Circle, Berhampur | 4104 | EHT (O&M) Division,Bhanjanagar | S143 | 220 kV Line S/D Bhanjanagar | 3000000953 | 90KN 220KV PORCELAIN LONG ROD | INS.POR.LR.B001 | ZSPR_US | ZSPR | NOS | 10 | 90683.2 | INR
4000 | Sourthern Zone, Berhampur | 4100 | EHT (O&M) Circle, Berhampur | 4104 | EHT (O&M) Division,Bhanjanagar | S145 | 220/132/33 kV T/L S/S S/D Aska | 3000000954 | 132KV LR 90KN PORCELAIN INSULATOR | INS.POR.LR.D002 | ZSPR_ACT | ZSPR | NOS | 12 | 14994.08 | INR
4000 | Sourthern Zone, Berhampur | 4100 | EHT (O&M) Circle, Berhampur | 4104 | EHT (O&M) Division,Bhanjanagar | S148 | 132/33 kV S/S S/D Line .Udayagiri | 3000000954 | 132KV LR 90KN PORCELAIN INSULATOR | INS.POR.LR.D002 | ZSPR_ACT | ZSPR | NOS | 12 | 14994.07 | INR
4000 | Sourthern Zone, Berhampur | 4100 | EHT (O&M) Circle, Berhampur | 4104 | EHT (O&M) Division,Bhanjanagar | SL44 | 132/33 kV T/L S/S S/D Aska_Line | 3000000954 | 132KV LR 90KN PORCELAIN INSULATOR | INS.POR.LR.D002 | ZSPR_ACT | ZSPR | NOS | 4 | 4998.03 | INR
4000 | Sourthern Zone, Berhampur | 4100 | EHT (O&M) Circle, Berhampur | 4104 | EHT (O&M) Division,Bhanjanagar | SL44 | 132/33 kV T/L S/S S/D Aska_Line | 3000000954 | 132KV LR 90KN PORCELAIN INSULATOR | INS.POR.LR.D002 | ZSPR_US | ZSPR | NOS | 5 | 5 | INR
4000 | Sourthern Zone, Berhampur | 4100 | EHT (O&M) Circle, Berhampur | 4104 | EHT (O&M) Division,Bhanjanagar | S145 | 220/132/33 kV T/L S/S S/D Aska | 3000000956 | 120KN 220 KV PORCELAIN LONG ROD | INS.POR.LR.E003 | ZSPR_ACT | ZSPR | NOS | 108 | 501308.07 | INR
4000 | Sourthern Zone, Berhampur | 4100 | EHT (O&M) Circle, Berhampur | 4104 | EHT (O&M) Division,Bhanjanagar | S146 | 132/33 kV T/L S/S S/D Phulbani | 3000000956 | 120KN 220 KV PORCELAIN LONG ROD | INS.POR.LR.E003 | ZSPR_ACT | ZSPR | NOS | 8 | 37133.93 | INR
4000 | Sourthern Zone, Berhampur | 4100 | EHT (O&M) Circle, Berhampur | 4104 | EHT (O&M) Division,Bhanjanagar | S143 | 220 kV Line S/D Bhanjanagar | 3000000957 | 160KN 132 KV PORCELAIN LONG ROD | INS.POR.LR.E004 | ZSPR_US | ZSPR | NOS | 20 | 285816 | INR
4000 | Sourthern Zone, Berhampur | 4100 | EHT (O&M) Circle, Berhampur | 4104 | EHT (O&M) Division,Bhanjanagar | S143 | 220 kV Line S/D Bhanjanagar | 3000000957 | 160KN 132 KV PORCELAIN LONG ROD | INS.POR.LR.E004 | ZSPR_ACT | ZSPR | NOS | 528 | 8277592.89 | INR
4000 | Sourthern Zone, Berhampur | 4100 | EHT (O&M) Circle, Berhampur | 4104 | EHT (O&M) Division,Bhanjanagar | S142 | 220/132/33 kV T/L S/S S/D Bhanajanagar | 3000000957 | 160KN 132 KV PORCELAIN LONG ROD | INS.POR.LR.E004 | ZSPR_ACT | ZSPR | NOS | 44 | 689799.41 | INR
4000 | Sourthern Zone, Berhampur | 4100 | EHT (O&M) Circle, Berhampur | 4104 | EHT (O&M) Division,Bhanjanagar | S145 | 220/132/33 kV T/L S/S S/D Aska | 3000000957 | 160KN 132 KV PORCELAIN LONG ROD | INS.POR.LR.E004 | ZSPR_ACT | ZSPR | NOS | 43 | 674122.15 | INR
4000 | Sourthern Zone, Berhampur | 4100 | EHT (O&M) Circle, Berhampur | 4104 | EHT (O&M) Division,Bhanjanagar | S146 | 132/33 kV T/L S/S S/D Phulbani | 3000000967 | W CLIP FOR INSULATOR | INS.WCLIP.A001 | ZSPR_ACT | ZSPR | NOS | 15 | 3482.75 | INR
4000 | Sourthern Zone, Berhampur | 4100 | EHT (O&M) Circle, Berhampur | 4104 | EHT (O&M) Division,Bhanjanagar | SL44 | 132/33 kV T/L S/S S/D Aska_Line | 3000000967 | W CLIP FOR INSULATOR | INS.WCLIP.A001 | ZSPR_US | ZSPR | NOS | 50 | 50 | INR
4000 | Sourthern Zone, Berhampur | 4100 | EHT (O&M) Circle, Berhampur | 4104 | EHT (O&M) Division,Bhanjanagar | S142 | 220/132/33 kV T/L S/S S/D Bhanajanagar | 3000000975 | Console Box for StreetLight | MISC.AC.CONSOLE.A003 | ZSPR_ACT | ZSPR | NOS | 3 | 3 | INR
4000 | Sourthern Zone, Berhampur | 4100 | EHT (O&M) Circle, Berhampur | 4104 | EHT (O&M) Division,Bhanjanagar | S142 | 220/132/33 kV T/L S/S S/D Bhanajanagar | 3000000982 | ALLUMINIUM BINDING TAPE | MISC.ALBINDTAPE.A001 | ZSPR_ACT | ZSPR | KG | 7 | 3650.43 | INR
4000 | Sourthern Zone, Berhampur | 4100 | EHT (O&M) Circle, Berhampur | 4104 | EHT (O&M) Division,Bhanjanagar | S143 | 220 kV Line S/D Bhanjanagar | 3000000982 | ALLUMINIUM BINDING TAPE | MISC.ALBINDTAPE.A001 | ZSPR_ACT | ZSPR | KG | 44 | 22945.56 | INR
4000 | Sourthern Zone, Berhampur | 4100 | EHT (O&M) Circle, Berhampur | 4104 | EHT (O&M) Division,Bhanjanagar | S146 | 132/33 kV T/L S/S S/D Phulbani | 3000000982 | ALLUMINIUM BINDING TAPE | MISC.ALBINDTAPE.A001 | ZSPR_ACT | ZSPR | KG | 19.5 | 10169.06 | INR
4000 | Sourthern Zone, Berhampur | 4100 | EHT (O&M) Circle, Berhampur | 4104 | EHT (O&M) Division,Bhanjanagar | S147 | 132/33 kV S/S S/D Grid .Udayagiri | 3000000986 | GLOW SIGN BOARD | MISC.CAUTN.BORD.A001 | ZSPR_ACT | ZSPR | NOS | 12 | 0.12 | INR
4000 | Sourthern Zone, Berhampur | 4100 | EHT (O&M) Circle, Berhampur | 4104 | EHT (O&M) Division,Bhanjanagar | S146 | 132/33 kV T/L S/S S/D Phulbani | 3000000996 | CT CONSOLE BOX | MISC.CT.CONSOLE.A001 | ZSPR_ACT | ZSPR | NOS | 1 | 16971.1 | INR
4000 | Sourthern Zone, Berhampur | 4100 | EHT (O&M) Circle, Berhampur | 4104 | EHT (O&M) Division,Bhanjanagar | S145 | 220/132/33 kV T/L S/S S/D Aska | 3000000996 | CT CONSOLE BOX | MISC.CT.CONSOLE.A001 | ZSPR_ACT | ZSPR | NOS | 1 | 16971.1 | INR
4000 | Sourthern Zone, Berhampur | 4100 | EHT (O&M) Circle, Berhampur | 4104 | EHT (O&M) Division,Bhanjanagar | S142 | 220/132/33 kV T/L S/S S/D Bhanajanagar | 3000000996 | CT CONSOLE BOX | MISC.CT.CONSOLE.A001 | ZSPR_ACT | ZSPR | NOS | 1 | 16971.11 | INR
4000 | Sourthern Zone, Berhampur | 4100 | EHT (O&M) Circle, Berhampur | 4104 | EHT (O&M) Division,Bhanjanagar | S146 | 132/33 kV T/L S/S S/D Phulbani | 3000000997 | D.C DISTRIBUTION BOARD | MISC.DCDB.A001 | ZSPR_US | ZSPR | NOS | 1 | 1 | INR
4000 | Sourthern Zone, Berhampur | 4100 | EHT (O&M) Circle, Berhampur | 4104 | EHT (O&M) Division,Bhanjanagar | S144 | 132/33 kV T/L S/S S/D Aska | 3000001002 | EMPTY Tfr OIL BARREL | MISC.EMPTYBRL.A001 | ZSPR_US | ZSPR | NOS | 5 | 496.17 | INR
4000 | Sourthern Zone, Berhampur | 4100 | EHT (O&M) Circle, Berhampur | 4104 | EHT (O&M) Division,Bhanjanagar | S142 | 220/132/33 kV T/L S/S S/D Bhanajanagar | 3000001002 | EMPTY Tfr OIL BARREL | MISC.EMPTYBRL.A001 | ZSPR_ACT | ZSPR | NOS | 233 | 23297.67 | INR
4000 | Sourthern Zone, Berhampur | 4100 | EHT (O&M) Circle, Berhampur | 4104 | EHT (O&M) Division,Bhanjanagar | S147 | 132/33 kV S/S S/D Grid .Udayagiri | 3000001002 | EMPTY Tfr OIL BARREL | MISC.EMPTYBRL.A001 | ZSPR_US | ZSPR | NOS | 70 | 6946.39 | INR
4000 | Sourthern Zone, Berhampur | 4100 | EHT (O&M) Circle, Berhampur | 4104 | EHT (O&M) Division,Bhanjanagar | S146 | 132/33 kV T/L S/S S/D Phulbani | 3000001002 | EMPTY Tfr OIL BARREL | MISC.EMPTYBRL.A001 | ZSPR_ACT | ZSPR | NOS | 54 | 5399.46 | INR
4000 | Sourthern Zone, Berhampur | 4100 | EHT (O&M) Circle, Berhampur | 4104 | EHT (O&M) Division,Bhanjanagar | S145 | 220/132/33 kV T/L S/S S/D Aska | 3000001002 | EMPTY Tfr OIL BARREL | MISC.EMPTYBRL.A001 | ZSPR_US | ZSPR | NOS | 670 | 66486.9 | INR
4000 | Sourthern Zone, Berhampur | 4100 | EHT (O&M) Circle, Berhampur | 4104 | EHT (O&M) Division,Bhanjanagar | S144 | 132/33 kV T/L S/S S/D Aska | 3000001007 | FLEXIBLE COPPER EARTH BOND | MISC.FL.CU.BOND.A001 | ZSPR_ACT | ZSPR | NOS | 65 | 95751.5 | INR
4000 | Sourthern Zone, Berhampur | 4100 | EHT (O&M) Circle, Berhampur | 4104 | EHT (O&M) Division,Bhanjanagar | S145 | 220/132/33 kV T/L S/S S/D Aska | 3000001007 | FLEXIBLE COPPER EARTH BOND | MISC.FL.CU.BOND.A001 | ZSPR_ACT | ZSPR | NOS | 29 | 42719.9 | INR
4000 | Sourthern Zone, Berhampur | 4100 | EHT (O&M) Circle, Berhampur | 4104 | EHT (O&M) Division,Bhanjanagar | S144 | 132/33 kV T/L S/S S/D Aska | 3000001036 | ISOLATOR PAD PLATE | MISC.PADPLATE.A001 | ZSPR_ACT | ZSPR | NOS | 13 | 15 | INR
4000 | Sourthern Zone, Berhampur | 4100 | EHT (O&M) Circle, Berhampur | 4104 | EHT (O&M) Division,Bhanjanagar | S142 | 220/132/33 kV T/L S/S S/D Bhanajanagar | 3000001038 | 90 LB RAIL POLE | MISC.RAILPOLE.A002 | ZSPR_ACT | ZSPR | MT | 1 | 149997.7 | INR
4000 | Sourthern Zone, Berhampur | 4100 | EHT (O&M) Circle, Berhampur | 4104 | EHT (O&M) Division,Bhanjanagar | S146 | 132/33 kV T/L S/S S/D Phulbani | 3000001038 | 90 LB RAIL POLE | MISC.RAILPOLE.A002 | ZSPR_ACT | ZSPR | MT | 0.312 | 46799.28 | INR
4000 | Sourthern Zone, Berhampur | 4100 | EHT (O&M) Circle, Berhampur | 4104 | EHT (O&M) Division,Bhanjanagar | S143 | 220 kV Line S/D Bhanjanagar | 3000001039 | 20 LB RAIL POLE | MISC.RAILPOLE.A003 | ZSPR_US | ZSPR | MT | 0.41 | 5280.8 | INR
4000 | Sourthern Zone, Berhampur | 4100 | EHT (O&M) Circle, Berhampur | 4104 | EHT (O&M) Division,Bhanjanagar | S144 | 132/33 kV T/L S/S S/D Aska | 3000001040 | RAIL POLE 75 LBS | MISC.RAILPOLE.A005 | ZSPR_ACT | ZSPR | MT | 0.688 | 5000 | INR
4000 | Sourthern Zone, Berhampur | 4100 | EHT (O&M) Circle, Berhampur | 4104 | EHT (O&M) Division,Bhanjanagar | S143 | 220 kV Line S/D Bhanjanagar | 3000001051 | 12 MM POLYPROPELENE ROPE | MISC.ROPE.B001 | ZSPR_ACT | ZSPR | KG | 20 | 2616.17 | INR
4000 | Sourthern Zone, Berhampur | 4100 | EHT (O&M) Circle, Berhampur | 4104 | EHT (O&M) Division,Bhanjanagar | S143 | 220 kV Line S/D Bhanjanagar | 3000001054 | 20 /22 MM POLYPROPELENE ROPE | MISC.ROPE.B004 | ZSPR_US | ZSPR | KG | 20 | 1400 | INR
4000 | Sourthern Zone, Berhampur | 4100 | EHT (O&M) Circle, Berhampur | 4104 | EHT (O&M) Division,Bhanjanagar | S143 | 220 kV Line S/D Bhanjanagar | 3000001054 | 20 /22 MM POLYPROPELENE ROPE | MISC.ROPE.B004 | ZSPR_ACT | ZSPR | KG | 45 | 3150 | INR
4000 | Sourthern Zone, Berhampur | 4100 | EHT (O&M) Circle, Berhampur | 4104 | EHT (O&M) Division,Bhanjanagar | S143 | 220 kV Line S/D Bhanjanagar | 3000001055 | 25 MM POLYPROPELENE ROPE | MISC.ROPE.B005 | ZSPR_ACT | ZSPR | KG | 80 | 3411.49 | INR
4000 | Sourthern Zone, Berhampur | 4100 | EHT (O&M) Circle, Berhampur | 4104 | EHT (O&M) Division,Bhanjanagar | S147 | 132/33 kV S/S S/D Grid .Udayagiri | 3000001055 | 25 MM POLYPROPELENE ROPE | MISC.ROPE.B005 | ZSPR_ACT | ZSPR | KG | 57 | 2430.68 | INR
4000 | Sourthern Zone, Berhampur | 4100 | EHT (O&M) Circle, Berhampur | 4104 | EHT (O&M) Division,Bhanjanagar | S143 | 220 kV Line S/D Bhanjanagar | 3000001060 | STEEL ROPE 12 MM | MISC.ROPE.C002 | ZSPR_US | ZSPR | KM | 0.12 | 6864 | INR
4000 | Sourthern Zone, Berhampur | 4100 | EHT (O&M) Circle, Berhampur | 4104 | EHT (O&M) Division,Bhanjanagar | S143 | 220 kV Line S/D Bhanjanagar | 3000001061 | STEEL ROPE 16 MM | MISC.ROPE.C003 | ZSPR_US | ZSPR | KM | 0.21 | 210 | INR
4000 | Sourthern Zone, Berhampur | 4100 | EHT (O&M) Circle, Berhampur | 4104 | EHT (O&M) Division,Bhanjanagar | S144 | 132/33 kV T/L S/S S/D Aska | 3000001078 | SILICAGEL USEFUL FOR Tfr | MISC.SILICAGEL.A001 | ZSPR_ACT | ZSPR | KG | 3 | 150 | INR
4000 | Sourthern Zone, Berhampur | 4100 | EHT (O&M) Circle, Berhampur | 4104 | EHT (O&M) Division,Bhanjanagar | S142 | 220/132/33 kV T/L S/S S/D Bhanajanagar | 3000001094 | NEW EHV GRADE Napthelin based Tfr OIL | MISC.TFROIL.A001 | ZSPR_ACT | ZSPR | L | 20 | 431 | INR
4000 | Sourthern Zone, Berhampur | 4100 | EHT (O&M) Circle, Berhampur | 4104 | EHT (O&M) Division,Bhanjanagar | S145 | 220/132/33 kV T/L S/S S/D Aska | 3000001094 | NEW EHV GRADE Napthelin based Tfr OIL | MISC.TFROIL.A001 | ZSPR_ACT | ZSPR | L | 429 | 9244.95 | INR
4000 | Sourthern Zone, Berhampur | 4100 | EHT (O&M) Circle, Berhampur | 4104 | EHT (O&M) Division,Bhanjanagar | S146 | 132/33 kV T/L S/S S/D Phulbani | 3000001095 | USED/ OLD Tfr OIL | MISC.TFROIL.A002 | ZSPR_ACT | ZSPR | L | 1680 | 16968 | INR
4000 | Sourthern Zone, Berhampur | 4100 | EHT (O&M) Circle, Berhampur | 4104 | EHT (O&M) Division,Bhanjanagar | S146 | 132/33 kV T/L S/S S/D Phulbani | 3000001107 | DIGITAL AMPER-HOUR METER | MTR.AHMETER.D.A001 | ZSPR_ACT | ZSPR | NOS | 1 | 4000 | INR
4000 | Sourthern Zone, Berhampur | 4100 | EHT (O&M) Circle, Berhampur | 4104 | EHT (O&M) Division,Bhanjanagar | S145 | 220/132/33 kV T/L S/S S/D Aska | 3000001108 | AC Ammeter, 0-600 A | MTR.AMMETER.A.A003 | ZSPR_ACT | ZSPR | NOS | 1 | 1 | INR
4000 | Sourthern Zone, Berhampur | 4100 | EHT (O&M) Circle, Berhampur | 4104 | EHT (O&M) Division,Bhanjanagar | S146 | 132/33 kV T/L S/S S/D Phulbani | 3000001114 | 0 TO 400 AMP ANALOG AMMETER | MTR.AMMETER.A.A010 | ZSPR_ACT | ZSPR | NOS | 5 | 4250.45 | INR
4000 | Sourthern Zone, Berhampur | 4100 | EHT (O&M) Circle, Berhampur | 4104 | EHT (O&M) Division,Bhanjanagar | S145 | 220/132/33 kV T/L S/S S/D Aska | 3000001115 | Digital AC Ammeter | MTR.AMMETER.D.A003 | ZSPR_ACT | ZSPR | NOS | 1 | 1 | INR
4000 | Sourthern Zone, Berhampur | 4100 | EHT (O&M) Circle, Berhampur | 4104 | EHT (O&M) Division,Bhanjanagar | S146 | 132/33 kV T/L S/S S/D Phulbani | 3000001120 | APEX METERING PANEL | MTR.APEXPNL.A001 | ZSPR_US | ZSPR | NOS | 1 | 1 | INR
4000 | Sourthern Zone, Berhampur | 4100 | EHT (O&M) Circle, Berhampur | 4104 | EHT (O&M) Division,Bhanjanagar | S145 | 220/132/33 kV T/L S/S S/D Aska | 3000001131 | MVAR Meter along with Transducer | MTR.MVAR.TDCR.A001 | ZSPR_ACT | ZSPR | NOS | 1 | 1 | INR
4000 | Sourthern Zone, Berhampur | 4100 | EHT (O&M) Circle, Berhampur | 4104 | EHT (O&M) Division,Bhanjanagar | S145 | 220/132/33 kV T/L S/S S/D Aska | 3000001153 | ASSORTED SIZE FOUNDATION NUT & BOLT | NBW.ASRT.FDNB.A001 | ZSPR_ACT | ZSPR | NOS | 425 | 4966.75 | INR
4000 | Sourthern Zone, Berhampur | 4100 | EHT (O&M) Circle, Berhampur | 4104 | EHT (O&M) Division,Bhanjanagar | S146 | 132/33 kV T/L S/S S/D Phulbani | 3000001153 | ASSORTED SIZE FOUNDATION NUT & BOLT | NBW.ASRT.FDNB.A001 | ZSPR_ACT | ZSPR | NOS | 248 | 2898.25 | INR
4000 | Sourthern Zone, Berhampur | 4100 | EHT (O&M) Circle, Berhampur | 4104 | EHT (O&M) Division,Bhanjanagar | SL45 |  | 3000001154 | NUTS AND BOLTS | NBW.ASRT.GINB.A001 | ZSPR_ACT | ZSPR | KG | 13341 | 1679585.45 | INR
4000 | Sourthern Zone, Berhampur | 4100 | EHT (O&M) Circle, Berhampur | 4104 | EHT (O&M) Division,Bhanjanagar | S147 | 132/33 kV S/S S/D Grid .Udayagiri | 3000001154 | NUTS AND BOLTS | NBW.ASRT.GINB.A001 | ZSPR_ACT | ZSPR | KG | 336 | 42301.23 | INR
4000 | Sourthern Zone, Berhampur | 4100 | EHT (O&M) Circle, Berhampur | 4104 | EHT (O&M) Division,Bhanjanagar | S146 | 132/33 kV T/L S/S S/D Phulbani | 3000001154 | NUTS AND BOLTS | NBW.ASRT.GINB.A001 | ZSPR_ACT | ZSPR | KG | 136 | 17121.93 | INR
4000 | Sourthern Zone, Berhampur | 4100 | EHT (O&M) Circle, Berhampur | 4104 | EHT (O&M) Division,Bhanjanagar | S145 | 220/132/33 kV T/L S/S S/D Aska | 3000001154 | NUTS AND BOLTS | NBW.ASRT.GINB.A001 | ZSPR_ACT | ZSPR | KG | 624 | 78559.43 | INR
4000 | Sourthern Zone, Berhampur | 4100 | EHT (O&M) Circle, Berhampur | 4104 | EHT (O&M) Division,Bhanjanagar | S144 | 132/33 kV T/L S/S S/D Aska | 3000001154 | NUTS AND BOLTS | NBW.ASRT.GINB.A001 | ZSPR_ACT | ZSPR | KG | 74 | 9316.34 | INR
4000 | Sourthern Zone, Berhampur | 4100 | EHT (O&M) Circle, Berhampur | 4104 | EHT (O&M) Division,Bhanjanagar | S143 | 220 kV Line S/D Bhanjanagar | 3000001155 | ASSORTED SIZE GI WASHER | NBW.ASRT.GIWSR.A001 | ZSPR_ACT | ZSPR | KG | 50 | 50 | INR
4000 | Sourthern Zone, Berhampur | 4100 | EHT (O&M) Circle, Berhampur | 4104 | EHT (O&M) Division,Bhanjanagar | S144 | 132/33 kV T/L S/S S/D Aska | 3000001159 | 25 X 1040 BOTHEND THREAD FNB | NBW.FDN.NB.A011 | ZSPR_ACT | ZSPR | NOS | 16 | 16 | INR
4000 | Sourthern Zone, Berhampur | 4100 | EHT (O&M) Circle, Berhampur | 4104 | EHT (O&M) Division,Bhanjanagar | S145 | 220/132/33 kV T/L S/S S/D Aska | 3000001164 | Foundation bolts of size 20X600mm | NBW.FDN.NB.A018 | ZSPR_ACT | ZSPR | KG | 65 | 5919.35 | INR
4000 | Sourthern Zone, Berhampur | 4100 | EHT (O&M) Circle, Berhampur | 4104 | EHT (O&M) Division,Bhanjanagar | S144 | 132/33 kV T/L S/S S/D Aska | 3000001166 | 20 X 650 BOTHEND THREAD FNB | NBW.FDN.NB.A020 | ZSPR_ACT | ZSPR | NOS | 34 | 34 | INR
4000 | Sourthern Zone, Berhampur | 4100 | EHT (O&M) Circle, Berhampur | 4104 | EHT (O&M) Division,Bhanjanagar | S143 | 220 kV Line S/D Bhanjanagar | 3000001177 | 12 X 30 MM GI HALF THREAD NUT & BOLT | NBW.GINB.A001 | ZSPR_ACT | ZSPR | KG | 50 | 50 | INR
4000 | Sourthern Zone, Berhampur | 4100 | EHT (O&M) Circle, Berhampur | 4104 | EHT (O&M) Division,Bhanjanagar | SL44 | 132/33 kV T/L S/S S/D Aska_Line | 3000001182 | 16 X 35 MM GI HALF THREAD NUT & BOLT | NBW.GINB.A006 | ZSPR_ACT | ZSPR | KG | 62.1 | 3888.7 | INR
4000 | Sourthern Zone, Berhampur | 4100 | EHT (O&M) Circle, Berhampur | 4104 | EHT (O&M) Division,Bhanjanagar | SL44 | 132/33 kV T/L S/S S/D Aska_Line | 3000001183 | 16 X 40 MM GI HALF THREAD NUT & BOLT | NBW.GINB.A007 | ZSPR_ACT | ZSPR | KG | 60.6 | 3797.2 | INR
4000 | Sourthern Zone, Berhampur | 4100 | EHT (O&M) Circle, Berhampur | 4104 | EHT (O&M) Division,Bhanjanagar | SL44 | 132/33 kV T/L S/S S/D Aska_Line | 3000001184 | 16 X 45 MM GI HALF THREAD NUT & BOLT | NBW.GINB.A008 | ZSPR_ACT | ZSPR | KG | 78 | 4865.64 | INR
4000 | Sourthern Zone, Berhampur | 4100 | EHT (O&M) Circle, Berhampur | 4104 | EHT (O&M) Division,Bhanjanagar | SL44 | 132/33 kV T/L S/S S/D Aska_Line | 3000001185 | 16X50MM GI HALF THREAD NUT & BOLT | NBW.GINB.A009 | ZSPR_ACT | ZSPR | KG | 80 | 5580.8 | INR
4000 | Sourthern Zone, Berhampur | 4100 | EHT (O&M) Circle, Berhampur | 4104 | EHT (O&M) Division,Bhanjanagar | SL44 | 132/33 kV T/L S/S S/D Aska_Line | 3000001186 | 16X55MM GI HALF THREAD NUT & BOLT | NBW.GINB.A010 | ZSPR_ACT | ZSPR | KG | 39 | 2720.64 | INR
4000 | Sourthern Zone, Berhampur | 4100 | EHT (O&M) Circle, Berhampur | 4104 | EHT (O&M) Division,Bhanjanagar | S146 | 132/33 kV T/L S/S S/D Phulbani | 3000001216 | 60mmx8mm GI Nut & Bolts with washer | NBW.GINB.B010 | ZSPR_ACT | ZSPR | KG | 40 | 8080 | INR
4000 | Sourthern Zone, Berhampur | 4100 | EHT (O&M) Circle, Berhampur | 4104 | EHT (O&M) Division,Bhanjanagar | S144 | 132/33 kV T/L S/S S/D Aska | 3000001216 | 60mmx8mm GI Nut & Bolts with washer | NBW.GINB.B010 | ZSPR_ACT | ZSPR | KG | 25 | 5050 | INR
4000 | Sourthern Zone, Berhampur | 4100 | EHT (O&M) Circle, Berhampur | 4104 | EHT (O&M) Division,Bhanjanagar | S143 | 220 kV Line S/D Bhanjanagar | 3000001258 | GI SPRING WASHER 16X3 MM | NBW.GIWSR.B003 | ZSPR_ACT | ZSPR | KG | 70 | 3635.26 | INR
4000 | Sourthern Zone, Berhampur | 4100 | EHT (O&M) Circle, Berhampur | 4104 | EHT (O&M) Division,Bhanjanagar | SL44 | 132/33 kV T/L S/S S/D Aska_Line | 3000001258 | GI SPRING WASHER 16X3 MM | NBW.GIWSR.B003 | ZSPR_ACT | ZSPR | KG | 47.5 | 2466.79 | INR
4000 | Sourthern Zone, Berhampur | 4100 | EHT (O&M) Circle, Berhampur | 4104 | EHT (O&M) Division,Bhanjanagar | S144 | 132/33 kV T/L S/S S/D Aska | 3000001278 | 132KV SIMPLEX FEEDER PANEL | PNL.132.S.A001 | ZSPR_US | ZSPR | NOS | 5 | 5 | INR
4000 | Sourthern Zone, Berhampur | 4100 | EHT (O&M) Circle, Berhampur | 4104 | EHT (O&M) Division,Bhanjanagar | S144 | 132/33 kV T/L S/S S/D Aska | 3000001279 | 132KV Feeder Protection Panel | PNL.132.S.A002 | ZSPR_US | ZSPR | NOS | 5 | 5 | INR
4000 | Sourthern Zone, Berhampur | 4100 | EHT (O&M) Circle, Berhampur | 4104 | EHT (O&M) Division,Bhanjanagar | S144 | 132/33 kV T/L S/S S/D Aska | 3000001281 | 132 KV Simplex Transformer CONTROL PANEL | PNL.132.S.AB01 | ZSPR_US | ZSPR | NOS | 2 | 2 | INR
4000 | Sourthern Zone, Berhampur | 4100 | EHT (O&M) Circle, Berhampur | 4104 | EHT (O&M) Division,Bhanjanagar | S144 | 132/33 kV T/L S/S S/D Aska | 3000001284 | 132KV Buscoupler Protection Panel | PNL.132.S.C001 | ZSPR_US | ZSPR | NOS | 1 | 1 | INR
4000 | Sourthern Zone, Berhampur | 4100 | EHT (O&M) Circle, Berhampur | 4104 | EHT (O&M) Division,Bhanjanagar | S146 | 132/33 kV T/L S/S S/D Phulbani | 3000001297 | 33KV Transformer CR Panel | PNL.33.S.B002 | ZSPR_US | ZSPR | NOS | 1 | 1 | INR
4000 | Sourthern Zone, Berhampur | 4100 | EHT (O&M) Circle, Berhampur | 4104 | EHT (O&M) Division,Bhanjanagar | S144 | 132/33 kV T/L S/S S/D Aska | 3000001297 | 33KV Transformer CR Panel | PNL.33.S.B002 | ZSPR_US | ZSPR | NOS | 3 | 3 | INR
4000 | Sourthern Zone, Berhampur | 4100 | EHT (O&M) Circle, Berhampur | 4104 | EHT (O&M) Division,Bhanjanagar | S144 | 132/33 kV T/L S/S S/D Aska | 3000001298 | 33KV Feeder CR Panel | PNL.33.S.C001 | ZSPR_US | ZSPR | NOS | 8 | 8 | INR
4000 | Sourthern Zone, Berhampur | 4100 | EHT (O&M) Circle, Berhampur | 4104 | EHT (O&M) Division,Bhanjanagar | S144 | 132/33 kV T/L S/S S/D Aska | 3000001299 | 33KV Buscoupler CR Panel | PNL.33.S.C002 | ZSPR_US | ZSPR | NOS | 1 | 1 | INR
4000 | Sourthern Zone, Berhampur | 4100 | EHT (O&M) Circle, Berhampur | 4104 | EHT (O&M) Division,Bhanjanagar | S144 | 132/33 kV T/L S/S S/D Aska | 3000001311 | Recovered 132KV used CT | RCVR.132CT.A001 | ZSPR_US | ZSPR | NOS | 1 | 1 | INR
4000 | Sourthern Zone, Berhampur | 4100 | EHT (O&M) Circle, Berhampur | 4104 | EHT (O&M) Division,Bhanjanagar | SL44 | 132/33 kV T/L S/S S/D Aska_Line | 3000001318 | Recovery(Used) ACSR Panther Conductor | RCVR.COND.A001 | ZSPR_US | ZSPR | KM | 0.12 | 120 | INR
4000 | Sourthern Zone, Berhampur | 4100 | EHT (O&M) Circle, Berhampur | 4104 | EHT (O&M) Division,Bhanjanagar | SL44 | 132/33 kV T/L S/S S/D Aska_Line | 3000001319 | Recovered / used copper earth bond | RCVR.CU.EBOND.A001 | ZSPR_US | ZSPR | NOS | 26 | 26 | INR
4000 | Sourthern Zone, Berhampur | 4100 | EHT (O&M) Circle, Berhampur | 4104 | EHT (O&M) Division,Bhanjanagar | S143 | 220 kV Line S/D Bhanjanagar | 3000001319 | Recovered / used copper earth bond | RCVR.CU.EBOND.A001 | ZSPR_SCRAP | ZSPR | NOS | 16 | 16 | INR
4000 | Sourthern Zone, Berhampur | 4100 | EHT (O&M) Circle, Berhampur | 4104 | EHT (O&M) Division,Bhanjanagar | S146 | 132/33 kV T/L S/S S/D Phulbani | 3000001321 | Recovered / used ER type Relay | RCVR.EF.RLAY.A003 | ZSPR_ACT | ZSPR | NOS | 1 | 1 | INR
4000 | Sourthern Zone, Berhampur | 4100 | EHT (O&M) Circle, Berhampur | 4104 | EHT (O&M) Division,Bhanjanagar | SL44 | 132/33 kV T/L S/S S/D Aska_Line | 3000001322 | Used suspension HWF for 7/3.15mm EW | RCVR.HWF.EW.A001 | ZSPR_US | ZSPR | NOS | 13 | 13 | INR
4000 | Sourthern Zone, Berhampur | 4100 | EHT (O&M) Circle, Berhampur | 4104 | EHT (O&M) Division,Bhanjanagar | S142 | 220/132/33 kV T/L S/S S/D Bhanajanagar | 3000001326 | 24 WINDOW FACIA ANNUNCIATOR RELAY | RLAY.ANCITOR.A002 | ZSPR_ACT | ZSPR | NOS | 1 | 13800 | INR
4000 | Sourthern Zone, Berhampur | 4100 | EHT (O&M) Circle, Berhampur | 4104 | EHT (O&M) Division,Bhanjanagar | S142 | 220/132/33 kV T/L S/S S/D Bhanajanagar | 3000001333 | Auxiliary relay | RLAY.AUX.A023 | ZSPR_ACT | ZSPR | NOS | 1 | 1100.38 | INR
4000 | Sourthern Zone, Berhampur | 4100 | EHT (O&M) Circle, Berhampur | 4104 | EHT (O&M) Division,Bhanjanagar | S145 | 220/132/33 kV T/L S/S S/D Aska | 3000001333 | Auxiliary relay | RLAY.AUX.A023 | ZSPR_ACT | ZSPR | NOS | 3 | 3301.15 | INR
4000 | Sourthern Zone, Berhampur | 4100 | EHT (O&M) Circle, Berhampur | 4104 | EHT (O&M) Division,Bhanjanagar | S147 | 132/33 kV S/S S/D Grid .Udayagiri | 3000001333 | Auxiliary relay | RLAY.AUX.A023 | ZSPR_ACT | ZSPR | NOS | 12 | 13204.59 | INR
4000 | Sourthern Zone, Berhampur | 4100 | EHT (O&M) Circle, Berhampur | 4104 | EHT (O&M) Division,Bhanjanagar | S146 | 132/33 kV T/L S/S S/D Phulbani | 3000001344 | CONTACTMULTIPLIER RELAY | RLAY.CMR.A001 | ZSPR_ACT | ZSPR | NOS | 32 | 16192 | INR
4000 | Sourthern Zone, Berhampur | 4100 | EHT (O&M) Circle, Berhampur | 4104 | EHT (O&M) Division,Bhanjanagar | S145 | 220/132/33 kV T/L S/S S/D Aska | 3000001346 | ELECTROMAGNETIC DIFFERENTIAL RELAY | RLAY.DIFFTIAL.A001 | ZSPR_ACT | ZSPR | NOS | 1 | 194397.14 | INR
4000 | Sourthern Zone, Berhampur | 4100 | EHT (O&M) Circle, Berhampur | 4104 | EHT (O&M) Division,Bhanjanagar | S142 | 220/132/33 kV T/L S/S S/D Bhanajanagar | 3000001347 | NUMERIC DIFFERENTIAL RELAY | RLAY.DIFFTIAL.C001 | ZSPR_ACT | ZSPR | NOS | 3 | 233230.37 | INR
4000 | Sourthern Zone, Berhampur | 4100 | EHT (O&M) Circle, Berhampur | 4104 | EHT (O&M) Division,Bhanjanagar | S146 | 132/33 kV T/L S/S S/D Phulbani | 3000001347 | NUMERIC DIFFERENTIAL RELAY | RLAY.DIFFTIAL.C001 | ZSPR_ACT | ZSPR | NOS | 2 | 155486.91 | INR
4000 | Sourthern Zone, Berhampur | 4100 | EHT (O&M) Circle, Berhampur | 4104 | EHT (O&M) Division,Bhanjanagar | S145 | 220/132/33 kV T/L S/S S/D Aska | 3000001351 | Numerical Feeder Management Relay | RLAY.DP.C001 | ZSPR_ACT | ZSPR | NOS | 2 | 358142 | INR
4000 | Sourthern Zone, Berhampur | 4100 | EHT (O&M) Circle, Berhampur | 4104 | EHT (O&M) Division,Bhanjanagar | S146 | 132/33 kV T/L S/S S/D Phulbani | 3000001353 | Distance Protection Relay(Cat-B) | RLAY.DP.C005 | ZSPR_ACT | ZSPR | NOS | 1 | 1 | INR
4000 | Sourthern Zone, Berhampur | 4100 | EHT (O&M) Circle, Berhampur | 4104 | EHT (O&M) Division,Bhanjanagar | S142 | 220/132/33 kV T/L S/S S/D Bhanajanagar | 3000001363 | 1 DC OC DIRECTIONAL BACK UP RELAY | RLAY.EMBACKUP.D005 | ZSPR_ACT | ZSPR | NOS | 2 | 2 | INR
4000 | Sourthern Zone, Berhampur | 4100 | EHT (O&M) Circle, Berhampur | 4104 | EHT (O&M) Division,Bhanjanagar | S146 | 132/33 kV T/L S/S S/D Phulbani | 3000001364 | CDD 31 OC DIRECTIONAL BACK UP RELAY | RLAY.EMBACKUP.D007 | ZSPR_ACT | ZSPR | NOS | 2 | 25020 | INR
4000 | Sourthern Zone, Berhampur | 4100 | EHT (O&M) Circle, Berhampur | 4104 | EHT (O&M) Division,Bhanjanagar | S146 | 132/33 kV T/L S/S S/D Phulbani | 3000001368 | CDG31 EARTH FAULT NON DIR BACKUP RELAY | RLAY.EMBACKUP.E002 | ZSPR_ACT | ZSPR | NOS | 1 | 7826 | INR
4000 | Sourthern Zone, Berhampur | 4100 | EHT (O&M) Circle, Berhampur | 4104 | EHT (O&M) Division,Bhanjanagar | S146 | 132/33 kV T/L S/S S/D Phulbani | 3000001369 | 2TJMH-104 E/F NON DIR BACK UP RELAY | RLAY.EMBACKUP.E003 | ZSPR_ACT | ZSPR | NOS | 2 | 15652 | INR
4000 | Sourthern Zone, Berhampur | 4100 | EHT (O&M) Circle, Berhampur | 4104 | EHT (O&M) Division,Bhanjanagar | S146 | 132/33 kV T/L S/S S/D Phulbani | 3000001370 | CDD 21 EARTH FAULT DIR BACK UP RELAY | RLAY.EMBACKUP.F001 | ZSPR_ACT | ZSPR | NOS | 1 | 20683 | INR
4000 | Sourthern Zone, Berhampur | 4100 | EHT (O&M) Circle, Berhampur | 4104 | EHT (O&M) Division,Bhanjanagar | S142 | 220/132/33 kV T/L S/S S/D Bhanajanagar | 3000001373 | 1 CM 21 EARTH FAULT DIR BACK UP RELAY | RLAY.EMBACKUP.F006 | ZSPR_ACT | ZSPR | NOS | 1 | 1 | INR
4000 | Sourthern Zone, Berhampur | 4100 | EHT (O&M) Circle, Berhampur | 4104 | EHT (O&M) Division,Bhanjanagar | S146 | 132/33 kV T/L S/S S/D Phulbani | 3000001385 | ELECTROMAGNETIC MASTER TRIP RELAY | RLAY.MTRIP.A001 | ZSPR_ACT | ZSPR | NOS | 3 | 7391.53 | INR
4000 | Sourthern Zone, Berhampur | 4100 | EHT (O&M) Circle, Berhampur | 4104 | EHT (O&M) Division,Bhanjanagar | S144 | 132/33 kV T/L S/S S/D Aska | 3000001385 | ELECTROMAGNETIC MASTER TRIP RELAY | RLAY.MTRIP.A001 | ZSPR_ACT | ZSPR | NOS | 1 | 2463.85 | INR
4000 | Sourthern Zone, Berhampur | 4100 | EHT (O&M) Circle, Berhampur | 4104 | EHT (O&M) Division,Bhanjanagar | S142 | 220/132/33 kV T/L S/S S/D Bhanajanagar | 3000001385 | ELECTROMAGNETIC MASTER TRIP RELAY | RLAY.MTRIP.A001 | ZSPR_ACT | ZSPR | NOS | 2 | 4927.69 | INR
4000 | Sourthern Zone, Berhampur | 4100 | EHT (O&M) Circle, Berhampur | 4104 | EHT (O&M) Division,Bhanjanagar | S144 | 132/33 kV T/L S/S S/D Aska | 3000001390 | High Burden Master Trip Relay | RLAY.MTRIP.A007 | ZSPR_ACT | ZSPR | NOS | 6 | 6 | INR
4000 | Sourthern Zone, Berhampur | 4100 | EHT (O&M) Circle, Berhampur | 4104 | EHT (O&M) Division,Bhanjanagar | S145 | 220/132/33 kV T/L S/S S/D Aska | 3000001395 | NUMERIC MASTER TRIP RELAY | RLAY.NU.MTRIP.A001 | ZSPR_ACT | ZSPR | NOS | 2 | 14952 | INR
4000 | Sourthern Zone, Berhampur | 4100 | EHT (O&M) Circle, Berhampur | 4104 | EHT (O&M) Division,Bhanjanagar | S145 | 220/132/33 kV T/L S/S S/D Aska | 3000001395 | NUMERIC MASTER TRIP RELAY | RLAY.NU.MTRIP.A001 | ZSPR_US | ZSPR | NOS | 1 | 7476 | INR
4000 | Sourthern Zone, Berhampur | 4100 | EHT (O&M) Circle, Berhampur | 4104 | EHT (O&M) Division,Bhanjanagar | S144 | 132/33 kV T/L S/S S/D Aska | 3000001403 | OC E/F DIR NUMERIC BACKUP RELAY | RLAY.NUMBACKUP.B001 | ZSPR_ACT | ZSPR | NOS | 7 | 7 | INR
4000 | Sourthern Zone, Berhampur | 4100 | EHT (O&M) Circle, Berhampur | 4104 | EHT (O&M) Division,Bhanjanagar | S145 | 220/132/33 kV T/L S/S S/D Aska | 3000001404 | Numerical Back up Relay | RLAY.NUMBACKUP.B002 | ZSPR_ACT | ZSPR | NOS | 1 | 1 | INR
4000 | Sourthern Zone, Berhampur | 4100 | EHT (O&M) Circle, Berhampur | 4104 | EHT (O&M) Division,Bhanjanagar | S146 | 132/33 kV T/L S/S S/D Phulbani | 3000001407 | OC E/F NON-DIR NUMERIC BACK UP RELAY | RLAY.NUMBACKUP.B011 | ZSPR_ACT | ZSPR | NOS | 1 | 1 | INR
4000 | Sourthern Zone, Berhampur | 4100 | EHT (O&M) Circle, Berhampur | 4104 | EHT (O&M) Division,Bhanjanagar | S145 | 220/132/33 kV T/L S/S S/D Aska | 3000001421 | TC Supervision Relay | RLAY.SUPERVISION.A002 | ZSPR_ACT | ZSPR | NOS | 5 | 3.59 | INR
4000 | Sourthern Zone, Berhampur | 4100 | EHT (O&M) Circle, Berhampur | 4104 | EHT (O&M) Division,Bhanjanagar | S145 | 220/132/33 kV T/L S/S S/D Aska | 3000001421 | TC Supervision Relay | RLAY.SUPERVISION.A002 | ZSPR_US | ZSPR | NOS | 1 | 1 | INR
4000 | Sourthern Zone, Berhampur | 4100 | EHT (O&M) Circle, Berhampur | 4104 | EHT (O&M) Division,Bhanjanagar | S147 | 132/33 kV S/S S/D Grid .Udayagiri | 3000001421 | TC Supervision Relay | RLAY.SUPERVISION.A002 | ZSPR_ACT | ZSPR | NOS | 2 | 1.43 | INR
4000 | Sourthern Zone, Berhampur | 4100 | EHT (O&M) Circle, Berhampur | 4104 | EHT (O&M) Division,Bhanjanagar | S147 | 132/33 kV S/S S/D Grid .Udayagiri | 3000001442 | Num-DP with PRP | SAS.BAY.DP.A001 | ZSPR_ACT | ZSPR | NOS | 1 | 0.01 | INR
4000 | Sourthern Zone, Berhampur | 4100 | EHT (O&M) Circle, Berhampur | 4104 | EHT (O&M) Division,Bhanjanagar | S147 | 132/33 kV S/S S/D Grid .Udayagiri | 3000001443 | Num-OC/EF Relays | SAS.BAY.EF.A001 | ZSPR_ACT | ZSPR | NOS | 1 | 0.01 | INR
4000 | Sourthern Zone, Berhampur | 4100 | EHT (O&M) Circle, Berhampur | 4104 | EHT (O&M) Division,Bhanjanagar | S147 | 132/33 kV S/S S/D Grid .Udayagiri | 3000001451 | BCPU 33kV side: Integrated:32D-IP&24D-OP | SAS.BAY.IO.B001 | ZSPR_ACT | ZSPR | NOS | 1 | 0.01 | INR
4000 | Sourthern Zone, Berhampur | 4100 | EHT (O&M) Circle, Berhampur | 4104 | EHT (O&M) Division,Bhanjanagar | S147 | 132/33 kV S/S S/D Grid .Udayagiri | 3000001457 | Num-TD/REF | SAS.BAY.TP.A001 | ZSPR_ACT | ZSPR | NOS | 1 | 0.01 | INR
4000 | Sourthern Zone, Berhampur | 4100 | EHT (O&M) Circle, Berhampur | 4104 | EHT (O&M) Division,Bhanjanagar | S147 | 132/33 kV S/S S/D Grid .Udayagiri | 3000001458 | TRIP Relay (86 and 96) | SAS.BAY.TR.B001 | ZSPR_ACT | ZSPR | NOS | 2 | 0.02 | INR
4000 | Sourthern Zone, Berhampur | 4100 | EHT (O&M) Circle, Berhampur | 4104 | EHT (O&M) Division,Bhanjanagar | S145 | 220/132/33 kV T/L S/S S/D Aska | 3000001477 | E.cards for 300AH, 48V VRLA Bat charger | SPR.BAT.CHRG.A004 | ZSPR_ACT | ZSPR | NOS | 1 | 0.51 | INR
4000 | Sourthern Zone, Berhampur | 4100 | EHT (O&M) Circle, Berhampur | 4104 | EHT (O&M) Division,Bhanjanagar | S147 | 132/33 kV S/S S/D Grid .Udayagiri | 3000001477 | E.cards for 300AH, 48V VRLA Bat charger | SPR.BAT.CHRG.A004 | ZSPR_ACT | ZSPR | NOS | 1 | 0.5 | INR
4000 | Sourthern Zone, Berhampur | 4100 | EHT (O&M) Circle, Berhampur | 4104 | EHT (O&M) Division,Bhanjanagar | S145 | 220/132/33 kV T/L S/S S/D Aska | 3000001478 | E.cards-350AH,220V Plante Bat charger | SPR.BAT.CHRG.A005 | ZSPR_ACT | ZSPR | SET | 1 | 0.51 | INR
4000 | Sourthern Zone, Berhampur | 4100 | EHT (O&M) Circle, Berhampur | 4104 | EHT (O&M) Division,Bhanjanagar | S147 | 132/33 kV S/S S/D Grid .Udayagiri | 3000001478 | E.cards-350AH,220V Plante Bat charger | SPR.BAT.CHRG.A005 | ZSPR_ACT | ZSPR | SET | 1 | 0.5 | INR
4000 | Sourthern Zone, Berhampur | 4100 | EHT (O&M) Circle, Berhampur | 4104 | EHT (O&M) Division,Bhanjanagar | S147 | 132/33 kV S/S S/D Grid .Udayagiri | 3000001503 | CLOSING COIL of 145kV SF6 CB | SPR.BKR132.C001 | ZSPR_ACT | ZSPR | NOS | 4 | 0.04 | INR
4000 | Sourthern Zone, Berhampur | 4100 | EHT (O&M) Circle, Berhampur | 4104 | EHT (O&M) Division,Bhanjanagar | S147 | 132/33 kV S/S S/D Grid .Udayagiri | 3000001504 | Tripping coil of 145kV SF6 CB | SPR.BKR132.C002 | ZSPR_ACT | ZSPR | NOS | 4 | 0.04 | INR
4000 | Sourthern Zone, Berhampur | 4100 | EHT (O&M) Circle, Berhampur | 4104 | EHT (O&M) Division,Bhanjanagar | S147 | 132/33 kV S/S S/D Grid .Udayagiri | 3000001505 | Density Monitor of 145kV SF6 CB | SPR.BKR132.C003 | ZSPR_ACT | ZSPR | NOS | 1 | 0.01 | INR
4000 | Sourthern Zone, Berhampur | 4100 | EHT (O&M) Circle, Berhampur | 4104 | EHT (O&M) Division,Bhanjanagar | S146 | 132/33 kV T/L S/S S/D Phulbani | 3000001529 | Closing Coil 132KV ALSTHOM MAKE SF6 CB | SPR.BKR132ASTM.D002 | ZSPR_ACT | ZSPR | NOS | 8 | 4634.24 | INR
4000 | Sourthern Zone, Berhampur | 4100 | EHT (O&M) Circle, Berhampur | 4104 | EHT (O&M) Division,Bhanjanagar | S145 | 220/132/33 kV T/L S/S S/D Aska | 3000001556 | CLOSING COIL 132KV SF6 BHEL BREAKER | SPR.BKR132BHEL.D016 | ZSPR_ACT | ZSPR | NOS | 4 | 5891.76 | INR
4000 | Sourthern Zone, Berhampur | 4100 | EHT (O&M) Circle, Berhampur | 4104 | EHT (O&M) Division,Bhanjanagar | S147 | 132/33 kV S/S S/D Grid .Udayagiri | 3000001650 | AUXILIARY CONTACT132KV SIEMENS SF6 CB | SPR.BKR132SMNS.B001 | ZSPR_ACT | ZSPR | NOS | 1 | 0.51 | INR
4000 | Sourthern Zone, Berhampur | 4100 | EHT (O&M) Circle, Berhampur | 4104 | EHT (O&M) Division,Bhanjanagar | S145 | 220/132/33 kV T/L S/S S/D Aska | 3000001650 | AUXILIARY CONTACT132KV SIEMENS SF6 CB | SPR.BKR132SMNS.B001 | ZSPR_ACT | ZSPR | NOS | 1 | 0.5 | INR
4000 | Sourthern Zone, Berhampur | 4100 | EHT (O&M) Circle, Berhampur | 4104 | EHT (O&M) Division,Bhanjanagar | S145 | 220/132/33 kV T/L S/S S/D Aska | 3000001651 | Trip/Close coil 132KV SF6 Seimens Brker | SPR.BKR132SMNS.B008 | ZSPR_ACT | ZSPR | NOS | 3 | 3314.86 | INR
4000 | Sourthern Zone, Berhampur | 4100 | EHT (O&M) Circle, Berhampur | 4104 | EHT (O&M) Division,Bhanjanagar | S144 | 132/33 kV T/L S/S S/D Aska | 3000001651 | Trip/Close coil 132KV SF6 Seimens Brker | SPR.BKR132SMNS.B008 | ZSPR_ACT | ZSPR | NOS | 1 | 1104.96 | INR
4000 | Sourthern Zone, Berhampur | 4100 | EHT (O&M) Circle, Berhampur | 4104 | EHT (O&M) Division,Bhanjanagar | S145 | 220/132/33 kV T/L S/S S/D Aska | 3000001658 | DENSITY MONITOR 132KV SIEMENS SF6 CB | SPR.BKR132SMNS.D007 | ZSPR_ACT | ZSPR | NOS | 1 | 1 | INR
4000 | Sourthern Zone, Berhampur | 4100 | EHT (O&M) Circle, Berhampur | 4104 | EHT (O&M) Division,Bhanjanagar | S147 | 132/33 kV S/S S/D Grid .Udayagiri | 3000001660 | Relay PC for 132KV SMNS Bkr | SPR.BKR132SMNS.D009 | ZSPR_ACT | ZSPR | NOS | 1 | 0.01 | INR
4000 | Sourthern Zone, Berhampur | 4100 | EHT (O&M) Circle, Berhampur | 4104 | EHT (O&M) Division,Bhanjanagar | S145 | 220/132/33 kV T/L S/S S/D Aska | 3000001664 | AUXILIARY SWITCH 132KV SIEMENS SF6 CB | SPR.BKR132SMNS.D014 | ZSPR_ACT | ZSPR | NOS | 1 | 1 | INR
4000 | Sourthern Zone, Berhampur | 4100 | EHT (O&M) Circle, Berhampur | 4104 | EHT (O&M) Division,Bhanjanagar | S147 | 132/33 kV S/S S/D Grid .Udayagiri | 3000001665 | SC MOTOR FOR 132KV SMENS SF6 CB | SPR.BKR132SMNS.D015 | ZSPR_ACT | ZSPR | NOS | 1 | 0.01 | INR
4000 | Sourthern Zone, Berhampur | 4100 | EHT (O&M) Circle, Berhampur | 4104 | EHT (O&M) Division,Bhanjanagar | S147 | 132/33 kV S/S S/D Grid .Udayagiri | 3000001667 | GAS FILLING DEVICE 132KV SIEMENS SF6 CB | SPR.BKR132SMNS.D017 | ZSPR_ACT | ZSPR | NOS | 1 | 0.51 | INR
4000 | Sourthern Zone, Berhampur | 4100 | EHT (O&M) Circle, Berhampur | 4104 | EHT (O&M) Division,Bhanjanagar | S145 | 220/132/33 kV T/L S/S S/D Aska | 3000001667 | GAS FILLING DEVICE 132KV SIEMENS SF6 CB | SPR.BKR132SMNS.D017 | ZSPR_ACT | ZSPR | NOS | 1 | 0.5 | INR
4000 | Sourthern Zone, Berhampur | 4100 | EHT (O&M) Circle, Berhampur | 4104 | EHT (O&M) Division,Bhanjanagar | S147 | 132/33 kV S/S S/D Grid .Udayagiri | 3000001671 | GASKETS,O-RINGS,SEALS 132KV SMNS SF6 CB | SPR.BKR132SMNS.D021 | ZSPR_ACT | ZSPR | NOS | 1 | 0.01 | INR
4000 | Sourthern Zone, Berhampur | 4100 | EHT (O&M) Circle, Berhampur | 4104 | EHT (O&M) Division,Bhanjanagar | S145 | 220/132/33 kV T/L S/S S/D Aska | 3000001673 | LIMB FOR 132KV SIEMENS MAKE SF6 CB | SPR.BKR132SMNS.D027 | ZSPR_ACT | ZSPR | NOS | 1 | 1 | INR
4000 | Sourthern Zone, Berhampur | 4100 | EHT (O&M) Circle, Berhampur | 4104 | EHT (O&M) Division,Bhanjanagar | S145 | 220/132/33 kV T/L S/S S/D Aska | 3000001855 | TRIP/CLOSE COIL 220KV SIEMENS SF6 CB | SPR.BKR220SMNS.D010 | ZSPR_ACT | ZSPR | NOS | 5 | 7364.7 | INR
4000 | Sourthern Zone, Berhampur | 4100 | EHT (O&M) Circle, Berhampur | 4104 | EHT (O&M) Division,Bhanjanagar | S145 | 220/132/33 kV T/L S/S S/D Aska | 3000001856 | Gaskets O-Ring for 220KV SF6 CB SMNS | SPR.BKR220SMNS.D011 | ZSPR_ACT | ZSPR | NOS | 1 | 1 | INR
4000 | Sourthern Zone, Berhampur | 4100 | EHT (O&M) Circle, Berhampur | 4104 | EHT (O&M) Division,Bhanjanagar | S145 | 220/132/33 kV T/L S/S S/D Aska | 3000001857 | AUXILIARY SWITCH 220KV SIEMENS SF6 CB | SPR.BKR220SMNS.D014 | ZSPR_ACT | ZSPR | NOS | 1 | 1 | INR
4000 | Sourthern Zone, Berhampur | 4100 | EHT (O&M) Circle, Berhampur | 4104 | EHT (O&M) Division,Bhanjanagar | S145 | 220/132/33 kV T/L S/S S/D Aska | 3000001858 | SCM FOR 220KV SMNS SF6 CB | SPR.BKR220SMNS.D015 | ZSPR_ACT | ZSPR | NOS | 1 | 1 | INR
4000 | Sourthern Zone, Berhampur | 4100 | EHT (O&M) Circle, Berhampur | 4104 | EHT (O&M) Division,Bhanjanagar | S145 | 220/132/33 kV T/L S/S S/D Aska | 3000001860 | DENSITY CONTROLLER 220KV SIEMENS SF6 CB | SPR.BKR220SMNS.D018 | ZSPR_ACT | ZSPR | NOS | 1 | 1 | INR
4000 | Sourthern Zone, Berhampur | 4100 | EHT (O&M) Circle, Berhampur | 4104 | EHT (O&M) Division,Bhanjanagar | S145 | 220/132/33 kV T/L S/S S/D Aska | 3000001865 | Pole assembly for 220KV SF6 CB SIEMENS | SPR.BKR220SMNS.D027 | ZSPR_ACT | ZSPR | NOS | 1 | 1 | INR
4000 | Sourthern Zone, Berhampur | 4100 | EHT (O&M) Circle, Berhampur | 4104 | EHT (O&M) Division,Bhanjanagar | S147 | 132/33 kV S/S S/D Grid .Udayagiri | 3000001869 | Tripping / Closing Coil of 36KV, 1250A,2 | SPR.BKR36.E001 | ZSPR_ACT | ZSPR | NOS | 3 | 0.03 | INR
4000 | Sourthern Zone, Berhampur | 4100 | EHT (O&M) Circle, Berhampur | 4104 | EHT (O&M) Division,Bhanjanagar | S147 | 132/33 kV S/S S/D Grid .Udayagiri | 3000001870 | POLE FOR 36KV VCB | SPR.BKR36.E002 | ZSPR_ACT | ZSPR | NOS | 1 | 0.01 | INR
4000 | Sourthern Zone, Berhampur | 4100 | EHT (O&M) Circle, Berhampur | 4104 | EHT (O&M) Division,Bhanjanagar | S144 | 132/33 kV T/L S/S S/D Aska | 3000001870 | POLE FOR 36KV VCB | SPR.BKR36.E002 | ZSPR_US | ZSPR | NOS | 4 | 4 | INR
4000 | Sourthern Zone, Berhampur | 4100 | EHT (O&M) Circle, Berhampur | 4104 | EHT (O&M) Division,Bhanjanagar | S147 | 132/33 kV S/S S/D Grid .Udayagiri | 3000001871 | CLOSING COIL FOR 36KV VCB | SPR.BKR36.E003 | ZSPR_ACT | ZSPR | NOS | 4 | 0.04 | INR
4000 | Sourthern Zone, Berhampur | 4100 | EHT (O&M) Circle, Berhampur | 4104 | EHT (O&M) Division,Bhanjanagar | S146 | 132/33 kV T/L S/S S/D Phulbani | 3000001909 | TRIP COIL 220V DC 36 KV AREVA MAKE VCB | SPR.BKR36ARVA.E001 | ZSPR_ACT | ZSPR | NOS | 1 | 1 | INR
4000 | Sourthern Zone, Berhampur | 4100 | EHT (O&M) Circle, Berhampur | 4104 | EHT (O&M) Division,Bhanjanagar | S142 | 220/132/33 kV T/L S/S S/D Bhanajanagar | 3000001913 | OVER PRESSURE RELIEF 36KV BHEL MOCB | SPR.BKR36BHEL.C029 | ZSPR_US | ZSPR | NOS | 10 | 1750 | INR
4000 | Sourthern Zone, Berhampur | 4100 | EHT (O&M) Circle, Berhampur | 4104 | EHT (O&M) Division,Bhanjanagar | S142 | 220/132/33 kV T/L S/S S/D Bhanajanagar | 3000001915 | INSULATED PULL ROD FOR 36 KV BHEL MOCB | SPR.BKR36BHEL.C082 | ZSPR_US | ZSPR | NOS | 7 | 26320.7 | INR
4000 | Sourthern Zone, Berhampur | 4100 | EHT (O&M) Circle, Berhampur | 4104 | EHT (O&M) Division,Bhanjanagar | S142 | 220/132/33 kV T/L S/S S/D Bhanajanagar | 3000001918 | OPERATING ROD FOR 36KV BHEL VCB | SPR.BKR36BHEL.E004 | ZSPR_US | ZSPR | NOS | 2 | 2 | INR
4000 | Sourthern Zone, Berhampur | 4100 | EHT (O&M) Circle, Berhampur | 4104 | EHT (O&M) Division,Bhanjanagar | S147 | 132/33 kV S/S S/D Grid .Udayagiri | 3000001952 | spring charging motor for 36 KV CGL VCB | SPR.BKR36CGL.EA02 | ZSPR_ACT | ZSPR | NOS | 1 | 0.01 | INR
4000 | Sourthern Zone, Berhampur | 4100 | EHT (O&M) Circle, Berhampur | 4104 | EHT (O&M) Division,Bhanjanagar | S146 | 132/33 kV T/L S/S S/D Phulbani | 3000001969 | TRIPPING COIL OF MEGAWIN 36KV VCB | SPR.BKR36SMGWN.E003 | ZSPR_ACT | ZSPR | NOS | 1 | 650 | INR
4000 | Sourthern Zone, Berhampur | 4100 | EHT (O&M) Circle, Berhampur | 4104 | EHT (O&M) Division,Bhanjanagar | S145 | 220/132/33 kV T/L S/S S/D Aska | 3000001972 | CLOSING COIL OF 36KV SIEMENS VCB | SPR.BKR36SMNS.E002 | ZSPR_ACT | ZSPR | NOS | 1 | 1472.94 | INR
4000 | Sourthern Zone, Berhampur | 4100 | EHT (O&M) Circle, Berhampur | 4104 | EHT (O&M) Division,Bhanjanagar | S145 | 220/132/33 kV T/L S/S S/D Aska | 3000001973 | TRIPPING COIL OF 36KV SIEMENS VCB | SPR.BKR36SMNS.E003 | ZSPR_ACT | ZSPR | NOS | 4 | 5891.76 | INR
4000 | Sourthern Zone, Berhampur | 4100 | EHT (O&M) Circle, Berhampur | 4104 | EHT (O&M) Division,Bhanjanagar | S145 | 220/132/33 kV T/L S/S S/D Aska | 3000001973 | TRIPPING COIL OF 36KV SIEMENS VCB | SPR.BKR36SMNS.E003 | ZSPR_US | ZSPR | NOS | 2 | 2945.88 | INR
4000 | Sourthern Zone, Berhampur | 4100 | EHT (O&M) Circle, Berhampur | 4104 | EHT (O&M) Division,Bhanjanagar | S145 | 220/132/33 kV T/L S/S S/D Aska | 3000001974 | LIMB FOR 36KV SIEMENS MAKE VCB | SPR.BKR36SMNS.E004 | ZSPR_ACT | ZSPR | NOS | 1 | 1 | INR
4000 | Sourthern Zone, Berhampur | 4100 | EHT (O&M) Circle, Berhampur | 4104 | EHT (O&M) Division,Bhanjanagar | S145 | 220/132/33 kV T/L S/S S/D Aska | 3000001975 | SC MOTOR FOR 36KV,1250A,25KA, SIEMENS | SPR.BKR36SMNS.E005 | ZSPR_ACT | ZSPR | NOS | 1 | 1 | INR
4000 | Sourthern Zone, Berhampur | 4100 | EHT (O&M) Circle, Berhampur | 4104 | EHT (O&M) Division,Bhanjanagar | S145 | 220/132/33 kV T/L S/S S/D Aska | 3000001976 | Aux Switch C. Assembly for 36KV VCB SMNS | SPR.BKR36SMNS.E006 | ZSPR_ACT | ZSPR | NOS | 1 | 1 | INR
4000 | Sourthern Zone, Berhampur | 4100 | EHT (O&M) Circle, Berhampur | 4104 | EHT (O&M) Division,Bhanjanagar | S145 | 220/132/33 kV T/L S/S S/D Aska | 3000001977 | GASKET,O-RING for 36KV VCB SMNS | SPR.BKR36SMNS.E007 | ZSPR_ACT | ZSPR | NOS | 1 | 1 | INR
4000 | Sourthern Zone, Berhampur | 4100 | EHT (O&M) Circle, Berhampur | 4104 | EHT (O&M) Division,Bhanjanagar | S146 | 132/33 kV T/L S/S S/D Phulbani | 3000001984 | 36KV VCB LIMB S&S MAKE | SPR.BKR36SS.E007 | ZSPR_ACT | ZSPR | NOS | 2 | 200 | INR
4000 | Sourthern Zone, Berhampur | 4100 | EHT (O&M) Circle, Berhampur | 4104 | EHT (O&M) Division,Bhanjanagar | S147 | 132/33 kV S/S S/D Grid .Udayagiri | 3000001985 | LIMIT SWITCH FOR 36KV S & S MAKE VCB | SPR.BKR36SS.E008 | ZSPR_ACT | ZSPR | NOS | 2 | 0.02 | INR
4000 | Sourthern Zone, Berhampur | 4100 | EHT (O&M) Circle, Berhampur | 4104 | EHT (O&M) Division,Bhanjanagar | S145 | 220/132/33 kV T/L S/S S/D Aska | 3000002194 | VOLTMETER WITH TRANSDUCER-132KV CRP AE | SPR.CRPNL132AE.A002 | ZSPR_ACT | ZSPR | NOS | 1 | 1 | INR
4000 | Sourthern Zone, Berhampur | 4100 | EHT (O&M) Circle, Berhampur | 4104 | EHT (O&M) Division,Bhanjanagar | S145 | 220/132/33 kV T/L S/S S/D Aska | 3000002200 | Voltmeter selector switch-132KV CRP AE | SPR.CRPNL132AE.A008 | ZSPR_ACT | ZSPR | NOS | 1 | 1 | INR
4000 | Sourthern Zone, Berhampur | 4100 | EHT (O&M) Circle, Berhampur | 4104 | EHT (O&M) Division,Bhanjanagar | S145 | 220/132/33 kV T/L S/S S/D Aska | 3000002206 | MW Transducer (+ 40 MW) for 132 CR Panel | SPR.CRPNL132CS.A002 | ZSPR_ACT | ZSPR | NOS | 1 | 1 | INR
4000 | Sourthern Zone, Berhampur | 4100 | EHT (O&M) Circle, Berhampur | 4104 | EHT (O&M) Division,Bhanjanagar | S146 | 132/33 kV T/L S/S S/D Phulbani | 3000002222 | TNC SWITCH FOR 33KV CR PANEL | SPR.CRPNL33BHEL.A008 | ZSPR_ACT | ZSPR | NOS | 4 | 16400 | INR
4000 | Sourthern Zone, Berhampur | 4100 | EHT (O&M) Circle, Berhampur | 4104 | EHT (O&M) Division,Bhanjanagar | S142 | 220/132/33 kV T/L S/S S/D Bhanajanagar | 3000002225 | C.T STUD LONG TYPE | SPR.CT132BHEL.A003 | ZSPR_ACT | ZSPR | NOS | 2 | 2879.74 | INR
4000 | Sourthern Zone, Berhampur | 4100 | EHT (O&M) Circle, Berhampur | 4104 | EHT (O&M) Division,Bhanjanagar | S142 | 220/132/33 kV T/L S/S S/D Bhanajanagar | 3000002246 | HEATING ELEMENT NIRMAL FILTER MACHINE | SPR.FLTM.NRML.D001 | ZSPR_US | ZSPR | NOS | 10 | 3900 | INR
4000 | Sourthern Zone, Berhampur | 4100 | EHT (O&M) Circle, Berhampur | 4104 | EHT (O&M) Division,Bhanjanagar | S142 | 220/132/33 kV T/L S/S S/D Bhanajanagar | 3000002249 | HEATING ELEMENTSUMESH FILTER MACHINE | SPR.FLTM.SMSH.D007 | ZSPR_US | ZSPR | NOS | 8 | 3120 | INR
4000 | Sourthern Zone, Berhampur | 4100 | EHT (O&M) Circle, Berhampur | 4104 | EHT (O&M) Division,Bhanjanagar | S142 | 220/132/33 kV T/L S/S S/D Bhanajanagar | 3000002267 | HEATING ELEMENT FILTER MECHINE STRL | SPR.FLTM.STRL.C002 | ZSPR_US | ZSPR | NOS | 8 | 8 | INR
4000 | Sourthern Zone, Berhampur | 4100 | EHT (O&M) Circle, Berhampur | 4104 | EHT (O&M) Division,Bhanjanagar | S145 | 220/132/33 kV T/L S/S S/D Aska | 3000002282 | Earthing Rod & Blade Contactor | SPR.ISO.33SS.A007 | ZSPR_ACT | ZSPR | NOS | 1 | 0.51 | INR
4000 | Sourthern Zone, Berhampur | 4100 | EHT (O&M) Circle, Berhampur | 4104 | EHT (O&M) Division,Bhanjanagar | S147 | 132/33 kV S/S S/D Grid .Udayagiri | 3000002282 | Earthing Rod & Blade Contactor | SPR.ISO.33SS.A007 | ZSPR_ACT | ZSPR | NOS | 1 | 0.5 | INR
4000 | Sourthern Zone, Berhampur | 4100 | EHT (O&M) Circle, Berhampur | 4104 | EHT (O&M) Division,Bhanjanagar | S147 | 132/33 kV S/S S/D Grid .Udayagiri | 3000002284 | Auxillary Switch Assy | SPR.ISO.33SS.A010 | ZSPR_ACT | ZSPR | NOS | 1 | 0.01 | INR
4000 | Sourthern Zone, Berhampur | 4100 | EHT (O&M) Circle, Berhampur | 4104 | EHT (O&M) Division,Bhanjanagar | S144 | 132/33 kV T/L S/S S/D Aska | 3000002285 | Limit switch of Isolator M. box | SPR.ISO.33SS.A011 | ZSPR_ACT | ZSPR | NOS | 46 | 69.86 | INR
4000 | Sourthern Zone, Berhampur | 4100 | EHT (O&M) Circle, Berhampur | 4104 | EHT (O&M) Division,Bhanjanagar | S146 | 132/33 kV T/L S/S S/D Phulbani | 3000002302 | 132KV Isolator female contaCTDBR 600A | SPR.ISO132.DB.A001 | ZSPR_SH | ZSPR | NOS | 2 | 2 | INR
4000 | Sourthern Zone, Berhampur | 4100 | EHT (O&M) Circle, Berhampur | 4104 | EHT (O&M) Division,Bhanjanagar | S144 | 132/33 kV T/L S/S S/D Aska | 3000002330 | Male&female Contact-132KV Isolator | SPR.ISO132GRP.A012 | ZSPR_US | ZSPR | NOS | 3 | 3 | INR
4000 | Sourthern Zone, Berhampur | 4100 | EHT (O&M) Circle, Berhampur | 4104 | EHT (O&M) Division,Bhanjanagar | S144 | 132/33 kV T/L S/S S/D Aska | 3000002364 | 132 KV Isolator pad clamp for Zebra | SPR.ISO132SS.A012 | ZSPR_ACT | ZSPR | NOS | 5 | 5 | INR
4000 | Sourthern Zone, Berhampur | 4100 | EHT (O&M) Circle, Berhampur | 4104 | EHT (O&M) Division,Bhanjanagar | S147 | 132/33 kV S/S S/D Grid .Udayagiri | 3000002367 | TERMINAL PAD 132KV SS ISOLATOR | SPR.ISO132SS.A015 | ZSPR_ACT | ZSPR | NOS | 1 | 0.01 | INR
4000 | Sourthern Zone, Berhampur | 4100 | EHT (O&M) Circle, Berhampur | 4104 | EHT (O&M) Division,Bhanjanagar | S147 | 132/33 kV S/S S/D Grid .Udayagiri | 3000002368 | LIMIT SWITCH FOR 132KV SS MAKE ISOLATOR | SPR.ISO132SS.A016 | ZSPR_ACT | ZSPR | NOS | 2 | 0.02 | INR
4000 | Sourthern Zone, Berhampur | 4100 | EHT (O&M) Circle, Berhampur | 4104 | EHT (O&M) Division,Bhanjanagar | S142 | 220/132/33 kV T/L S/S S/D Bhanajanagar | 3000002370 | FC WITH JUMPER PAD 132KV SS ISOLATOR | SPR.ISO132SS.A018 | ZSPR_ACT | ZSPR | NOS | 2 | 12080 | INR
4000 | Sourthern Zone, Berhampur | 4100 | EHT (O&M) Circle, Berhampur | 4104 | EHT (O&M) Division,Bhanjanagar | S142 | 220/132/33 kV T/L S/S S/D Bhanajanagar | 3000002371 | MALE CONTACTFOR 132 KV SS MAKE ISOLATOR | SPR.ISO132SS.A019 | ZSPR_ACT | ZSPR | NOS | 2 | 2 | INR
4000 | Sourthern Zone, Berhampur | 4100 | EHT (O&M) Circle, Berhampur | 4104 | EHT (O&M) Division,Bhanjanagar | S147 | 132/33 kV S/S S/D Grid .Udayagiri | 3000002373 | PC,RELAY,MCB,SWITCH,FUSE FOR 132KVSS ISO | SPR.ISO132SS.A021 | ZSPR_ACT | ZSPR | NOS | 1 | 0.01 | INR
4000 | Sourthern Zone, Berhampur | 4100 | EHT (O&M) Circle, Berhampur | 4104 | EHT (O&M) Division,Bhanjanagar | S145 | 220/132/33 kV T/L S/S S/D Aska | 3000002377 | EARTHING ROD & BLADE 132KV ISOLATOR | SPR.ISO132SS.A027 | ZSPR_ACT | ZSPR | NOS | 1 | 0.5 | INR
4000 | Sourthern Zone, Berhampur | 4100 | EHT (O&M) Circle, Berhampur | 4104 | EHT (O&M) Division,Bhanjanagar | S147 | 132/33 kV S/S S/D Grid .Udayagiri | 3000002377 | EARTHING ROD & BLADE 132KV ISOLATOR | SPR.ISO132SS.A027 | ZSPR_ACT | ZSPR | NOS | 1 | 0.51 | INR
4000 | Sourthern Zone, Berhampur | 4100 | EHT (O&M) Circle, Berhampur | 4104 | EHT (O&M) Division,Bhanjanagar | S147 | 132/33 kV S/S S/D Grid .Udayagiri | 3000002378 | MOTOR WITH GEAR ASSEMBLY 132KV ISOLATOR | SPR.ISO132SS.A029 | ZSPR_ACT | ZSPR | NOS | 1 | 0.01 | INR
4000 | Sourthern Zone, Berhampur | 4100 | EHT (O&M) Circle, Berhampur | 4104 | EHT (O&M) Division,Bhanjanagar | S145 | 220/132/33 kV T/L S/S S/D Aska | 3000002420 | ER BLADE CONTACT220KV ISOLAOR | SPR.ISO220GRP.A011 | ZSPR_ACT | ZSPR | NOS | 1 | 1 | INR
4000 | Sourthern Zone, Berhampur | 4100 | EHT (O&M) Circle, Berhampur | 4104 | EHT (O&M) Division,Bhanjanagar | S142 | 220/132/33 kV T/L S/S S/D Bhanajanagar | 3000002429 | FEMALE CONTACT 220KV SS MAKE ISOLATOR | SPR.ISO220SS.A001 | ZSPR_ACT | ZSPR | NOS | 5 | 38130 | INR
4000 | Sourthern Zone, Berhampur | 4100 | EHT (O&M) Circle, Berhampur | 4104 | EHT (O&M) Division,Bhanjanagar | S145 | 220/132/33 kV T/L S/S S/D Aska | 3000002434 | MALE & FEMALE CONTACTFOR 220KV ISOLATOR | SPR.ISO220SS.A009 | ZSPR_ACT | ZSPR | NOS | 1 | 7626 | INR
4000 | Sourthern Zone, Berhampur | 4100 | EHT (O&M) Circle, Berhampur | 4104 | EHT (O&M) Division,Bhanjanagar | S144 | 132/33 kV T/L S/S S/D Aska | 3000002449 | MALE&FEMALE CONTACT-36KV ISOLATOR | SPR.ISO33.A001 | ZSPR_US | ZSPR | NOS | 4 | 4 | INR
4000 | Sourthern Zone, Berhampur | 4100 | EHT (O&M) Circle, Berhampur | 4104 | EHT (O&M) Division,Bhanjanagar | S145 | 220/132/33 kV T/L S/S S/D Aska | 3000002477 | AUX SW CONTACTASSEMBLY 36KV ISOLATOR | SPR.ISO33SMNS.A008 | ZSPR_ACT | ZSPR | NOS | 1 | 1 | INR
4000 | Sourthern Zone, Berhampur | 4100 | EHT (O&M) Circle, Berhampur | 4104 | EHT (O&M) Division,Bhanjanagar | S147 | 132/33 kV S/S S/D Grid .Udayagiri | 3000002480 | FEMALE CONTACTFOR 33KV SS MAKE ISOLATOR | SPR.ISO33SS.A002 | ZSPR_ACT | ZSPR | NOS | 1 | 0.01 | INR
4000 | Sourthern Zone, Berhampur | 4100 | EHT (O&M) Circle, Berhampur | 4104 | EHT (O&M) Division,Bhanjanagar | S147 | 132/33 kV S/S S/D Grid .Udayagiri | 3000002481 | MALE CONTACTBLADES 33KV SS ISOLATOR | SPR.ISO33SS.A003 | ZSPR_ACT | ZSPR | NOS | 1 | 0.01 | INR
4000 | Sourthern Zone, Berhampur | 4100 | EHT (O&M) Circle, Berhampur | 4104 | EHT (O&M) Division,Bhanjanagar | S147 | 132/33 kV S/S S/D Grid .Udayagiri | 3000002487 | TERMINAL PAD 33KV SS ISOLATOR | SPR.ISO33SS.A012 | ZSPR_ACT | ZSPR | NOS | 1 | 0.01 | INR
4000 | Sourthern Zone, Berhampur | 4100 | EHT (O&M) Circle, Berhampur | 4104 | EHT (O&M) Division,Bhanjanagar | S147 | 132/33 kV S/S S/D Grid .Udayagiri | 3000002489 | RPC,switch fuses for 33KV SS Isolator | SPR.ISO33SS.A015 | ZSPR_ACT | ZSPR | NOS | 1 | 0.01 | INR
4000 | Sourthern Zone, Berhampur | 4100 | EHT (O&M) Circle, Berhampur | 4104 | EHT (O&M) Division,Bhanjanagar | S147 | 132/33 kV S/S S/D Grid .Udayagiri | 3000002497 | MOTOR WITH GEAR ASSEMBLY 36KV ISOLATOR | SPR.ISO33SS.A024 | ZSPR_ACT | ZSPR | NOS | 1 | 0.01 | INR
4000 | Sourthern Zone, Berhampur | 4100 | EHT (O&M) Circle, Berhampur | 4104 | EHT (O&M) Division,Bhanjanagar | S147 | 132/33 kV S/S S/D Grid .Udayagiri | 3000002559 | AUXILIARY SWITCH CONTACTS ASSEMBLY | SPR.MISC.A012 | ZSPR_ACT | ZSPR | NOS | 1 | 0.51 | INR
4000 | Sourthern Zone, Berhampur | 4100 | EHT (O&M) Circle, Berhampur | 4104 | EHT (O&M) Division,Bhanjanagar | S145 | 220/132/33 kV T/L S/S S/D Aska | 3000002559 | AUXILIARY SWITCH CONTACTS ASSEMBLY | SPR.MISC.A012 | ZSPR_ACT | ZSPR | NOS | 1 | 0.5 | INR
4000 | Sourthern Zone, Berhampur | 4100 | EHT (O&M) Circle, Berhampur | 4104 | EHT (O&M) Division,Bhanjanagar | S142 | 220/132/33 kV T/L S/S S/D Bhanajanagar | 3000002572 | TNC Switch 25 AMP | SPR.MISC.A035 | ZSPR_ACT | ZSPR | NOS | 3 | 3 | INR
4000 | Sourthern Zone, Berhampur | 4100 | EHT (O&M) Circle, Berhampur | 4104 | EHT (O&M) Division,Bhanjanagar | S145 | 220/132/33 kV T/L S/S S/D Aska | 3000002576 | ISOLATOR CONTROL SWITCH | SPR.MISC.A050 | ZSPR_ACT | ZSPR | NOS | 2 | 2 | INR
4000 | Sourthern Zone, Berhampur | 4100 | EHT (O&M) Circle, Berhampur | 4104 | EHT (O&M) Division,Bhanjanagar | S146 | 132/33 kV T/L S/S S/D Phulbani | 3000002577 | Silica gel breather for Tfr in Nos | SPR.MISC.A051 | ZSPR_ACT | ZSPR | NOS | 2 | 5001 | INR
4000 | Sourthern Zone, Berhampur | 4100 | EHT (O&M) Circle, Berhampur | 4104 | EHT (O&M) Division,Bhanjanagar | SL44 | 132/33 kV T/L S/S S/D Aska_Line | 3000002606 | Tie angle PA-80 & PA-81 | SPR.MISC.A132 | ZSPR_US | ZSPR | NOS | 6 | 6 | INR
4000 | Sourthern Zone, Berhampur | 4100 | EHT (O&M) Circle, Berhampur | 4104 | EHT (O&M) Division,Bhanjanagar | S146 | 132/33 kV T/L S/S S/D Phulbani | 3000002625 | POWER CONTACTOR | SPR.MISC.A193 | ZSPR_ACT | ZSPR | NOS | 1 | 0.5 | INR
4000 | Sourthern Zone, Berhampur | 4100 | EHT (O&M) Circle, Berhampur | 4104 | EHT (O&M) Division,Bhanjanagar | S147 | 132/33 kV S/S S/D Grid .Udayagiri | 3000002625 | POWER CONTACTOR | SPR.MISC.A193 | ZSPR_ACT | ZSPR | NOS | 1 | 0.51 | INR
4000 | Sourthern Zone, Berhampur | 4100 | EHT (O&M) Circle, Berhampur | 4104 | EHT (O&M) Division,Bhanjanagar | S144 | 132/33 kV T/L S/S S/D Aska | 3000002631 | LOCAL REMOTE SWITCH | SPR.MISC.A200 | ZSPR_ACT | ZSPR | NOS | 2 | 2 | INR
4000 | Sourthern Zone, Berhampur | 4100 | EHT (O&M) Circle, Berhampur | 4104 | EHT (O&M) Division,Bhanjanagar | S145 | 220/132/33 kV T/L S/S S/D Aska | 3000002635 | Terminal connector | SPR.MISC.A208 | ZSPR_ACT | ZSPR | NOS | 56 | 66532.48 | INR
4000 | Sourthern Zone, Berhampur | 4100 | EHT (O&M) Circle, Berhampur | 4104 | EHT (O&M) Division,Bhanjanagar | S146 | 132/33 kV T/L S/S S/D Phulbani | 3000002660 | 400 Watt MH Lamp | SPR.MISC.A248 | ZSPR_US | ZSPR | NOS | 2 | 315.72 | INR
4000 | Sourthern Zone, Berhampur | 4100 | EHT (O&M) Circle, Berhampur | 4104 | EHT (O&M) Division,Bhanjanagar | S144 | 132/33 kV T/L S/S S/D Aska | 3000002720 | LA Clamp | SPR.MISC.A353 | ZSPR_US | ZSPR | NOS | 14 | 14 | INR
4000 | Sourthern Zone, Berhampur | 4100 | EHT (O&M) Circle, Berhampur | 4104 | EHT (O&M) Division,Bhanjanagar | S145 | 220/132/33 kV T/L S/S S/D Aska | 3000002720 | LA Clamp | SPR.MISC.A353 | ZSPR_ACT | ZSPR | NOS | 17 | 22135.19 | INR
4000 | Sourthern Zone, Berhampur | 4100 | EHT (O&M) Circle, Berhampur | 4104 | EHT (O&M) Division,Bhanjanagar | S146 | 132/33 kV T/L S/S S/D Phulbani | 3000002747 | Flexible CU bond | SPR.MISC.A443 | ZSPR_ACT | ZSPR | NOS | 25 | 30077.27 | INR
4000 | Sourthern Zone, Berhampur | 4100 | EHT (O&M) Circle, Berhampur | 4104 | EHT (O&M) Division,Bhanjanagar | S142 | 220/132/33 kV T/L S/S S/D Bhanajanagar | 3000002747 | Flexible CU bond | SPR.MISC.A443 | ZSPR_ACT | ZSPR | NOS | 38 | 45717.46 | INR
4000 | Sourthern Zone, Berhampur | 4100 | EHT (O&M) Circle, Berhampur | 4104 | EHT (O&M) Division,Bhanjanagar | S145 | 220/132/33 kV T/L S/S S/D Aska | 3000002801 | Discrepancy Control switch for CB | SPR.MISC.AB27 | ZSPR_ACT | ZSPR | NOS | 1 | 1 | INR
4000 | Sourthern Zone, Berhampur | 4100 | EHT (O&M) Circle, Berhampur | 4104 | EHT (O&M) Division,Bhanjanagar | S145 | 220/132/33 kV T/L S/S S/D Aska | 3000002807 | Control switch for Isolator | SPR.PNL.A001 | ZSPR_ACT | ZSPR | NOS | 4 | 4 | INR
4000 | Sourthern Zone, Berhampur | 4100 | EHT (O&M) Circle, Berhampur | 4104 | EHT (O&M) Division,Bhanjanagar | S145 | 220/132/33 kV T/L S/S S/D Aska | 3000002808 | PROTECTION TRANSFER SWITCH | SPR.PNL.A002 | ZSPR_ACT | ZSPR | NOS | 1 | 1 | INR
4000 | Sourthern Zone, Berhampur | 4100 | EHT (O&M) Circle, Berhampur | 4104 | EHT (O&M) Division,Bhanjanagar | S147 | 132/33 kV S/S S/D Grid .Udayagiri | 3000002813 | Protection Transfer Switch(NIT) | SPR.PNL33.A001 | ZSPR_ACT | ZSPR | NOS | 1 | 0.01 | INR
4000 | Sourthern Zone, Berhampur | 4100 | EHT (O&M) Circle, Berhampur | 4104 | EHT (O&M) Division,Bhanjanagar | S145 | 220/132/33 kV T/L S/S S/D Aska | 3000002815 | Voltmeter Selector Switch | SPR.PNL33.A003 | ZSPR_ACT | ZSPR | NOS | 2 | 2 | INR
4000 | Sourthern Zone, Berhampur | 4100 | EHT (O&M) Circle, Berhampur | 4104 | EHT (O&M) Division,Bhanjanagar | S146 | 132/33 kV T/L S/S S/D Phulbani | 3000002856 | GUARD RING FOR 132KV CGL SURGE ARRESTER | SPR.SA132CGL.A003 | ZSPR_ACT | ZSPR | NOS | 6 | 1079.58 | INR
4000 | Sourthern Zone, Berhampur | 4100 | EHT (O&M) Circle, Berhampur | 4104 | EHT (O&M) Division,Bhanjanagar | S142 | 220/132/33 kV T/L S/S S/D Bhanajanagar | 3000002917 | Fuses-160MVA 220/132/33KV ASTM AT | SPR.TFR160ALSM.DA01 | ZSPR_ACT | ZSPR | NOS | 1 | 1 | INR
4000 | Sourthern Zone, Berhampur | 4100 | EHT (O&M) Circle, Berhampur | 4104 | EHT (O&M) Division,Bhanjanagar | S142 | 220/132/33 kV T/L S/S S/D Bhanajanagar | 3000002918 | C Fan&motor 160MVA 220/132/33KV ASTM AT | SPR.TFR160ALSM.DA02 | ZSPR_ACT | ZSPR | NOS | 1 | 1 | INR
4000 | Sourthern Zone, Berhampur | 4100 | EHT (O&M) Circle, Berhampur | 4104 | EHT (O&M) Division,Bhanjanagar | S142 | 220/132/33 kV T/L S/S S/D Bhanajanagar | 3000002919 | PRD-160MVA 220/132/33KV ASTM Auto Tfr | SPR.TFR160ALSM.DC01 | ZSPR_ACT | ZSPR | NOS | 1 | 1 | INR
4000 | Sourthern Zone, Berhampur | 4100 | EHT (O&M) Circle, Berhampur | 4104 | EHT (O&M) Division,Bhanjanagar | S142 | 220/132/33 kV T/L S/S S/D Bhanajanagar | 3000002920 | OTI for 160MVA 220/132/33KV Alstom AT | SPR.TFR160ALSM.DC02 | ZSPR_ACT | ZSPR | SET | 1 | 1 | INR
4000 | Sourthern Zone, Berhampur | 4100 | EHT (O&M) Circle, Berhampur | 4104 | EHT (O&M) Division,Bhanjanagar | S142 | 220/132/33 kV T/L S/S S/D Bhanajanagar | 3000002921 | WTI for 160MVA 220/132/33KV Alstom AT | SPR.TFR160ALSM.DC03 | ZSPR_ACT | ZSPR | SET | 1 | 1 | INR
4000 | Sourthern Zone, Berhampur | 4100 | EHT (O&M) Circle, Berhampur | 4104 | EHT (O&M) Division,Bhanjanagar | S142 | 220/132/33 kV T/L S/S S/D Bhanajanagar | 3000002922 | MOLG for 160MVA 220/132/33KV Alstom AT | SPR.TFR160ALSM.DC04 | ZSPR_ACT | ZSPR | NOS | 1 | 1 | INR
4000 | Sourthern Zone, Berhampur | 4100 | EHT (O&M) Circle, Berhampur | 4104 | EHT (O&M) Division,Bhanjanagar | S142 | 220/132/33 kV T/L S/S S/D Bhanajanagar | 3000002923 | OFI for 160MVA 220/132/33KV Alstom AT | SPR.TFR160ALSM.DC05 | ZSPR_ACT | ZSPR | NOS | 1 | 1 | INR
4000 | Sourthern Zone, Berhampur | 4100 | EHT (O&M) Circle, Berhampur | 4104 | EHT (O&M) Division,Bhanjanagar | S142 | 220/132/33 kV T/L S/S S/D Bhanajanagar | 3000002925 | Starter&Relay-160MVA220/132/33KV ALSM AT | SPR.TFR160ALSM.DC07 | ZSPR_ACT | ZSPR | SET | 1 | 1 | INR
4000 | Sourthern Zone, Berhampur | 4100 | EHT (O&M) Circle, Berhampur | 4104 | EHT (O&M) Division,Bhanjanagar | S142 | 220/132/33 kV T/L S/S S/D Bhanajanagar | 3000002926 | TPI for 160MVA 220/132/33KV Alstom AT | SPR.TFR160ALSM.DC08 | ZSPR_ACT | ZSPR | NOS | 1 | 1 | INR
4000 | Sourthern Zone, Berhampur | 4100 | EHT (O&M) Circle, Berhampur | 4104 | EHT (O&M) Division,Bhanjanagar | S142 | 220/132/33 kV T/L S/S S/D Bhanajanagar | 3000002927 | Expansionjoint-160MVA 220-33KV Alstom AT | SPR.TFR160ALSM.DG01 | ZSPR_ACT | ZSPR | SET | 1 | 1 | INR
4000 | Sourthern Zone, Berhampur | 4100 | EHT (O&M) Circle, Berhampur | 4104 | EHT (O&M) Division,Bhanjanagar | S142 | 220/132/33 kV T/L S/S S/D Bhanajanagar | 3000002933 | PRV of 160MVA 220/132/33KV BHEL AT | SPR.TFR160BHEL.DC01 | ZSPR_ACT | ZSPR | NOS | 1 | 1 | INR
4000 | Sourthern Zone, Berhampur | 4100 | EHT (O&M) Circle, Berhampur | 4104 | EHT (O&M) Division,Bhanjanagar | S142 | 220/132/33 kV T/L S/S S/D Bhanajanagar | 3000002940 | N.Bushing&Rod-160MVA 220/132/33KVBHEL AT | SPR.TFR160BHEL.DC08 | ZSPR_ACT | ZSPR | NOS | 1 | 1 | INR
4000 | Sourthern Zone, Berhampur | 4100 | EHT (O&M) Circle, Berhampur | 4104 | EHT (O&M) Division,Bhanjanagar | S142 | 220/132/33 kV T/L S/S S/D Bhanajanagar | 3000002941 | HVBushing &Rod-160MVA 220/132/33KVBHELAT | SPR.TFR160BHEL.DC10 | ZSPR_ACT | ZSPR | NOS | 1 | 1 | INR
4000 | Sourthern Zone, Berhampur | 4100 | EHT (O&M) Circle, Berhampur | 4104 | EHT (O&M) Division,Bhanjanagar | S145 | 220/132/33 kV T/L S/S S/D Aska | 3000002947 | BR of 160MVA 220/132/33KV BHEL AT | SPR.TFR160BHEL.DC18 | ZSPR_US | ZSPR | NOS | 2 | 2 | INR
4000 | Sourthern Zone, Berhampur | 4100 | EHT (O&M) Circle, Berhampur | 4104 | EHT (O&M) Division,Bhanjanagar | S142 | 220/132/33 kV T/L S/S S/D Bhanajanagar | 3000003152 | CF & MOTOR 40MVA 132/33KV AREVA Tfr | SPR.TFR40ARVA.EA01 | ZSPR_US | ZSPR | NOS | 1 | 1 | INR
4000 | Sourthern Zone, Berhampur | 4100 | EHT (O&M) Circle, Berhampur | 4104 | EHT (O&M) Division,Bhanjanagar | S142 | 220/132/33 kV T/L S/S S/D Bhanajanagar | 3000003153 | TPI FOR 40MVA 132/33KV AREVA Tfr | SPR.TFR40ARVA.EB01 | ZSPR_ACT | ZSPR | NOS | 2 | 22952 | INR
4000 | Sourthern Zone, Berhampur | 4100 | EHT (O&M) Circle, Berhampur | 4104 | EHT (O&M) Division,Bhanjanagar | S142 | 220/132/33 kV T/L S/S S/D Bhanajanagar | 3000003154 | BUCHHOLZ RELAY 40MVA 132/33KV AREVA Tfr | SPR.TFR40ARVA.EC01 | ZSPR_ACT | ZSPR | NOS | 1 | 11476 | INR
4000 | Sourthern Zone, Berhampur | 4100 | EHT (O&M) Circle, Berhampur | 4104 | EHT (O&M) Division,Bhanjanagar | S142 | 220/132/33 kV T/L S/S S/D Bhanajanagar | 3000003157 | MOLG of 40MVA 132/33KV AREVA Tfr | SPR.TFR40ARVA.EC04 | ZSPR_ACT | ZSPR | NOS | 2 | 22952 | INR
4000 | Sourthern Zone, Berhampur | 4100 | EHT (O&M) Circle, Berhampur | 4104 | EHT (O&M) Division,Bhanjanagar | S142 | 220/132/33 kV T/L S/S S/D Bhanajanagar | 3000003159 | PRD 40MVA 132/33KV AREVA Tfr | SPR.TFR40ARVA.EC06 | ZSPR_ACT | ZSPR | NOS | 1 | 11476 | INR
4000 | Sourthern Zone, Berhampur | 4100 | EHT (O&M) Circle, Berhampur | 4104 | EHT (O&M) Division,Bhanjanagar | S142 | 220/132/33 kV T/L S/S S/D Bhanajanagar | 3000003160 | STARTER& CRS of 40MVA 132/33KV AREVA Tfr | SPR.TFR40ARVA.EC07 | ZSPR_ACT | ZSPR | NOS | 1 | 39902 | INR
4000 | Sourthern Zone, Berhampur | 4100 | EHT (O&M) Circle, Berhampur | 4104 | EHT (O&M) Division,Bhanjanagar | S142 | 220/132/33 kV T/L S/S S/D Bhanajanagar | 3000003171 | CONTACTOR of 40MVA 132/33KV AREVA Tfr | SPR.TFR40ARVA.EC18 | ZSPR_ACT | ZSPR | NOS | 2 | 2 | INR
4000 | Sourthern Zone, Berhampur | 4100 | EHT (O&M) Circle, Berhampur | 4104 | EHT (O&M) Division,Bhanjanagar | S144 | 132/33 kV T/L S/S S/D Aska | 3000003208 | WTI of 40MVA 132/33KV ASTM Tfr | SPR.TFR40ASTM.EC12 | ZSPR_ACT | ZSPR | NOS | 2 | 2 | INR
4000 | Sourthern Zone, Berhampur | 4100 | EHT (O&M) Circle, Berhampur | 4104 | EHT (O&M) Division,Bhanjanagar | S145 | 220/132/33 kV T/L S/S S/D Aska | 3000003355 | 220KV-PI Clamp of Single Moose | SS.CLAMP.A004 | ZSPR_ACT | ZSPR | NOS | 32 | 27678.08 | INR
4000 | Sourthern Zone, Berhampur | 4100 | EHT (O&M) Circle, Berhampur | 4104 | EHT (O&M) Division,Bhanjanagar | S147 | 132/33 kV S/S S/D Grid .Udayagiri | 3000003367 | 132KV- LA Clamp (Single Moose) | SS.CLAMP.A016 | ZSPR_ACT | ZSPR | NOS | 3 | 0.03 | INR
4000 | Sourthern Zone, Berhampur | 4100 | EHT (O&M) Circle, Berhampur | 4104 | EHT (O&M) Division,Bhanjanagar | S147 | 132/33 kV S/S S/D Grid .Udayagiri | 3000003368 | 132KV-CT Clamp(Bimetallic, Single Moose) | SS.CLAMP.A017 | ZSPR_ACT | ZSPR | NOS | 3 | 0.03 | INR
4000 | Sourthern Zone, Berhampur | 4100 | EHT (O&M) Circle, Berhampur | 4104 | EHT (O&M) Division,Bhanjanagar | S147 | 132/33 kV S/S S/D Grid .Udayagiri | 3000003371 | 132KV-PI Clamp of Single Moose | SS.CLAMP.A020 | ZSPR_ACT | ZSPR | NOS | 3 | 0.03 | INR
4000 | Sourthern Zone, Berhampur | 4100 | EHT (O&M) Circle, Berhampur | 4104 | EHT (O&M) Division,Bhanjanagar | S147 | 132/33 kV S/S S/D Grid .Udayagiri | 3000003372 | 132KV-CB Clamp of Single Moose | SS.CLAMP.A021 | ZSPR_ACT | ZSPR | NOS | 3 | 0.03 | INR
4000 | Sourthern Zone, Berhampur | 4100 | EHT (O&M) Circle, Berhampur | 4104 | EHT (O&M) Division,Bhanjanagar | S147 | 132/33 kV S/S S/D Grid .Udayagiri | 3000003373 | 132KV-IVT Clamp of Single Moose | SS.CLAMP.A026 | ZSPR_ACT | ZSPR | NOS | 3 | 0.03 | INR
4000 | Sourthern Zone, Berhampur | 4100 | EHT (O&M) Circle, Berhampur | 4104 | EHT (O&M) Division,Bhanjanagar | S147 | 132/33 kV S/S S/D Grid .Udayagiri | 3000003380 | 33 KV IVT Clamp (Single Moose) | SS.CLAMP.A034 | ZSPR_ACT | ZSPR | NOS | 3 | 0.03 | INR
4000 | Sourthern Zone, Berhampur | 4100 | EHT (O&M) Circle, Berhampur | 4104 | EHT (O&M) Division,Bhanjanagar | S147 | 132/33 kV S/S S/D Grid .Udayagiri | 3000003381 | 33 KV CT Clamp(Bimetallic, Single Moose) | SS.CLAMP.A035 | ZSPR_ACT | ZSPR | NOS | 2 | 0.02 | INR
4000 | Sourthern Zone, Berhampur | 4100 | EHT (O&M) Circle, Berhampur | 4104 | EHT (O&M) Division,Bhanjanagar | S147 | 132/33 kV S/S S/D Grid .Udayagiri | 3000003382 | 33 KV LA Clamp (Single Moose) | SS.CLAMP.A036 | ZSPR_ACT | ZSPR | NOS | 3 | 0.03 | INR
4000 | Sourthern Zone, Berhampur | 4100 | EHT (O&M) Circle, Berhampur | 4104 | EHT (O&M) Division,Bhanjanagar | S147 | 132/33 kV S/S S/D Grid .Udayagiri | 3000003383 | 33 KV CB Clamp (Single Moose) | SS.CLAMP.A037 | ZSPR_ACT | ZSPR | NOS | 3 | 0.03 | INR
4000 | Sourthern Zone, Berhampur | 4100 | EHT (O&M) Circle, Berhampur | 4104 | EHT (O&M) Division,Bhanjanagar | S147 | 132/33 kV S/S S/D Grid .Udayagiri | 3000003384 | 33 KV Isolator pad clamp | SS.CLAMP.A038 | ZSPR_ACT | ZSPR | NOS | 3 | 0.03 | INR
4000 | Sourthern Zone, Berhampur | 4100 | EHT (O&M) Circle, Berhampur | 4104 | EHT (O&M) Division,Bhanjanagar | S144 | 132/33 kV T/L S/S S/D Aska | 3000003387 | 33 KV PI Clamp | SS.CLAMP.A041 | ZSPR_ACT | ZSPR | NOS | 6 | 7717.2 | INR
4000 | Sourthern Zone, Berhampur | 4100 | EHT (O&M) Circle, Berhampur | 4104 | EHT (O&M) Division,Bhanjanagar | S147 | 132/33 kV S/S S/D Grid .Udayagiri | 3000003389 | PG Clamp for ACSR Moose to Moose | SS.CLAMP.A043 | ZSPR_ACT | ZSPR | NOS | 27 | 28068.39 | INR
4000 | Sourthern Zone, Berhampur | 4100 | EHT (O&M) Circle, Berhampur | 4104 | EHT (O&M) Division,Bhanjanagar | S146 | 132/33 kV T/L S/S S/D Phulbani | 3000003430 | G6 33 KV BEAM STRUCTURE | STRS.33BEAM.A003 | ZSPR_ACT | ZSPR | MT | 2.099 | 118012 | INR
4000 | Sourthern Zone, Berhampur | 4100 | EHT (O&M) Circle, Berhampur | 4104 | EHT (O&M) Division,Bhanjanagar | S146 | 132/33 kV T/L S/S S/D Phulbani | 3000003435 | Equipment structure - 33kV CT/NCT | STRS.33EQPT.A010 | ZSPR_ACT | ZSPR | MT | 0.351 | 30000 | INR
4000 | Sourthern Zone, Berhampur | 4100 | EHT (O&M) Circle, Berhampur | 4104 | EHT (O&M) Division,Bhanjanagar | S144 | 132/33 kV T/L S/S S/D Aska | 3000003441 | 33 KV PT TEMPLATE STRUCTURE | STRS.33TMPL.A005 | ZSPR_US | ZSPR | MT | 0.05 | 0.05 | INR
4000 | Sourthern Zone, Berhampur | 4100 | EHT (O&M) Circle, Berhampur | 4104 | EHT (O&M) Division,Bhanjanagar | S146 | 132/33 kV T/L S/S S/D Phulbani | 3000003443 | Substation Assorted Structure as per BoQ | STRS.ASSORTED.A001 | ZSPR_ACT | ZSPR | MT | 0.2 | 0.2 | INR
4000 | Sourthern Zone, Berhampur | 4100 | EHT (O&M) Circle, Berhampur | 4104 | EHT (O&M) Division,Bhanjanagar | S142 | 220/132/33 kV T/L S/S S/D Bhanajanagar | 3000003443 | Substation Assorted Structure as per BoQ | STRS.ASSORTED.A001 | ZSPR_THEFT | ZSPR | MT | 4.706 | 280915.06 | INR
4000 | Sourthern Zone, Berhampur | 4100 | EHT (O&M) Circle, Berhampur | 4104 | EHT (O&M) Division,Bhanjanagar | S146 | 132/33 kV T/L S/S S/D Phulbani | 3000003473 | 132 KV NX TYPE FORMA BOX CHIMNEY | TWR.132NX.FBOX.A002 | ZSPR_ACT | ZSPR | NOS | 1 | 2000 | INR
4000 | Sourthern Zone, Berhampur | 4100 | EHT (O&M) Circle, Berhampur | 4104 | EHT (O&M) Division,Bhanjanagar | S146 | 132/33 kV T/L S/S S/D Phulbani | 3000003475 | 132 KV NX TYPE STUB | TWR.132NX.STUB.A001 | ZSPR_SCRAP | ZSPR | MT | 0.151 | 30.2 | INR
4000 | Sourthern Zone, Berhampur | 4100 | EHT (O&M) Circle, Berhampur | 4104 | EHT (O&M) Division,Bhanjanagar | S146 | 132/33 kV T/L S/S S/D Phulbani | 3000003476 | 132 KV NX TYPE TEMPLATE | TWR.132NX.TMPL.A001 | ZSPR_SCRAP | ZSPR | MT | 0.526 | 105.2 | INR
4000 | Sourthern Zone, Berhampur | 4100 | EHT (O&M) Circle, Berhampur | 4104 | EHT (O&M) Division,Bhanjanagar | S146 | 132/33 kV T/L S/S S/D Phulbani | 3000003478 | 132 KV NZ TYPE FORMA BOX FOUNDATION | TWR.132NZ.FBOX.A001 | ZSPR_SCRAP | ZSPR | NOS | 1 | 500 | INR
4000 | Sourthern Zone, Berhampur | 4100 | EHT (O&M) Circle, Berhampur | 4104 | EHT (O&M) Division,Bhanjanagar | SL44 | 132/33 kV T/L S/S S/D Aska_Line | 3000003481 | 132KV P Type Tower Stub | TWR.132P.STUB.A001 | ZSPR_US | ZSPR | MT | 1 | 200 | INR
4000 | Sourthern Zone, Berhampur | 4100 | EHT (O&M) Circle, Berhampur | 4104 | EHT (O&M) Division,Bhanjanagar | S148 | 132/33 kV S/S S/D Line .Udayagiri | 3000003482 | 132 KV PA TYPE TOWER COMPLETE SET | TWR.132PA.L.A001 | ZSPR_ACT | ZSPR | MT | 3.17 | 0.03 | INR
4000 | Sourthern Zone, Berhampur | 4100 | EHT (O&M) Circle, Berhampur | 4104 | EHT (O&M) Division,Bhanjanagar | S146 | 132/33 kV T/L S/S S/D Phulbani | 3000003483 | 132 KV ASSORTED PA TYPE TOWER | TWR.132PA.L.A002 | ZSPR_ACT | ZSPR | MT | 0.305 | 0.31 | INR
4000 | Sourthern Zone, Berhampur | 4100 | EHT (O&M) Circle, Berhampur | 4104 | EHT (O&M) Division,Bhanjanagar | S145 | 220/132/33 kV T/L S/S S/D Aska | 3000003485 | 132 KV PA TYPE TEMPLATE | TWR.132PA.TMPL.A001 | ZSPR_US | ZSPR | MT | 0 | 0 | INR
4000 | Sourthern Zone, Berhampur | 4100 | EHT (O&M) Circle, Berhampur | 4104 | EHT (O&M) Division,Bhanjanagar | SL45 |  | 3000003485 | 132 KV PA TYPE TEMPLATE | TWR.132PA.TMPL.A001 | ZSPR_US | ZSPR | MT | 4 | 4 | INR
4000 | Sourthern Zone, Berhampur | 4100 | EHT (O&M) Circle, Berhampur | 4104 | EHT (O&M) Division,Bhanjanagar | SL45 |  | 3000003490 | 132 KV PB TYPE TEMPLATE | TWR.132PB.TMPL.A001 | ZSPR_US | ZSPR | MT | 3 | 3 | INR
4000 | Sourthern Zone, Berhampur | 4100 | EHT (O&M) Circle, Berhampur | 4104 | EHT (O&M) Division,Bhanjanagar | S145 | 220/132/33 kV T/L S/S S/D Aska | 3000003490 | 132 KV PB TYPE TEMPLATE | TWR.132PB.TMPL.A001 | ZSPR_US | ZSPR | MT | 0 | 0 | INR
4000 | Sourthern Zone, Berhampur | 4100 | EHT (O&M) Circle, Berhampur | 4104 | EHT (O&M) Division,Bhanjanagar | S146 | 132/33 kV T/L S/S S/D Phulbani | 3000003491 | 132 KV PB TYPE NMTL DESIGN TEMPLATE | TWR.132PB.TMPL.F001 | ZSPR_ACT | ZSPR | MT | 0.593 | 37981.24 | INR
4000 | Sourthern Zone, Berhampur | 4100 | EHT (O&M) Circle, Berhampur | 4104 | EHT (O&M) Division,Bhanjanagar | S145 | 220/132/33 kV T/L S/S S/D Aska | 3000003493 | 132 KV PC TYPE TEMPLATE | TWR.132PC.TMPL.A001 | ZSPR_US | ZSPR | MT | 0 | 0 | INR
4000 | Sourthern Zone, Berhampur | 4100 | EHT (O&M) Circle, Berhampur | 4104 | EHT (O&M) Division,Bhanjanagar | SL45 |  | 3000003493 | 132 KV PC TYPE TEMPLATE | TWR.132PC.TMPL.A001 | ZSPR_US | ZSPR | MT | 2 | 2 | INR
4000 | Sourthern Zone, Berhampur | 4100 | EHT (O&M) Circle, Berhampur | 4104 | EHT (O&M) Division,Bhanjanagar | SL45 |  | 3000003516 | 220 KV OA TYPE TEMPLATE | TWR.220OA.TMPL.A001 | ZSPR_ACT | ZSPR | MT | 1.158 | 2 | INR
4000 | Sourthern Zone, Berhampur | 4100 | EHT (O&M) Circle, Berhampur | 4104 | EHT (O&M) Division,Bhanjanagar | SL45 |  | 3000003516 | 220 KV OA TYPE TEMPLATE | TWR.220OA.TMPL.A001 | ZSPR_US | ZSPR | MT | 0.955 | 0.95 | INR
4000 | Sourthern Zone, Berhampur | 4100 | EHT (O&M) Circle, Berhampur | 4104 | EHT (O&M) Division,Bhanjanagar | S145 | 220/132/33 kV T/L S/S S/D Aska | 3000003516 | 220 KV OA TYPE TEMPLATE | TWR.220OA.TMPL.A001 | ZSPR_ACT | ZSPR | MT | 0 | 0 | INR
4000 | Sourthern Zone, Berhampur | 4100 | EHT (O&M) Circle, Berhampur | 4104 | EHT (O&M) Division,Bhanjanagar | SL45 |  | 3000003522 | 220 KV OB TYPE TEMPLATE | TWR.220OB.TMPL.A001 | ZSPR_ACT | ZSPR | MT | 1.588 | 2 | INR
4000 | Sourthern Zone, Berhampur | 4100 | EHT (O&M) Circle, Berhampur | 4104 | EHT (O&M) Division,Bhanjanagar | S145 | 220/132/33 kV T/L S/S S/D Aska | 3000003522 | 220 KV OB TYPE TEMPLATE | TWR.220OB.TMPL.A001 | ZSPR_ACT | ZSPR | MT | 0 | 0 | INR
4000 | Sourthern Zone, Berhampur | 4100 | EHT (O&M) Circle, Berhampur | 4104 | EHT (O&M) Division,Bhanjanagar | S143 | 220 kV Line S/D Bhanjanagar | 3000003526 | 220 KV OC TYPE TEMPLATE | TWR.220OC.TMPL.A001 | ZSPR_ACT | ZSPR | MT | 0.8 | 0.8 | INR
4000 | Sourthern Zone, Berhampur | 4100 | EHT (O&M) Circle, Berhampur | 4104 | EHT (O&M) Division,Bhanjanagar | S145 | 220/132/33 kV T/L S/S S/D Aska | 3000003526 | 220 KV OC TYPE TEMPLATE | TWR.220OC.TMPL.A001 | ZSPR_ACT | ZSPR | MT | 0 | 0 | INR
4000 | Sourthern Zone, Berhampur | 4100 | EHT (O&M) Circle, Berhampur | 4104 | EHT (O&M) Division,Bhanjanagar | SL45 |  | 3000003526 | 220 KV OC TYPE TEMPLATE | TWR.220OC.TMPL.A001 | ZSPR_ACT | ZSPR | MT | 1 | 1 | INR
4000 | Sourthern Zone, Berhampur | 4100 | EHT (O&M) Circle, Berhampur | 4104 | EHT (O&M) Division,Bhanjanagar | S143 | 220 kV Line S/D Bhanjanagar | 3000003529 | 220 KV OC+ 15 TYPE TEMPLATE | TWR.220OC+15.TMPL.A001 | ZSPR_ACT | ZSPR | MT | 0.6 | 0.6 | INR
4000 | Sourthern Zone, Berhampur | 4100 | EHT (O&M) Circle, Berhampur | 4104 | EHT (O&M) Division,Bhanjanagar | S143 | 220 kV Line S/D Bhanjanagar | 3000003533 | 220KV UR Type Tower wo Stub & Cleat | TWR.220UR.L.A001 | ZSPR_ACT | ZSPR | MT | 11.715 | 699347.45 | INR
4000 | Sourthern Zone, Berhampur | 4100 | EHT (O&M) Circle, Berhampur | 4104 | EHT (O&M) Division,Bhanjanagar | SL45 |  | 3000003536 | 220 KV UR TYPE TEMPLATE | TWR.220UR.TMPL.A001 | ZSPR_US | ZSPR | MT | 3.475 | 134325.09 | INR
4000 | Sourthern Zone, Berhampur | 4100 | EHT (O&M) Circle, Berhampur | 4104 | EHT (O&M) Division,Bhanjanagar | S145 | 220/132/33 kV T/L S/S S/D Aska | 3000003536 | 220 KV UR TYPE TEMPLATE | TWR.220UR.TMPL.A001 | ZSPR_US | ZSPR | MT | 0 | 0 | INR
4000 | Sourthern Zone, Berhampur | 4100 | EHT (O&M) Circle, Berhampur | 4104 | EHT (O&M) Division,Bhanjanagar | S143 | 220 kV Line S/D Bhanjanagar | 3000003536 | 220 KV UR TYPE TEMPLATE | TWR.220UR.TMPL.A001 | ZSPR_ACT | ZSPR | MT | 0.7 | 0.7 | INR
4000 | Sourthern Zone, Berhampur | 4100 | EHT (O&M) Circle, Berhampur | 4104 | EHT (O&M) Division,Bhanjanagar | S148 | 132/33 kV S/S S/D Line .Udayagiri | 3000003555 | ANTICLIMBING DEVICE | TWR.ACD.A001 | ZSPR_ACT | ZSPR | SET | 37 | 0.37 | INR
4000 | Sourthern Zone, Berhampur | 4100 | EHT (O&M) Circle, Berhampur | 4104 | EHT (O&M) Division,Bhanjanagar | S148 | 132/33 kV S/S S/D Line .Udayagiri | 3000003557 | BIRD GUARD | TWR.BD.GRD.A001 | ZSPR_ACT | ZSPR | NOS | 144 | 1.44 | INR
4000 | Sourthern Zone, Berhampur | 4100 | EHT (O&M) Circle, Berhampur | 4104 | EHT (O&M) Division,Bhanjanagar | SL45 |  | 3000003558 | TOWER CIRCUIT PLATE | TWR.CKT.PLT.A001 | ZSPR_ACT | ZSPR | NOS | 2 | 222.52 | INR
4000 | Sourthern Zone, Berhampur | 4100 | EHT (O&M) Circle, Berhampur | 4104 | EHT (O&M) Division,Bhanjanagar | S145 | 220/132/33 kV T/L S/S S/D Aska | 3000003558 | TOWER CIRCUIT PLATE | TWR.CKT.PLT.A001 | ZSPR_ACT | ZSPR | NOS | 0 | 0 | INR
4000 | Sourthern Zone, Berhampur | 4100 | EHT (O&M) Circle, Berhampur | 4104 | EHT (O&M) Division,Bhanjanagar | SL45 |  | 3000003562 | ASSORTED GI TOWER ANGLE | TWR.GI.ANGLE.A001 | ZSPR_ACT | ZSPR | MT | 12.529 | 872343.56 | INR
4000 | Sourthern Zone, Berhampur | 4100 | EHT (O&M) Circle, Berhampur | 4104 | EHT (O&M) Division,Bhanjanagar | S145 | 220/132/33 kV T/L S/S S/D Aska | 3000003562 | ASSORTED GI TOWER ANGLE | TWR.GI.ANGLE.A001 | ZSPR_ACT | ZSPR | MT | 0 | 0 | INR
4000 | Sourthern Zone, Berhampur | 4100 | EHT (O&M) Circle, Berhampur | 4104 | EHT (O&M) Division,Bhanjanagar | S144 | 132/33 kV T/L S/S S/D Aska | 3000003562 | ASSORTED GI TOWER ANGLE | TWR.GI.ANGLE.A001 | ZSPR_ACT | ZSPR | MT | 0.1 | 6962.6 | INR
4000 | Sourthern Zone, Berhampur | 4100 | EHT (O&M) Circle, Berhampur | 4104 | EHT (O&M) Division,Bhanjanagar | S146 | 132/33 kV T/L S/S S/D Phulbani | 3000003562 | ASSORTED GI TOWER ANGLE | TWR.GI.ANGLE.A001 | ZSPR_ACT | ZSPR | MT | 1.758 | 122402.42 | INR
4000 | Sourthern Zone, Berhampur | 4100 | EHT (O&M) Circle, Berhampur | 4104 | EHT (O&M) Division,Bhanjanagar | SL44 | 132/33 kV T/L S/S S/D Aska_Line | 3000003562 | ASSORTED GI TOWER ANGLE | TWR.GI.ANGLE.A001 | ZSPR_US | ZSPR | MT | 2 | 167.71 | INR
4000 | Sourthern Zone, Berhampur | 4100 | EHT (O&M) Circle, Berhampur | 4104 | EHT (O&M) Division,Bhanjanagar | S146 | 132/33 kV T/L S/S S/D Phulbani | 3000003562 | ASSORTED GI TOWER ANGLE | TWR.GI.ANGLE.A001 | ZSPR_US | ZSPR | MT | 2 | 167.71 | INR
4000 | Sourthern Zone, Berhampur | 4100 | EHT (O&M) Circle, Berhampur | 4104 | EHT (O&M) Division,Bhanjanagar | S143 | 220 kV Line S/D Bhanjanagar | 3000003562 | ASSORTED GI TOWER ANGLE | TWR.GI.ANGLE.A001 | ZSPR_SCRAP | ZSPR | MT | 0.564 | 94.02 | INR
4000 | Sourthern Zone, Berhampur | 4100 | EHT (O&M) Circle, Berhampur | 4104 | EHT (O&M) Division,Bhanjanagar | S143 | 220 kV Line S/D Bhanjanagar | 3000003563 | 45X45X5MM SIZE GI TOWER ANGLE | TWR.GI.ANGLE.A002 | ZSPR_ACT | ZSPR | MT | 0.499 | 14037.99 | INR
4000 | Sourthern Zone, Berhampur | 4100 | EHT (O&M) Circle, Berhampur | 4104 | EHT (O&M) Division,Bhanjanagar | S145 | 220/132/33 kV T/L S/S S/D Aska | 3000003563 | 45X45X5MM SIZE GI TOWER ANGLE | TWR.GI.ANGLE.A002 | ZSPR_ACT | ZSPR | MT | 0 | 0 | INR
4000 | Sourthern Zone, Berhampur | 4100 | EHT (O&M) Circle, Berhampur | 4104 | EHT (O&M) Division,Bhanjanagar | SL44 | 132/33 kV T/L S/S S/D Aska_Line | 3000003563 | 45X45X5MM SIZE GI TOWER ANGLE | TWR.GI.ANGLE.A002 | ZSPR_ACT | ZSPR | MT | 0.462 | 12997.11 | INR
4000 | Sourthern Zone, Berhampur | 4100 | EHT (O&M) Circle, Berhampur | 4104 | EHT (O&M) Division,Bhanjanagar | SL45 |  | 3000003563 | 45X45X5MM SIZE GI TOWER ANGLE | TWR.GI.ANGLE.A002 | ZSPR_ACT | ZSPR | MT | 0.029 | 815.84 | INR
4000 | Sourthern Zone, Berhampur | 4100 | EHT (O&M) Circle, Berhampur | 4104 | EHT (O&M) Division,Bhanjanagar | S145 | 220/132/33 kV T/L S/S S/D Aska | 3000003564 | 50X50X5MM SIZE GI TOWER ANGLE | TWR.GI.ANGLE.A003 | ZSPR_ACT | ZSPR | MT | 0 | 0 | INR
4000 | Sourthern Zone, Berhampur | 4100 | EHT (O&M) Circle, Berhampur | 4104 | EHT (O&M) Division,Bhanjanagar | SL45 |  | 3000003564 | 50X50X5MM SIZE GI TOWER ANGLE | TWR.GI.ANGLE.A003 | ZSPR_ACT | ZSPR | MT | 0.163 | 8587.05 | INR
4000 | Sourthern Zone, Berhampur | 4100 | EHT (O&M) Circle, Berhampur | 4104 | EHT (O&M) Division,Bhanjanagar | S143 | 220 kV Line S/D Bhanjanagar | 3000003567 | 65X65X6MM SIZE GI TOWER ANGLE | TWR.GI.ANGLE.A006 | ZSPR_ACT | ZSPR | MT | 0.66 | 22138.46 | INR
4000 | Sourthern Zone, Berhampur | 4100 | EHT (O&M) Circle, Berhampur | 4104 | EHT (O&M) Division,Bhanjanagar | S145 | 220/132/33 kV T/L S/S S/D Aska | 3000003569 | 80X80X6MM SIZE GI TOWER ANGLE | TWR.GI.ANGLE.A008 | ZSPR_ACT | ZSPR | MT | 0 | 0 | INR
4000 | Sourthern Zone, Berhampur | 4100 | EHT (O&M) Circle, Berhampur | 4104 | EHT (O&M) Division,Bhanjanagar | SL45 |  | 3000003569 | 80X80X6MM SIZE GI TOWER ANGLE | TWR.GI.ANGLE.A008 | ZSPR_ACT | ZSPR | MT | 0.041 | 2176.83 | INR
4000 | Sourthern Zone, Berhampur | 4100 | EHT (O&M) Circle, Berhampur | 4104 | EHT (O&M) Division,Bhanjanagar | S143 | 220 kV Line S/D Bhanjanagar | 3000003574 | TOWER HANGER | TWR.HNGR.A001 | ZSPR_US | ZSPR | NOS | 28 | 735 | INR
4000 | Sourthern Zone, Berhampur | 4100 | EHT (O&M) Circle, Berhampur | 4104 | EHT (O&M) Division,Bhanjanagar | S145 | 220/132/33 kV T/L S/S S/D Aska | 3000003574 | TOWER HANGER | TWR.HNGR.A001 | ZSPR_ACT | ZSPR | NOS | 0 | 0 | INR
4000 | Sourthern Zone, Berhampur | 4100 | EHT (O&M) Circle, Berhampur | 4104 | EHT (O&M) Division,Bhanjanagar | SL45 |  | 3000003574 | TOWER HANGER | TWR.HNGR.A001 | ZSPR_ACT | ZSPR | NOS | 12 | 17736.36 | INR
4000 | Sourthern Zone, Berhampur | 4100 | EHT (O&M) Circle, Berhampur | 4104 | EHT (O&M) Division,Bhanjanagar | S146 | 132/33 kV T/L S/S S/D Phulbani | 3000003578 | TOWER NUMBER PLATE | TWR.NO.PLT.A001 | ZSPR_ACT | ZSPR | NOS | 68 | 8160 | INR
4000 | Sourthern Zone, Berhampur | 4100 | EHT (O&M) Circle, Berhampur | 4104 | EHT (O&M) Division,Bhanjanagar | S148 | 132/33 kV S/S S/D Line .Udayagiri | 3000003584 | U' BOLT | TWR.UBOLT.A001 | ZSPR_ACT | ZSPR | KG | 16.43 | 0.16 | INR
4000 | Sourthern Zone, Berhampur | 4100 | EHT (O&M) Circle, Berhampur | 4104 | EHT (O&M) Division,Bhanjanagar | S144 | 132/33 kV T/L S/S S/D Aska | 3000003595 | COPPER STUD CLAMP | CLMP.PAD.CU.A001 | ZSPR_ACT | ZSPR | NOS | 18 | 1327.32 | INR
4000 | Sourthern Zone, Berhampur | 4100 | EHT (O&M) Circle, Berhampur | 4104 | EHT (O&M) Division,Bhanjanagar | S145 | 220/132/33 kV T/L S/S S/D Aska | 3000003616 | Circuit Breaker (CB) control switch | SPR.MISC.A489 | ZSPR_ACT | ZSPR | NOS | 2 | 2 | INR
4000 | Sourthern Zone, Berhampur | 4100 | EHT (O&M) Circle, Berhampur | 4104 | EHT (O&M) Division,Bhanjanagar | S145 | 220/132/33 kV T/L S/S S/D Aska | 3000003621 | MOBLE PHONE | SPR.MISC.B038 | ZSPR_US | ZSPR | NOS | 2 | 2050 | INR
4000 | Sourthern Zone, Berhampur | 4100 | EHT (O&M) Circle, Berhampur | 4104 | EHT (O&M) Division,Bhanjanagar | S145 | 220/132/33 kV T/L S/S S/D Aska | 3000003621 | MOBLE PHONE | SPR.MISC.B038 | ZSPR_ACT | ZSPR | NOS | 1 | 1550 | INR
4000 | Sourthern Zone, Berhampur | 4100 | EHT (O&M) Circle, Berhampur | 4104 | EHT (O&M) Division,Bhanjanagar | S142 | 220/132/33 kV T/L S/S S/D Bhanajanagar | 3000003731 | Double Tension Hardware Fitting Complete | HWF.DT.HTLS.A001 | ZSPR_US | ZSPR | NOS | 6 | 6 | INR
4000 | Sourthern Zone, Berhampur | 4100 | EHT (O&M) Circle, Berhampur | 4104 | EHT (O&M) Division,Bhanjanagar | S142 | 220/132/33 kV T/L S/S S/D Bhanajanagar | 3000003731 | Double Tension Hardware Fitting Complete | HWF.DT.HTLS.A001 | ZSPR_ACT | ZSPR | NOS | 13 | 13 | INR
4000 | Sourthern Zone, Berhampur | 4100 | EHT (O&M) Circle, Berhampur | 4104 | EHT (O&M) Division,Bhanjanagar | S144 | 132/33 kV T/L S/S S/D Aska | 3000003786 | Multimode Glass Fiber | SAS.BAY.MGFO.A001 | ZSPR_ACT | ZSPR | KM | 0.135 | 135 | INR
4000 | Sourthern Zone, Berhampur | 4100 | EHT (O&M) Circle, Berhampur | 4104 | EHT (O&M) Division,Bhanjanagar | S144 | 132/33 kV T/L S/S S/D Aska | 3000003789 | HDPE pipes | MISC.HDPE.PIPE.A001 | ZSPR_ACT | ZSPR | KM | 0.5 | 0.01 | INR
4000 | Sourthern Zone, Berhampur | 4100 | EHT (O&M) Circle, Berhampur | 4104 | EHT (O&M) Division,Bhanjanagar | S145 | 220/132/33 kV T/L S/S S/D Aska | 3000003838 | Ceiling light | SPR.MISC.D003 | ZSPR_US | ZSPR | NOS | 4 | 4 | INR
4000 | Sourthern Zone, Berhampur | 4100 | EHT (O&M) Circle, Berhampur | 4104 | EHT (O&M) Division,Bhanjanagar | S145 | 220/132/33 kV T/L S/S S/D Aska | 3000003852 | PVC 4C X 16 sqmm | CBLE.CTRL.UAR.F016 | ZSPR_ACT | ZSPR | M | 60 | 7009.2 | INR
4000 | Sourthern Zone, Berhampur | 4100 | EHT (O&M) Circle, Berhampur | 4104 | EHT (O&M) Division,Bhanjanagar | S142 | 220/132/33 kV T/L S/S S/D Bhanajanagar | 3000003901 | TNC & LR Switch |  | ZSPR_ACT | ZSPR | NOS | 12 | 50400 | INR
4000 | Sourthern Zone, Berhampur | 4100 | EHT (O&M) Circle, Berhampur | 4104 | EHT (O&M) Division,Bhanjanagar | S144 | 132/33 kV T/L S/S S/D Aska | 4000000003 | DISCHARGE ROD WITH CARRY BAG | MISC.DISCHARGE.A001 | ZTNP_ACT | ZTNP | NOS | 1 | 23568 | INR
4000 | Sourthern Zone, Berhampur | 4100 | EHT (O&M) Circle, Berhampur | 4104 | EHT (O&M) Division,Bhanjanagar | S144 | 132/33 kV T/L S/S S/D Aska | 4000000004 | FRP Telescopic earth discharge rods | MISC.DISCHARGE.B001 | ZTNP_US | ZTNP | NOS | 3 | 3 | INR
4000 | Sourthern Zone, Berhampur | 4100 | EHT (O&M) Circle, Berhampur | 4104 | EHT (O&M) Division,Bhanjanagar | S146 | 132/33 kV T/L S/S S/D Phulbani | 4000000004 | FRP Telescopic earth discharge rods | MISC.DISCHARGE.B001 | ZTNP_ACT | ZTNP | NOS | 3 | 1927.16 | INR
4000 | Sourthern Zone, Berhampur | 4100 | EHT (O&M) Circle, Berhampur | 4104 | EHT (O&M) Division,Bhanjanagar | S143 | 220 kV Line S/D Bhanjanagar | 4000000004 | FRP Telescopic earth discharge rods | MISC.DISCHARGE.B001 | ZTNP_ACT | ZTNP | NOS | 3 | 1927.16 | INR
4000 | Sourthern Zone, Berhampur | 4100 | EHT (O&M) Circle, Berhampur | 4104 | EHT (O&M) Division,Bhanjanagar | S144 | 132/33 kV T/L S/S S/D Aska | 4000000004 | FRP Telescopic earth discharge rods | MISC.DISCHARGE.B001 | ZTNP_ACT | ZTNP | NOS | 6 | 3854.3 | INR
4000 | Sourthern Zone, Berhampur | 4100 | EHT (O&M) Circle, Berhampur | 4104 | EHT (O&M) Division,Bhanjanagar | S143 | 220 kV Line S/D Bhanjanagar | 4000000013 | 16 MM (5/8") BULDOG CLAMP | TNP.BD.CLAMP.A002 | ZTNP_US | ZTNP | NOS | 5 | 1200 | INR
4000 | Sourthern Zone, Berhampur | 4100 | EHT (O&M) Circle, Berhampur | 4104 | EHT (O&M) Division,Bhanjanagar | S143 | 220 kV Line S/D Bhanjanagar | 4000000014 | 20 MM (3/4") BULDOG CLAMP | TNP.BD.CLAMP.A003 | ZTNP_US | ZTNP | NOS | 10 | 2400 | INR
4000 | Sourthern Zone, Berhampur | 4100 | EHT (O&M) Circle, Berhampur | 4104 | EHT (O&M) Division,Bhanjanagar | S148 | 132/33 kV S/S S/D Line .Udayagiri | 4000000051 | D' SHACKLE OF DIFFERENT SIZES | TNP.DSHAKLE.A006 | ZTNP_ACT | ZTNP | NOS | 17 | 0.17 | INR
4000 | Sourthern Zone, Berhampur | 4100 | EHT (O&M) Circle, Berhampur | 4104 | EHT (O&M) Division,Bhanjanagar | S146 | 132/33 kV T/L S/S S/D Phulbani | 4000000059 | EHV DETECTOR FOR 33KV TO 220KV RANGE | TNP.EHV.DECTOR.A001 | ZTNP_ACT | ZTNP | SET | 1 | 6751.75 | INR
4000 | Sourthern Zone, Berhampur | 4100 | EHT (O&M) Circle, Berhampur | 4104 | EHT (O&M) Division,Bhanjanagar | S143 | 220 kV Line S/D Bhanjanagar | 4000000059 | EHV DETECTOR FOR 33KV TO 220KV RANGE | TNP.EHV.DECTOR.A001 | ZTNP_ACT | ZTNP | SET | 1 | 6751.75 | INR
4000 | Sourthern Zone, Berhampur | 4100 | EHT (O&M) Circle, Berhampur | 4104 | EHT (O&M) Division,Bhanjanagar | S146 | 132/33 kV T/L S/S S/D Phulbani | 4000000080 | CO2 TYPE 4.5 KG FIRE EXTINGUISHER | TNP.FR.EXTGR.A002 | ZTNP_US | ZTNP | NOS | 3 | 3068.45 | INR
4000 | Sourthern Zone, Berhampur | 4100 | EHT (O&M) Circle, Berhampur | 4104 | EHT (O&M) Division,Bhanjanagar | S146 | 132/33 kV T/L S/S S/D Phulbani | 4000000084 | CO2 TYPE 22.5 KG FIRE EXTINGUISHER | TNP.FR.EXTGR.A010 | ZTNP_US | ZTNP | NOS | 1 | 3972.6 | INR
4000 | Sourthern Zone, Berhampur | 4100 | EHT (O&M) Circle, Berhampur | 4104 | EHT (O&M) Division,Bhanjanagar | S146 | 132/33 kV T/L S/S S/D Phulbani | 4000000086 | CO2 TYPE 6 KG FIRE EXTINGUISHER | TNP.FR.EXTGR.A012 | ZTNP_ACT | ZTNP | NOS | 2 | 2 | INR
4000 | Sourthern Zone, Berhampur | 4100 | EHT (O&M) Circle, Berhampur | 4104 | EHT (O&M) Division,Bhanjanagar | S146 | 132/33 kV T/L S/S S/D Phulbani | 4000000089 | FOAM TYPE 9KG FIRE EXTINGUISHER | TNP.FR.EXTGR.B004 | ZTNP_US | ZTNP | NOS | 2 | 3178 | INR
4000 | Sourthern Zone, Berhampur | 4100 | EHT (O&M) Circle, Berhampur | 4104 | EHT (O&M) Division,Bhanjanagar | S146 | 132/33 kV T/L S/S S/D Phulbani | 4000000090 | DCP TYPE 5KG FIRE EXTINGUISHER | TNP.FR.EXTGR.C003 | ZTNP_US | ZTNP | NOS | 2 | 1452.8 | INR
4000 | Sourthern Zone, Berhampur | 4100 | EHT (O&M) Circle, Berhampur | 4104 | EHT (O&M) Division,Bhanjanagar | S146 | 132/33 kV T/L S/S S/D Phulbani | 4000000090 | DCP TYPE 5KG FIRE EXTINGUISHER | TNP.FR.EXTGR.C003 | ZTNP_ACT | ZTNP | NOS | 9 | 9 | INR
4000 | Sourthern Zone, Berhampur | 4100 | EHT (O&M) Circle, Berhampur | 4104 | EHT (O&M) Division,Bhanjanagar | S146 | 132/33 kV T/L S/S S/D Phulbani | 4000000092 | DCP TYPE 6KG FIRE EXTINGUISHER | TNP.FR.EXTGR.C006 | ZTNP_ACT | ZTNP | NOS | 3 | 3 | INR
4000 | Sourthern Zone, Berhampur | 4100 | EHT (O&M) Circle, Berhampur | 4104 | EHT (O&M) Division,Bhanjanagar | S146 | 132/33 kV T/L S/S S/D Phulbani | 4000000094 | 9 litre water type | TNP.FR.EXTGR.C010 | ZTNP_ACT | ZTNP | NOS | 1 | 1 | INR
4000 | Sourthern Zone, Berhampur | 4100 | EHT (O&M) Circle, Berhampur | 4104 | EHT (O&M) Division,Bhanjanagar | S146 | 132/33 kV T/L S/S S/D Phulbani | 4000000094 | 9 litre water type | TNP.FR.EXTGR.C010 | ZTNP_US | ZTNP | NOS | 1 | 1 | INR
4000 | Sourthern Zone, Berhampur | 4100 | EHT (O&M) Circle, Berhampur | 4104 | EHT (O&M) Division,Bhanjanagar | S146 | 132/33 kV T/L S/S S/D Phulbani | 4000000096 | FIRE EXTINGUESHIER ABC type | TNP.FR.EXTGR.E001 | ZTNP_US | ZTNP | NOS | 2 | 4790.7 | INR
4000 | Sourthern Zone, Berhampur | 4100 | EHT (O&M) Circle, Berhampur | 4104 | EHT (O&M) Division,Bhanjanagar | S147 | 132/33 kV S/S S/D Grid .Udayagiri | 4000000175 | WALKIE TALKIE VHF SYSTEM | TNP.WT.VHF.A001 | ZTNP_ACT | ZTNP | NOS | 2 | 65384.94 | INR
4000 | Sourthern Zone, Berhampur | 4100 | EHT (O&M) Circle, Berhampur | 4104 | EHT (O&M) Division,Bhanjanagar | S145 | 220/132/33 kV T/L S/S S/D Aska | 4000000176 | POWER WINCH FOR TON CAPACITY | TNP.WINCH.A001 | ZTNP_US | ZTNP | NOS | 1 | 1 | INR
4000 | Sourthern Zone, Berhampur | 4100 | EHT (O&M) Circle, Berhampur | 4104 | EHT (O&M) Division,Bhanjanagar | S145 | 220/132/33 kV T/L S/S S/D Aska | 4000000194 | 22 INCH PETROL CHAIN SAW OF MAKE POWER T | TNP.PDC.SAW.A001 | ZTNP_ACT | ZTNP | NOS | 0 | 0 | INR
4000 | Sourthern Zone, Berhampur | 4100 | EHT (O&M) Circle, Berhampur | 4104 | EHT (O&M) Division,Bhanjanagar | S146 | 132/33 kV T/L S/S S/D Phulbani | 4000000194 | 22 INCH PETROL CHAIN SAW OF MAKE POWER T | TNP.PDC.SAW.A001 | ZTNP_ACT | ZTNP | NOS | 1 | 5825.5 | INR
4000 | Sourthern Zone, Berhampur | 4100 | EHT (O&M) Circle, Berhampur | 4104 | EHT (O&M) Division,Bhanjanagar | SL45 |  | 4000000194 | 22 INCH PETROL CHAIN SAW OF MAKE POWER T | TNP.PDC.SAW.A001 | ZTNP_ACT | ZTNP | NOS | 1 | 5825.5 | INR
4000 | Sourthern Zone, Berhampur | 4100 | EHT (O&M) Circle, Berhampur | 4104 | EHT (O&M) Division,Bhanjanagar | S143 | 220 kV Line S/D Bhanjanagar | 5000000003 | SCRAP ACSR CONDUCTOR OF DIFFERENT TYPE | SCRP.COND.ACSR.A001 | ZSRP_SCRAP | ZSRP | KM | 0.027 | 0.01 | INR
4000 | Sourthern Zone, Berhampur | 4100 | EHT (O&M) Circle, Berhampur | 4104 | EHT (O&M) Division,Bhanjanagar | S142 | 220/132/33 kV T/L S/S S/D Bhanajanagar | 5000000029 | Scrap 132 KV PORCELAIN POST INSULATOR | SCRP.INS.PI.B001 | ZSRP_SCRAP | ZSRP | NOS | 171 | 171 | INR
4000 | Sourthern Zone, Berhampur | 4100 | EHT (O&M) Circle, Berhampur | 4104 | EHT (O&M) Division,Bhanjanagar | S142 | 220/132/33 kV T/L S/S S/D Bhanajanagar | 5000000080 | SCRAP 132KV CT HAVING ASSORTED RATIO | SCRP.MISC.A181 | ZSRP_SCRAP | ZSRP | NOS | 6 | 6 | INR
4000 | Sourthern Zone, Berhampur | 4100 | EHT (O&M) Circle, Berhampur | 4104 | EHT (O&M) Division,Bhanjanagar | S142 | 220/132/33 kV T/L S/S S/D Bhanajanagar | 5000000084 | Scrap Post Insulators Polycon Type | SCRP.MISC.A214 | ZSRP_SCRAP | ZSRP | NOS | 153 | 153 | INR
4000 | Sourthern Zone, Berhampur | 4100 | EHT (O&M) Circle, Berhampur | 4104 | EHT (O&M) Division,Bhanjanagar | S142 | 220/132/33 kV T/L S/S S/D Bhanajanagar | 5000000104 | Scrap Tripping Coil | SCRP.MISC.A324 | ZSRP_SCRAP | ZSRP | NOS | 4 | 720 | INR
4000 | Sourthern Zone, Berhampur | 4100 | EHT (O&M) Circle, Berhampur | 4104 | EHT (O&M) Division,Bhanjanagar | S142 | 220/132/33 kV T/L S/S S/D Bhanajanagar | 5000000119 | Scrap 33KV LA | SCRP.MISC.A372 | ZSRP_SCRAP | ZSRP | NOS | 15 | 15 | INR
4000 | Sourthern Zone, Berhampur | 4100 | EHT (O&M) Circle, Berhampur | 4104 | EHT (O&M) Division,Bhanjanagar | S142 | 220/132/33 kV T/L S/S S/D Bhanajanagar | 5000000163 | SCRAP 132KV SURGE ARRESTER / LA | SCRP.SPR.SA132.A001 | ZSRP_SCRAP | ZSRP | NOS | 11 | 11 | INR
4000 | Sourthern Zone, Berhampur | 4100 | EHT (O&M) Circle, Berhampur | 4104 | EHT (O&M) Division,Bhanjanagar | S142 | 220/132/33 kV T/L S/S S/D Bhanajanagar | 5000000179 | Damaged 132 KV Bushing of different rat | SCRP.BUSH.132.A001 | ZSRP_SCRAP | ZSRP | NOS | 1 | 8332.67 | INR
4000 | Sourthern Zone, Berhampur | 4200 | EHT (O&M) Circle, Jeypore |  |  | 4200 |  | 1000000017 | ACSR ZEBRA CONDUCTOR | COND.ACSR.A003 | ZCAP_ACT | ZCAP | KM | 11.248 | 534495.93 | INR
4000 | Sourthern Zone, Berhampur | 4200 | EHT (O&M) Circle, Jeypore |  |  | S201 | EHT (O&M) Circle, Jeypore | 1000000066 | 33kV CT (800-400-200/1-1-1) | CT1.36OIL800.C003 | ZCAP_SUP | ZCAP | NOS | 15 | 1100195.4 | INR
4000 | Sourthern Zone, Berhampur | 4200 | EHT (O&M) Circle, Jeypore | 4202 | EHT (O&M) Division, Jayanagar | S222 | 220/132/33 kV T/L S/S S/D Jayanagar | 1000000000 | 132KV SF6 CB with Strcture | BKR.145SF6.G.P.AI08 | ZCAP_ACT | ZCAP | NOS | 1 | 338123.79 | INR
4000 | Sourthern Zone, Berhampur | 4200 | EHT (O&M) Circle, Jeypore | 4202 | EHT (O&M) Division, Jayanagar | S226 | 132/33 kV T/L S/S S/D Sunabeda | 1000000000 | 132KV SF6 CB with Strcture | BKR.145SF6.G.P.AI08 | ZCAP_ACT | ZCAP | NOS | 1 | 338123.79 | INR
4000 | Sourthern Zone, Berhampur | 4200 | EHT (O&M) Circle, Jeypore | 4202 | EHT (O&M) Division, Jayanagar | S222 | 220/132/33 kV T/L S/S S/D Jayanagar | 1000000002 | 220KV SF6 CB with Structure | BKR.245SF6.S.S.K001 | ZCAP_ACT | ZCAP | NOS | 1 | 1694366 | INR
4000 | Sourthern Zone, Berhampur | 4200 | EHT (O&M) Circle, Jeypore | 4202 | EHT (O&M) Division, Jayanagar | S222 | 220/132/33 kV T/L S/S S/D Jayanagar | 1000000004 | 36KV VCB with Structure | BKR.36VCB.G.S.F005 | ZCAP_ACT | ZCAP | NOS | 1 | 224580 | INR
4000 | Sourthern Zone, Berhampur | 4200 | EHT (O&M) Circle, Jeypore | 4202 | EHT (O&M) Division, Jayanagar | SL26 | 132/33 kV T/L S/S S/D Sunabeda_Line | 1000000013 | AAAC PANTHER EQUIVALENT CONDUCTOR | COND.AAAC.A001 | ZCAP_ACT | ZCAP | KM | 1.19 | 535.5 | INR
4000 | Sourthern Zone, Berhampur | 4200 | EHT (O&M) Circle, Jeypore | 4202 | EHT (O&M) Division, Jayanagar | S22A | 132/33 kV S/S S/D Dabugaon | 1000000016 | ACSR PANTHER CONDUCTOR | COND.ACSR.A002 | ZCAP_ACT | ZCAP | KM | 0.07 | 11435.66 | INR
4000 | Sourthern Zone, Berhampur | 4200 | EHT (O&M) Circle, Jeypore | 4202 | EHT (O&M) Division, Jayanagar | SL26 | 132/33 kV T/L S/S S/D Sunabeda_Line | 1000000016 | ACSR PANTHER CONDUCTOR | COND.ACSR.A002 | ZCAP_ACT | ZCAP | KM | 0.535 | 87401.09 | INR
4000 | Sourthern Zone, Berhampur | 4200 | EHT (O&M) Circle, Jeypore | 4202 | EHT (O&M) Division, Jayanagar | SL29 | 132/33 kV TL S/S S/D Tentulikhunti_Line | 1000000016 | ACSR PANTHER CONDUCTOR | COND.ACSR.A002 | ZCAP_ACT | ZCAP | KM | 0.79 | 129059.56 | INR
4000 | Sourthern Zone, Berhampur | 4200 | EHT (O&M) Circle, Jeypore | 4202 | EHT (O&M) Division, Jayanagar | SL2B | 132/33 kV S/S S/D Umarkote_Line | 1000000016 | ACSR PANTHER CONDUCTOR | COND.ACSR.A002 | ZCAP_ACT | ZCAP | KM | 0.1 | 16336.65 | INR
4000 | Sourthern Zone, Berhampur | 4200 | EHT (O&M) Circle, Jeypore | 4202 | EHT (O&M) Division, Jayanagar | S224 | 132 kV Line S/D Jayanagar | 1000000016 | ACSR PANTHER CONDUCTOR | COND.ACSR.A002 | ZCAP_ACT | ZCAP | KM | 0.03 | 4901 | INR
4000 | Sourthern Zone, Berhampur | 4200 | EHT (O&M) Circle, Jeypore | 4202 | EHT (O&M) Division, Jayanagar | S223 | 220 kV Line S/D Jayanagar | 1000000016 | ACSR PANTHER CONDUCTOR | COND.ACSR.A002 | ZCAP_ACT | ZCAP | KM | 2.07 | 338168.71 | INR
4000 | Sourthern Zone, Berhampur | 4200 | EHT (O&M) Circle, Jeypore | 4202 | EHT (O&M) Division, Jayanagar | SL26 | 132/33 kV T/L S/S S/D Sunabeda_Line | 1000000016 | ACSR PANTHER CONDUCTOR | COND.ACSR.A002 | ZCAP_US | ZCAP | KM | 0.19 | 17607.98 | INR
4000 | Sourthern Zone, Berhampur | 4200 | EHT (O&M) Circle, Jeypore | 4202 | EHT (O&M) Division, Jayanagar | S229 | 132/33 kV TL S/S S/D Tentulikhunti | 1000000017 | ACSR ZEBRA CONDUCTOR | COND.ACSR.A003 | ZCAP_ACT | ZCAP | KM | 0.191 | 14373.61 | INR
4000 | Sourthern Zone, Berhampur | 4200 | EHT (O&M) Circle, Jeypore | 4202 | EHT (O&M) Division, Jayanagar | S222 | 220/132/33 kV T/L S/S S/D Jayanagar | 1000000017 | ACSR ZEBRA CONDUCTOR | COND.ACSR.A003 | ZCAP_ACT | ZCAP | KM | 0.179 | 13470.55 | INR
4000 | Sourthern Zone, Berhampur | 4200 | EHT (O&M) Circle, Jeypore | 4202 | EHT (O&M) Division, Jayanagar | S22A | 132/33 kV S/S S/D Dabugaon | 1000000017 | ACSR ZEBRA CONDUCTOR | COND.ACSR.A003 | ZCAP_ACT | ZCAP | KM | 0.064 | 4816.29 | INR
4000 | Sourthern Zone, Berhampur | 4200 | EHT (O&M) Circle, Jeypore | 4202 | EHT (O&M) Division, Jayanagar | S224 | 132 kV Line S/D Jayanagar | 1000000017 | ACSR ZEBRA CONDUCTOR | COND.ACSR.A003 | ZCAP_ACT | ZCAP | KM | 2.298 | 172934.79 | INR
4000 | Sourthern Zone, Berhampur | 4200 | EHT (O&M) Circle, Jeypore | 4202 | EHT (O&M) Division, Jayanagar | S226 | 132/33 kV T/L S/S S/D Sunabeda | 1000000017 | ACSR ZEBRA CONDUCTOR | COND.ACSR.A003 | ZCAP_ACT | ZCAP | KM | 0.432 | 32509.94 | INR
4000 | Sourthern Zone, Berhampur | 4200 | EHT (O&M) Circle, Jeypore | 4202 | EHT (O&M) Division, Jayanagar | S22C | 132/33 kV S/S S/D Podagada | 1000000018 | ACSR MOOSE CONDUCTOR | COND.ACSR.A004 | ZCAP_ACT | ZCAP | KM | 0.154 | 6835.18 | INR
4000 | Sourthern Zone, Berhampur | 4200 | EHT (O&M) Circle, Jeypore | 4202 | EHT (O&M) Division, Jayanagar | S225 | 132/33 KV S/S S/D Pottangi | 1000000018 | ACSR MOOSE CONDUCTOR | COND.ACSR.A004 | ZCAP_ACT | ZCAP | KM | 0.134 | 5947.49 | INR
4000 | Sourthern Zone, Berhampur | 4200 | EHT (O&M) Circle, Jeypore | 4202 | EHT (O&M) Division, Jayanagar | S229 | 132/33 kV TL S/S S/D Tentulikhunti | 1000000018 | ACSR MOOSE CONDUCTOR | COND.ACSR.A004 | ZCAP_ACT | ZCAP | KM | 0.05 | 2219.21 | INR
4000 | Sourthern Zone, Berhampur | 4200 | EHT (O&M) Circle, Jeypore | 4202 | EHT (O&M) Division, Jayanagar | S22B | 132/33 kV S/S S/D Umarkote | 1000000018 | ACSR MOOSE CONDUCTOR | COND.ACSR.A004 | ZCAP_ACT | ZCAP | KM | 0.72 | 31956.66 | INR
4000 | Sourthern Zone, Berhampur | 4200 | EHT (O&M) Circle, Jeypore | 4202 | EHT (O&M) Division, Jayanagar | S224 | 132 kV Line S/D Jayanagar | 1000000019 | ACSR LYNX CONDUCTOR | COND.ACSR.A005 | ZCAP_ACT | ZCAP | KM | 0.249 | 2353.21 | INR
4000 | Sourthern Zone, Berhampur | 4200 | EHT (O&M) Circle, Jeypore | 4202 | EHT (O&M) Division, Jayanagar | S22B | 132/33 kV S/S S/D Umarkote | 1000000028 | 36KV 1CORE NCTOF PRIMARY CURRENT 200A | CT.36NCT200.A001 | ZCAP_ACT | ZCAP | NOS | 1 | 19879.34 | INR
4000 | Sourthern Zone, Berhampur | 4200 | EHT (O&M) Circle, Jeypore | 4202 | EHT (O&M) Division, Jayanagar | S229 | 132/33 kV TL S/S S/D Tentulikhunti | 1000000031 | NCT600/1A current 600A & secondary 1A | CT.36NCT600.A001 | ZCAP_ACT | ZCAP | NOS | 1 | 1 | INR
4000 | Sourthern Zone, Berhampur | 4200 | EHT (O&M) Circle, Jeypore | 4202 | EHT (O&M) Division, Jayanagar | S22B | 132/33 kV S/S S/D Umarkote | 1000000032 | 36KV NCTOF PRIMARY CURRENT 600-300/1-1A | CT.36NCT600.B002 | ZCAP_ACT | ZCAP | NOS | 2 | 39758.68 | INR
4000 | Sourthern Zone, Berhampur | 4200 | EHT (O&M) Circle, Jeypore | 4202 | EHT (O&M) Division, Jayanagar | S22A | 132/33 kV S/S S/D Dabugaon | 1000000034 | 36KV 2C NCTOF RATIO 800-400-200/1-1A | CT.36NCT800.A002 | ZCAP_SCRAP | ZCAP | NOS | 1 | 0 | INR
4000 | Sourthern Zone, Berhampur | 4200 | EHT (O&M) Circle, Jeypore | 4202 | EHT (O&M) Division, Jayanagar | S226 | 132/33 kV T/L S/S S/D Sunabeda | 1000000035 | 36KV NCT- 800-400-200 A | CT.36NCT800.B001 | ZCAP_ACT | ZCAP | NOS | 2 | 2 | INR
4000 | Sourthern Zone, Berhampur | 4200 | EHT (O&M) Circle, Jeypore | 4202 | EHT (O&M) Division, Jayanagar | S222 | 220/132/33 kV T/L S/S S/D Jayanagar | 1000000044 | 132KV CT OF RATIO 400-200-100/1-1-1A | CT1.132OIL400.C003 | ZCAP_US | ZCAP | NOS | 2 | 2223.33 | INR
4000 | Sourthern Zone, Berhampur | 4200 | EHT (O&M) Circle, Jeypore | 4202 | EHT (O&M) Division, Jayanagar | S226 | 132/33 kV T/L S/S S/D Sunabeda | 1000000045 | 132KV CT OF RATIO 400-200-100/1-1-1-1A | CT1.132OIL400.C004 | ZCAP_ACT | ZCAP | NOS | 4 | 735670.08 | INR
4000 | Sourthern Zone, Berhampur | 4200 | EHT (O&M) Circle, Jeypore | 4202 | EHT (O&M) Division, Jayanagar | S222 | 220/132/33 kV T/L S/S S/D Jayanagar | 1000000045 | 132KV CT OF RATIO 400-200-100/1-1-1-1A | CT1.132OIL400.C004 | ZCAP_ACT | ZCAP | NOS | 9 | 1655257.68 | INR
4000 | Sourthern Zone, Berhampur | 4200 | EHT (O&M) Circle, Jeypore | 4202 | EHT (O&M) Division, Jayanagar | S229 | 132/33 kV TL S/S S/D Tentulikhunti | 1000000046 | 132KV CT OF RATIO 400-200-100/1-1-1-1-1A | CT1.132OIL400.C005 | ZCAP_RF | ZCAP | NOS | 1 | 0.01 | INR
4000 | Sourthern Zone, Berhampur | 4200 | EHT (O&M) Circle, Jeypore | 4202 | EHT (O&M) Division, Jayanagar | S22A | 132/33 kV S/S S/D Dabugaon | 1000000047 | 132KV CT OF RATIO 600-300-150/1-1-1A | CT1.132OIL600.C003 | ZCAP_ACT | ZCAP | NOS | 1 | 81955.52 | INR
4000 | Sourthern Zone, Berhampur | 4200 | EHT (O&M) Circle, Jeypore | 4202 | EHT (O&M) Division, Jayanagar | S222 | 220/132/33 kV T/L S/S S/D Jayanagar | 1000000047 | 132KV CT OF RATIO 600-300-150/1-1-1A | CT1.132OIL600.C003 | ZCAP_ACT | ZCAP | NOS | 3 | 245866.56 | INR
4000 | Sourthern Zone, Berhampur | 4200 | EHT (O&M) Circle, Jeypore | 4202 | EHT (O&M) Division, Jayanagar | S222 | 220/132/33 kV T/L S/S S/D Jayanagar | 1000000048 | 132KV CT -600-300-150/1-1-1-1A | CT1.132OIL600.C004 | ZCAP_ACT | ZCAP | NOS | 3 | 395787.44 | INR
4000 | Sourthern Zone, Berhampur | 4200 | EHT (O&M) Circle, Jeypore | 4202 | EHT (O&M) Division, Jayanagar | S226 | 132/33 kV T/L S/S S/D Sunabeda | 1000000048 | 132KV CT -600-300-150/1-1-1-1A | CT1.132OIL600.C004 | ZCAP_ACT | ZCAP | NOS | 3 | 395787.44 | INR
4000 | Sourthern Zone, Berhampur | 4200 | EHT (O&M) Circle, Jeypore | 4202 | EHT (O&M) Division, Jayanagar | S222 | 220/132/33 kV T/L S/S S/D Jayanagar | 1000000049 | 132KV CT OF RATIO 800-400-200/1-1-1A | CT1.132OIL800.C003 | ZCAP_SUP | ZCAP | NOS | 2 | 0 | INR
4000 | Sourthern Zone, Berhampur | 4200 | EHT (O&M) Circle, Jeypore | 4202 | EHT (O&M) Division, Jayanagar | S222 | 220/132/33 kV T/L S/S S/D Jayanagar | 1000000049 | 132KV CT OF RATIO 800-400-200/1-1-1A | CT1.132OIL800.C003 | ZCAP_US | ZCAP | NOS | 6 | 10002 | INR
4000 | Sourthern Zone, Berhampur | 4200 | EHT (O&M) Circle, Jeypore | 4202 | EHT (O&M) Division, Jayanagar | S22C | 132/33 kV S/S S/D Podagada | 1000000050 | 132KV CT 800-400-200/1-1-1-1A 0-2s | CT1.132OIL800.C004 | ZCAP_ACT | ZCAP | NOS | 1 | 126784.75 | INR
4000 | Sourthern Zone, Berhampur | 4200 | EHT (O&M) Circle, Jeypore | 4202 | EHT (O&M) Division, Jayanagar | S22C | 132/33 kV S/S S/D Podagada | 1000000050 | 132KV CT 800-400-200/1-1-1-1A 0-2s | CT1.132OIL800.C004 | ZCAP_US | ZCAP | NOS | 1 | 1 | INR
4000 | Sourthern Zone, Berhampur | 4200 | EHT (O&M) Circle, Jeypore | 4202 | EHT (O&M) Division, Jayanagar | S225 | 132/33 KV S/S S/D Pottangi | 1000000050 | 132KV CT 800-400-200/1-1-1-1A 0-2s | CT1.132OIL800.C004 | ZCAP_ACT | ZCAP | NOS | 1 | 126784.75 | INR
4000 | Sourthern Zone, Berhampur | 4200 | EHT (O&M) Circle, Jeypore | 4202 | EHT (O&M) Division, Jayanagar | S22B | 132/33 kV S/S S/D Umarkote | 1000000050 | 132KV CT 800-400-200/1-1-1-1A 0-2s | CT1.132OIL800.C004 | ZCAP_ACT | ZCAP | NOS | 1 | 126784.75 | INR
4000 | Sourthern Zone, Berhampur | 4200 | EHT (O&M) Circle, Jeypore | 4202 | EHT (O&M) Division, Jayanagar | S222 | 220/132/33 kV T/L S/S S/D Jayanagar | 1000000051 | 132 KV CT(800-400-200/1-1-1-1A) | CT1.145OIL800.C004 | ZCAP_ACT | ZCAP | NOS | 8 | 2138893.46 | INR
4000 | Sourthern Zone, Berhampur | 4200 | EHT (O&M) Circle, Jeypore | 4202 | EHT (O&M) Division, Jayanagar | S222 | 220/132/33 kV T/L S/S S/D Jayanagar | 1000000055 | 220KV CT OF 1200-600-300/1-1-1-1A | CT1.220OIL1200.C004 | ZCAP_ACT | ZCAP | NOS | 3 | 870000 | INR
4000 | Sourthern Zone, Berhampur | 4200 | EHT (O&M) Circle, Jeypore | 4202 | EHT (O&M) Division, Jayanagar | S222 | 220/132/33 kV T/L S/S S/D Jayanagar | 1000000056 | 220KV CT OF RATIO 600-300-150/1-1-1-1-1A | CT1.220OIL600.C005 | ZCAP_ACT | ZCAP | NOS | 2 | 580000 | INR
4000 | Sourthern Zone, Berhampur | 4200 | EHT (O&M) Circle, Jeypore | 4202 | EHT (O&M) Division, Jayanagar | S22A | 132/33 kV S/S S/D Dabugaon | 1000000062 | 36KV CT OF RATIO 400-200-100/1-1-1A | CT1.36OIL400.C003 | ZCAP_SCRAP | ZCAP | NOS | 1 | 0 | INR
4000 | Sourthern Zone, Berhampur | 4200 | EHT (O&M) Circle, Jeypore | 4202 | EHT (O&M) Division, Jayanagar | S222 | 220/132/33 kV T/L S/S S/D Jayanagar | 1000000062 | 36KV CT OF RATIO 400-200-100/1-1-1A | CT1.36OIL400.C003 | ZCAP_ACT | ZCAP | NOS | 1 | 41660.27 | INR
4000 | Sourthern Zone, Berhampur | 4200 | EHT (O&M) Circle, Jeypore | 4202 | EHT (O&M) Division, Jayanagar | S226 | 132/33 kV T/L S/S S/D Sunabeda | 1000000062 | 36KV CT OF RATIO 400-200-100/1-1-1A | CT1.36OIL400.C003 | ZCAP_ACT | ZCAP | NOS | 1 | 41660.27 | INR
4000 | Sourthern Zone, Berhampur | 4200 | EHT (O&M) Circle, Jeypore | 4202 | EHT (O&M) Division, Jayanagar | S229 | 132/33 kV TL S/S S/D Tentulikhunti | 1000000062 | 36KV CT OF RATIO 400-200-100/1-1-1A | CT1.36OIL400.C003 | ZCAP_US | ZCAP | NOS | 1 | 0.01 | INR
4000 | Sourthern Zone, Berhampur | 4200 | EHT (O&M) Circle, Jeypore | 4202 | EHT (O&M) Division, Jayanagar | S22B | 132/33 kV S/S S/D Umarkote | 1000000064 | 36KV CT 800-400-200/1-1-1A 0.2s | CT1.36OIL800.B003 | ZCAP_US | ZCAP | NOS | 1 | 69452 | INR
4000 | Sourthern Zone, Berhampur | 4200 | EHT (O&M) Circle, Jeypore | 4202 | EHT (O&M) Division, Jayanagar | S229 | 132/33 kV TL S/S S/D Tentulikhunti | 1000000064 | 36KV CT 800-400-200/1-1-1A 0.2s | CT1.36OIL800.B003 | ZCAP_ACT | ZCAP | NOS | 6 | 432942 | INR
4000 | Sourthern Zone, Berhampur | 4200 | EHT (O&M) Circle, Jeypore | 4202 | EHT (O&M) Division, Jayanagar | S222 | 220/132/33 kV T/L S/S S/D Jayanagar | 1000000065 | 36KV CT 800-400-200/1-1-1-1A 0.2s | CT1.36OIL800.B004 | ZCAP_ACT | ZCAP | NOS | 3 | 217551 | INR
4000 | Sourthern Zone, Berhampur | 4200 | EHT (O&M) Circle, Jeypore | 4202 | EHT (O&M) Division, Jayanagar | S22C | 132/33 kV S/S S/D Podagada | 1000000066 | 33kV CT (800-400-200/1-1-1) | CT1.36OIL800.C003 | ZCAP_ACT | ZCAP | NOS | 2 | 50401.24 | INR
4000 | Sourthern Zone, Berhampur | 4200 | EHT (O&M) Circle, Jeypore | 4202 | EHT (O&M) Division, Jayanagar | S225 | 132/33 KV S/S S/D Pottangi | 1000000066 | 33kV CT (800-400-200/1-1-1) | CT1.36OIL800.C003 | ZCAP_ACT | ZCAP | NOS | 2 | 50401.24 | INR
4000 | Sourthern Zone, Berhampur | 4200 | EHT (O&M) Circle, Jeypore | 4202 | EHT (O&M) Division, Jayanagar | S229 | 132/33 kV TL S/S S/D Tentulikhunti | 1000000068 | 400KV 2000-1000-500/1-1-1-1-1A | CT1.420OIL2000.C005 | ZCAP_ACT | ZCAP | NOS | 1 | 0.01 | INR
4000 | Sourthern Zone, Berhampur | 4200 | EHT (O&M) Circle, Jeypore | 4202 | EHT (O&M) Division, Jayanagar | S229 | 132/33 kV TL S/S S/D Tentulikhunti | 1000000068 | 400KV 2000-1000-500/1-1-1-1-1A | CT1.420OIL2000.C005 | ZCAP_US | ZCAP | NOS | 1 | 0.01 | INR
4000 | Sourthern Zone, Berhampur | 4200 | EHT (O&M) Circle, Jeypore | 4202 | EHT (O&M) Division, Jayanagar | S222 | 220/132/33 kV T/L S/S S/D Jayanagar | 1000000069 | 132KV CVT | CVT.132OIL.S.C003 | ZCAP_ACT | ZCAP | NOS | 9 | 1157822.18 | INR
4000 | Sourthern Zone, Berhampur | 4200 | EHT (O&M) Circle, Jeypore | 4202 | EHT (O&M) Division, Jayanagar | S22A | 132/33 kV S/S S/D Dabugaon | 1000000069 | 132KV CVT | CVT.132OIL.S.C003 | ZCAP_ACT | ZCAP | NOS | 1 | 128646.91 | INR
4000 | Sourthern Zone, Berhampur | 4200 | EHT (O&M) Circle, Jeypore | 4202 | EHT (O&M) Division, Jayanagar | S22B | 132/33 kV S/S S/D Umarkote | 1000000069 | 132KV CVT | CVT.132OIL.S.C003 | ZCAP_ACT | ZCAP | NOS | 1 | 128646.91 | INR
4000 | Sourthern Zone, Berhampur | 4200 | EHT (O&M) Circle, Jeypore | 4202 | EHT (O&M) Division, Jayanagar | S222 | 220/132/33 kV T/L S/S S/D Jayanagar | 1000000070 | 220 KV CVT | CVT.220OIL.S.B002 | ZCAP_ACT | ZCAP | NOS | 9 | 1116693.81 | INR
4000 | Sourthern Zone, Berhampur | 4200 | EHT (O&M) Circle, Jeypore | 4202 | EHT (O&M) Division, Jayanagar | SL26 | 132/33 kV T/L S/S S/D Sunabeda_Line | 1000000074 | 7/3.15 MM SIZE G.I. EARTH WIRE | EW.STEEL.A002 | ZCAP_ACT | ZCAP | KM | 3 | 14060.03 | INR
4000 | Sourthern Zone, Berhampur | 4200 | EHT (O&M) Circle, Jeypore | 4202 | EHT (O&M) Division, Jayanagar | S224 | 132 kV Line S/D Jayanagar | 1000000074 | 7/3.15 MM SIZE G.I. EARTH WIRE | EW.STEEL.A002 | ZCAP_ACT | ZCAP | KM | 0.85 | 3983.68 | INR
4000 | Sourthern Zone, Berhampur | 4200 | EHT (O&M) Circle, Jeypore | 4202 | EHT (O&M) Division, Jayanagar | S222 | 220/132/33 kV T/L S/S S/D Jayanagar | 1000000079 | 132KV DI WITH DOUBLE BREAK W/O ES 1250A | ISO.132DI.DB.A003 | ZCAP_ACT | ZCAP | SET | 6 | 1723140 | INR
4000 | Sourthern Zone, Berhampur | 4200 | EHT (O&M) Circle, Jeypore | 4202 | EHT (O&M) Division, Jayanagar | S222 | 220/132/33 kV T/L S/S S/D Jayanagar | 1000000081 | 132KV DI WITH DOUBLE BREAK WITH ES 1250A | ISO.132DI.DB.B003 | ZCAP_ACT | ZCAP | SET | 1 | 338701.97 | INR
4000 | Sourthern Zone, Berhampur | 4200 | EHT (O&M) Circle, Jeypore | 4202 | EHT (O&M) Division, Jayanagar | S226 | 132/33 kV T/L S/S S/D Sunabeda | 1000000085 | 132KV SI BEAM MOUNTED OF 1250A | ISO.132SI.BM.C002 | ZCAP_ACT | ZCAP | SET | 1 | 1 | INR
4000 | Sourthern Zone, Berhampur | 4200 | EHT (O&M) Circle, Jeypore | 4202 | EHT (O&M) Division, Jayanagar | S226 | 132/33 kV T/L S/S S/D Sunabeda | 1000000087 | 132KV SI W/o ES OF 1250A | ISO.132SI.DB.F002 | ZCAP_ACT | ZCAP | SET | 1 | 82017.01 | INR
4000 | Sourthern Zone, Berhampur | 4200 | EHT (O&M) Circle, Jeypore | 4202 | EHT (O&M) Division, Jayanagar | S226 | 132/33 kV T/L S/S S/D Sunabeda | 1000000087 | 132KV SI W/o ES OF 1250A | ISO.132SI.DB.F002 | ZCAP_ACT | ZCAP | SET | 1 | 82017.01 | INR
4000 | Sourthern Zone, Berhampur | 4200 | EHT (O&M) Circle, Jeypore | 4202 | EHT (O&M) Division, Jayanagar | S226 | 132/33 kV T/L S/S S/D Sunabeda | 1000000087 | 132KV SI W/o ES OF 1250A | ISO.132SI.DB.F002 | ZCAP_ACT | ZCAP | SET | 1 | 82017.01 | INR
4000 | Sourthern Zone, Berhampur | 4200 | EHT (O&M) Circle, Jeypore | 4202 | EHT (O&M) Division, Jayanagar | S226 | 132/33 kV T/L S/S S/D Sunabeda | 1000000087 | 132KV SI W/o ES OF 1250A | ISO.132SI.DB.F002 | ZCAP_ACT | ZCAP | SET | 1 | 82017.01 | INR
4000 | Sourthern Zone, Berhampur | 4200 | EHT (O&M) Circle, Jeypore | 4202 | EHT (O&M) Division, Jayanagar | S226 | 132/33 kV T/L S/S S/D Sunabeda | 1000000087 | 132KV SI W/o ES OF 1250A | ISO.132SI.DB.F002 | ZCAP_ACT | ZCAP | SET | 1 | 82017.01 | INR
4000 | Sourthern Zone, Berhampur | 4200 | EHT (O&M) Circle, Jeypore | 4202 | EHT (O&M) Division, Jayanagar | S226 | 132/33 kV T/L S/S S/D Sunabeda | 1000000087 | 132KV SI W/o ES OF 1250A | ISO.132SI.DB.F002 | ZCAP_ACT | ZCAP | SET | 1 | 82017.01 | INR
4000 | Sourthern Zone, Berhampur | 4200 | EHT (O&M) Circle, Jeypore | 4202 | EHT (O&M) Division, Jayanagar | S226 | 132/33 kV T/L S/S S/D Sunabeda | 1000000087 | 132KV SI W/o ES OF 1250A | ISO.132SI.DB.F002 | ZCAP_ACT | ZCAP | SET | 1 | 82017.01 | INR
4000 | Sourthern Zone, Berhampur | 4200 | EHT (O&M) Circle, Jeypore | 4202 | EHT (O&M) Division, Jayanagar | S226 | 132/33 kV T/L S/S S/D Sunabeda | 1000000087 | 132KV SI W/o ES OF 1250A | ISO.132SI.DB.F002 | ZCAP_ACT | ZCAP | SET | 1 | 82017.01 | INR
4000 | Sourthern Zone, Berhampur | 4200 | EHT (O&M) Circle, Jeypore | 4202 | EHT (O&M) Division, Jayanagar | S222 | 220/132/33 kV T/L S/S S/D Jayanagar | 1000000087 | 132KV SI W/o ES OF 1250A | ISO.132SI.DB.F002 | ZCAP_ACT | ZCAP | SET | 9 | 738153.09 | INR
4000 | Sourthern Zone, Berhampur | 4200 | EHT (O&M) Circle, Jeypore | 4202 | EHT (O&M) Division, Jayanagar | S226 | 132/33 kV T/L S/S S/D Sunabeda | 1000000087 | 132KV SI W/o ES OF 1250A | ISO.132SI.DB.F002 | ZCAP_ACT | ZCAP | SET | 1 | 82017.01 | INR
4000 | Sourthern Zone, Berhampur | 4200 | EHT (O&M) Circle, Jeypore | 4202 | EHT (O&M) Division, Jayanagar | S222 | 220/132/33 kV T/L S/S S/D Jayanagar | 1000000097 | 220KV SI WITH DB WITH ES OF 1200A | ISO.220SI.DB.B003 | ZCAP_ACT | ZCAP | SET | 4 | 1121083.68 | INR
4000 | Sourthern Zone, Berhampur | 4200 | EHT (O&M) Circle, Jeypore | 4202 | EHT (O&M) Division, Jayanagar | S226 | 132/33 kV T/L S/S S/D Sunabeda | 1000000113 | 33KV SI W/O ES OF 1250A | ISO.33SI.DB.A002 | ZCAP_ACT | ZCAP | SET | 1 | 67807.42 | INR
4000 | Sourthern Zone, Berhampur | 4200 | EHT (O&M) Circle, Jeypore | 4202 | EHT (O&M) Division, Jayanagar | S222 | 220/132/33 kV T/L S/S S/D Jayanagar | 1000000114 | 33KV SI WITH DB W/O ES OF 1600A | ISO.33SI.DB.A004 | ZCAP_ACT | ZCAP | SET | 1 | 89251 | INR
4000 | Sourthern Zone, Berhampur | 4200 | EHT (O&M) Circle, Jeypore | 4202 | EHT (O&M) Division, Jayanagar | S22B | 132/33 kV S/S S/D Umarkote | 1000000118 | 132KV OIL SP 2C IVT/PT | IVT.132OIL.S.B004 | ZCAP_ACT | ZCAP | NOS | 1 | 163983 | INR
4000 | Sourthern Zone, Berhampur | 4200 | EHT (O&M) Circle, Jeypore | 4202 | EHT (O&M) Division, Jayanagar | S22C | 132/33 kV S/S S/D Podagada | 1000000119 | 132KV OIL SP 3C IVT/PT | IVT.132OIL.S.C003 | ZCAP_ACT | ZCAP | NOS | 1 | 123248.83 | INR
4000 | Sourthern Zone, Berhampur | 4200 | EHT (O&M) Circle, Jeypore | 4202 | EHT (O&M) Division, Jayanagar | S222 | 220/132/33 kV T/L S/S S/D Jayanagar | 1000000119 | 132KV OIL SP 3C IVT/PT | IVT.132OIL.S.C003 | ZCAP_ACT | ZCAP | NOS | 10 | 1232488.28 | INR
4000 | Sourthern Zone, Berhampur | 4200 | EHT (O&M) Circle, Jeypore | 4202 | EHT (O&M) Division, Jayanagar | S222 | 220/132/33 kV T/L S/S S/D Jayanagar | 1000000120 | 220KV OIL 2C IVT/PT | IVT.220OIL.S.B003 | ZCAP_ACT | ZCAP | NOS | 4 | 880203.52 | INR
4000 | Sourthern Zone, Berhampur | 4200 | EHT (O&M) Circle, Jeypore | 4202 | EHT (O&M) Division, Jayanagar | S222 | 220/132/33 kV T/L S/S S/D Jayanagar | 1000000120 | 220KV OIL 2C IVT/PT | IVT.220OIL.S.B003 | ZCAP_US | ZCAP | NOS | 1 | 1 | INR
4000 | Sourthern Zone, Berhampur | 4200 | EHT (O&M) Circle, Jeypore | 4202 | EHT (O&M) Division, Jayanagar | S225 | 132/33 KV S/S S/D Pottangi | 1000000122 | 36KV 2C SP IVT/PT | IVT.36OIL.S.B003 | ZCAP_ACT | ZCAP | NOS | 1 | 9900.5 | INR
4000 | Sourthern Zone, Berhampur | 4200 | EHT (O&M) Circle, Jeypore | 4202 | EHT (O&M) Division, Jayanagar | S22C | 132/33 kV S/S S/D Podagada | 1000000122 | 36KV 2C SP IVT/PT | IVT.36OIL.S.B003 | ZCAP_ACT | ZCAP | NOS | 1 | 9900.5 | INR
4000 | Sourthern Zone, Berhampur | 4200 | EHT (O&M) Circle, Jeypore | 4202 | EHT (O&M) Division, Jayanagar | S22B | 132/33 kV S/S S/D Umarkote | 1000000130 | 132KV SURGE ARRESTER OF 120 KV | SA.145MO.GL.A001 | ZCAP_ACT | ZCAP | NOS | 3 | 66819.35 | INR
4000 | Sourthern Zone, Berhampur | 4200 | EHT (O&M) Circle, Jeypore | 4202 | EHT (O&M) Division, Jayanagar | S22C | 132/33 kV S/S S/D Podagada | 1000000130 | 132KV SURGE ARRESTER OF 120 KV | SA.145MO.GL.A001 | ZCAP_ACT | ZCAP | NOS | 2 | 44546.24 | INR
4000 | Sourthern Zone, Berhampur | 4200 | EHT (O&M) Circle, Jeypore | 4202 | EHT (O&M) Division, Jayanagar | S225 | 132/33 KV S/S S/D Pottangi | 1000000130 | 132KV SURGE ARRESTER OF 120 KV | SA.145MO.GL.A001 | ZCAP_ACT | ZCAP | NOS | 1 | 22273.12 | INR
4000 | Sourthern Zone, Berhampur | 4200 | EHT (O&M) Circle, Jeypore | 4202 | EHT (O&M) Division, Jayanagar | S222 | 220/132/33 kV T/L S/S S/D Jayanagar | 1000000130 | 132KV SURGE ARRESTER OF 120 KV | SA.145MO.GL.A001 | ZCAP_ACT | ZCAP | NOS | 5 | 111365.59 | INR
4000 | Sourthern Zone, Berhampur | 4200 | EHT (O&M) Circle, Jeypore | 4202 | EHT (O&M) Division, Jayanagar | S22A | 132/33 kV S/S S/D Dabugaon | 1000000130 | 132KV SURGE ARRESTER OF 120 KV | SA.145MO.GL.A001 | ZCAP_ACT | ZCAP | NOS | 2 | 44546.24 | INR
4000 | Sourthern Zone, Berhampur | 4200 | EHT (O&M) Circle, Jeypore | 4202 | EHT (O&M) Division, Jayanagar | S226 | 132/33 kV T/L S/S S/D Sunabeda | 1000000130 | 132KV SURGE ARRESTER OF 120 KV | SA.145MO.GL.A001 | ZCAP_ACT | ZCAP | NOS | 3 | 66819.35 | INR
4000 | Sourthern Zone, Berhampur | 4200 | EHT (O&M) Circle, Jeypore | 4202 | EHT (O&M) Division, Jayanagar | S229 | 132/33 kV TL S/S S/D Tentulikhunti | 1000000130 | 132KV SURGE ARRESTER OF 120 KV | SA.145MO.GL.A001 | ZCAP_ACT | ZCAP | NOS | 1 | 22273.12 | INR
4000 | Sourthern Zone, Berhampur | 4200 | EHT (O&M) Circle, Jeypore | 4202 | EHT (O&M) Division, Jayanagar | S222 | 220/132/33 kV T/L S/S S/D Jayanagar | 1000000132 | 220KV MO WITH RING SURGE ARRESTER | SA.245MO.WR.A005 | ZCAP_ACT | ZCAP | NOS | 18 | 841491.18 | INR
4000 | Sourthern Zone, Berhampur | 4200 | EHT (O&M) Circle, Jeypore | 4202 | EHT (O&M) Division, Jayanagar | S225 | 132/33 KV S/S S/D Pottangi | 1000000134 | 36KV MO W/O SURGE ARRESTER | SA.36MO.WOR.A001 | ZCAP_ACT | ZCAP | NOS | 2 | 23087.61 | INR
4000 | Sourthern Zone, Berhampur | 4200 | EHT (O&M) Circle, Jeypore | 4202 | EHT (O&M) Division, Jayanagar | S226 | 132/33 kV T/L S/S S/D Sunabeda | 1000000134 | 36KV MO W/O SURGE ARRESTER | SA.36MO.WOR.A001 | ZCAP_ACT | ZCAP | NOS | 1 | 11543.8 | INR
4000 | Sourthern Zone, Berhampur | 4200 | EHT (O&M) Circle, Jeypore | 4202 | EHT (O&M) Division, Jayanagar | S229 | 132/33 kV TL S/S S/D Tentulikhunti | 1000000134 | 36KV MO W/O SURGE ARRESTER | SA.36MO.WOR.A001 | ZCAP_ACT | ZCAP | NOS | 5 | 57719.01 | INR
4000 | Sourthern Zone, Berhampur | 4200 | EHT (O&M) Circle, Jeypore | 4202 | EHT (O&M) Division, Jayanagar | S22C | 132/33 kV S/S S/D Podagada | 1000000134 | 36KV MO W/O SURGE ARRESTER | SA.36MO.WOR.A001 | ZCAP_ACT | ZCAP | NOS | 3 | 34631.41 | INR
4000 | Sourthern Zone, Berhampur | 4200 | EHT (O&M) Circle, Jeypore | 4202 | EHT (O&M) Division, Jayanagar | S22B | 132/33 kV S/S S/D Umarkote | 1000000134 | 36KV MO W/O SURGE ARRESTER | SA.36MO.WOR.A001 | ZCAP_ACT | ZCAP | NOS | 2 | 23087.61 | INR
4000 | Sourthern Zone, Berhampur | 4200 | EHT (O&M) Circle, Jeypore | 4202 | EHT (O&M) Division, Jayanagar | S222 | 220/132/33 kV T/L S/S S/D Jayanagar | 1000000147 | 250KVA 33/0.4KV STATION Tfr or 200KVA | TFR.200ST11H.D001 | ZCAP_ACT | ZCAP | NOS | 1 | 712484 | INR
4000 | Sourthern Zone, Berhampur | 4200 | EHT (O&M) Circle, Jeypore | 4202 | EHT (O&M) Division, Jayanagar | S22B | 132/33 kV S/S S/D Umarkote | 1000000301 | 10 PAIR TELEPHONE AJF | CBLE.TEL.AJF.A010 | ZCAP_ACT | ZCAP | KM | 0.526 | 51022 | INR
4000 | Sourthern Zone, Berhampur | 4200 | EHT (O&M) Circle, Jeypore | 4202 | EHT (O&M) Division, Jayanagar | S22B | 132/33 kV S/S S/D Umarkote | 1000000302 | 25 PAIR TELEPHONE,AJF | CBLE.TEL.AJF.B025 | ZCAP_ACT | ZCAP | KM | 1.02 | 56100 | INR
4000 | Sourthern Zone, Berhampur | 4200 | EHT (O&M) Circle, Jeypore | 4202 | EHT (O&M) Division, Jayanagar | S229 | 132/33 kV TL S/S S/D Tentulikhunti | 2000000000 | Thinner | CNSM.THINNER.A009 | ZCON_ACT | ZCON | L | 4 | 1800 | INR
4000 | Sourthern Zone, Berhampur | 4200 | EHT (O&M) Circle, Jeypore | 4202 | EHT (O&M) Division, Jayanagar | S229 | 132/33 kV TL S/S S/D Tentulikhunti | 2000000001 | COTTON WASTE | CNSM.COT.WASTE.A001 | ZCON_ACT | ZCON | KG | 42 | 3360 | INR
4000 | Sourthern Zone, Berhampur | 4200 | EHT (O&M) Circle, Jeypore | 4202 | EHT (O&M) Division, Jayanagar | S22B | 132/33 kV S/S S/D Umarkote | 2000000006 | Consumable for 160KVA D.G set. | CNSM.DG.OILFLTR.A001 | ZCON_ACT | ZCON | NOS | 1 | 101 | INR
4000 | Sourthern Zone, Berhampur | 4200 | EHT (O&M) Circle, Jeypore | 4202 | EHT (O&M) Division, Jayanagar | S229 | 132/33 kV TL S/S S/D Tentulikhunti | 2000000009 | GREASE | CNSM.GREASE.A001 | ZCON_ACT | ZCON | KG | 2.5 | 0.03 | INR
4000 | Sourthern Zone, Berhampur | 4200 | EHT (O&M) Circle, Jeypore | 4202 | EHT (O&M) Division, Jayanagar | S229 | 132/33 kV TL S/S S/D Tentulikhunti | 2000000010 | SULPHURIC ACID | CNSM.H2SO4.A001 | ZCON_ACT | ZCON | L | 200 | 2 | INR
4000 | Sourthern Zone, Berhampur | 4200 | EHT (O&M) Circle, Jeypore | 4202 | EHT (O&M) Division, Jayanagar | S229 | 132/33 kV TL S/S S/D Tentulikhunti | 2000000012 | MOBIL | CNSM.MOBIL.A001 | ZCON_ACT | ZCON | L | 2 | 700 | INR
4000 | Sourthern Zone, Berhampur | 4200 | EHT (O&M) Circle, Jeypore | 4202 | EHT (O&M) Division, Jayanagar | S229 | 132/33 kV TL S/S S/D Tentulikhunti | 2000000024 | GI BARBED WIRE | CVL.BARBEDWIRE.A001 | ZCON_ACT | ZCON | KG | 130 | 32098.95 | INR
4000 | Sourthern Zone, Berhampur | 4200 | EHT (O&M) Circle, Jeypore | 4202 | EHT (O&M) Division, Jayanagar | S226 | 132/33 kV T/L S/S S/D Sunabeda | 2000000044 | GI PIPE OF SIZE 2 INCH &1/2 INCH | CVL.GI.PIPE.A008 | ZCON_ACT | ZCON | NOS | 67 | 67 | INR
4000 | Sourthern Zone, Berhampur | 4200 | EHT (O&M) Circle, Jeypore | 4202 | EHT (O&M) Division, Jayanagar | S224 | 132 kV Line S/D Jayanagar | 2000000075 | Copper wire | ILWR.C.WIRE.C010 | ZCON_US | ZCON | M | 6 | 2400 | INR
4000 | Sourthern Zone, Berhampur | 4200 | EHT (O&M) Circle, Jeypore | 4202 | EHT (O&M) Division, Jayanagar | S22B | 132/33 kV S/S S/D Umarkote | 2000000095 | HRC FUSE 16 AMP | ILWR.FUSE.A006 | ZCON_ACT | ZCON | NOS | 6 | 480 | INR
4000 | Sourthern Zone, Berhampur | 4200 | EHT (O&M) Circle, Jeypore | 4202 | EHT (O&M) Division, Jayanagar | S22B | 132/33 kV S/S S/D Umarkote | 2000000098 | HRC FUSE 6A | ILWR.FUSE.B003 | ZCON_ACT | ZCON | NOS | 20 | 2600 | INR
4000 | Sourthern Zone, Berhampur | 4200 | EHT (O&M) Circle, Jeypore | 4202 | EHT (O&M) Division, Jayanagar | S22B | 132/33 kV S/S S/D Umarkote | 2000000099 | HRC FUSE 10A | ILWR.FUSE.B004 | ZCON_ACT | ZCON | NOS | 25 | 2589.62 | INR
4000 | Sourthern Zone, Berhampur | 4200 | EHT (O&M) Circle, Jeypore | 4202 | EHT (O&M) Division, Jayanagar | S229 | 132/33 kV TL S/S S/D Tentulikhunti | 2000000099 | HRC FUSE 10A | ILWR.FUSE.B004 | ZCON_ACT | ZCON | NOS | 28 | 2900.38 | INR
4000 | Sourthern Zone, Berhampur | 4200 | EHT (O&M) Circle, Jeypore | 4202 | EHT (O&M) Division, Jayanagar | S229 | 132/33 kV TL S/S S/D Tentulikhunti | 2000000100 | HRC FUSE 32A | ILWR.FUSE.B005 | ZCON_ACT | ZCON | NOS | 13 | 1430 | INR
4000 | Sourthern Zone, Berhampur | 4200 | EHT (O&M) Circle, Jeypore | 4202 | EHT (O&M) Division, Jayanagar | S22B | 132/33 kV S/S S/D Umarkote | 2000000100 | HRC FUSE 32A | ILWR.FUSE.B005 | ZCON_ACT | ZCON | NOS | 3 | 330 | INR
4000 | Sourthern Zone, Berhampur | 4200 | EHT (O&M) Circle, Jeypore | 4202 | EHT (O&M) Division, Jayanagar | S229 | 132/33 kV TL S/S S/D Tentulikhunti | 2000000101 | HRC FUSE 16A | ILWR.FUSE.B006 | ZCON_ACT | ZCON | NOS | 15 | 1200 | INR
4000 | Sourthern Zone, Berhampur | 4200 | EHT (O&M) Circle, Jeypore | 4202 | EHT (O&M) Division, Jayanagar | S22B | 132/33 kV S/S S/D Umarkote | 2000000102 | HRC Fuse, Rating-63A | ILWR.FUSE.B007 | ZCON_ACT | ZCON | NOS | 4 | 731.6 | INR
4000 | Sourthern Zone, Berhampur | 4200 | EHT (O&M) Circle, Jeypore | 4202 | EHT (O&M) Division, Jayanagar | S229 | 132/33 kV TL S/S S/D Tentulikhunti | 2000000102 | HRC Fuse, Rating-63A | ILWR.FUSE.B007 | ZCON_ACT | ZCON | NOS | 3 | 548.7 | INR
4000 | Sourthern Zone, Berhampur | 4200 | EHT (O&M) Circle, Jeypore | 4202 | EHT (O&M) Division, Jayanagar | S22B | 132/33 kV S/S S/D Umarkote | 2000000107 | Fuse of rating 125A | ILWR.FUSE.B019 | ZCON_ACT | ZCON | NOS | 4 | 1097.16 | INR
4000 | Sourthern Zone, Berhampur | 4200 | EHT (O&M) Circle, Jeypore | 4202 | EHT (O&M) Division, Jayanagar | S229 | 132/33 kV TL S/S S/D Tentulikhunti | 2000000107 | Fuse of rating 125A | ILWR.FUSE.B019 | ZCON_ACT | ZCON | NOS | 3 | 822.87 | INR
4000 | Sourthern Zone, Berhampur | 4200 | EHT (O&M) Circle, Jeypore | 4202 | EHT (O&M) Division, Jayanagar | S229 | 132/33 kV TL S/S S/D Tentulikhunti | 2000000109 | FUSE HOLDER | ILWR.FUSE.E001 | ZCON_ACT | ZCON | NOS | 50 | 12500 | INR
4000 | Sourthern Zone, Berhampur | 4200 | EHT (O&M) Circle, Jeypore | 4202 | EHT (O&M) Division, Jayanagar | S229 | 132/33 kV TL S/S S/D Tentulikhunti | 2000000145 | LED TYPE INDICATION LAMP (RED) | ILWR.INDIC.LAMP.A001 | ZCON_ACT | ZCON | NOS | 20 | 4452.82 | INR
4000 | Sourthern Zone, Berhampur | 4200 | EHT (O&M) Circle, Jeypore | 4202 | EHT (O&M) Division, Jayanagar | S225 | 132/33 KV S/S S/D Pottangi | 2000000145 | LED TYPE INDICATION LAMP (RED) | ILWR.INDIC.LAMP.A001 | ZCON_ACT | ZCON | NOS | 7 | 1558.49 | INR
4000 | Sourthern Zone, Berhampur | 4200 | EHT (O&M) Circle, Jeypore | 4202 | EHT (O&M) Division, Jayanagar | S22C | 132/33 kV S/S S/D Podagada | 2000000145 | LED TYPE INDICATION LAMP (RED) | ILWR.INDIC.LAMP.A001 | ZCON_ACT | ZCON | NOS | 22 | 4898.1 | INR
4000 | Sourthern Zone, Berhampur | 4200 | EHT (O&M) Circle, Jeypore | 4202 | EHT (O&M) Division, Jayanagar | S225 | 132/33 KV S/S S/D Pottangi | 2000000146 | LED TYPE INDICATION LAMP (YELLOW) | ILWR.INDIC.LAMP.A0012 | ZCON_ACT | ZCON | NOS | 10 | 3259.45 | INR
4000 | Sourthern Zone, Berhampur | 4200 | EHT (O&M) Circle, Jeypore | 4202 | EHT (O&M) Division, Jayanagar | S22C | 132/33 kV S/S S/D Podagada | 2000000146 | LED TYPE INDICATION LAMP (YELLOW) | ILWR.INDIC.LAMP.A0012 | ZCON_ACT | ZCON | NOS | 35 | 11408.07 | INR
4000 | Sourthern Zone, Berhampur | 4200 | EHT (O&M) Circle, Jeypore | 4202 | EHT (O&M) Division, Jayanagar | S229 | 132/33 kV TL S/S S/D Tentulikhunti | 2000000146 | LED TYPE INDICATION LAMP (YELLOW) | ILWR.INDIC.LAMP.A0012 | ZCON_ACT | ZCON | NOS | 8 | 2607.56 | INR
4000 | Sourthern Zone, Berhampur | 4200 | EHT (O&M) Circle, Jeypore | 4202 | EHT (O&M) Division, Jayanagar | S225 | 132/33 KV S/S S/D Pottangi | 2000000147 | LED TYPE INDICATION LAMP (GREEN) | ILWR.INDIC.LAMP.A002 | ZCON_ACT | ZCON | NOS | 7 | 1685.28 | INR
4000 | Sourthern Zone, Berhampur | 4200 | EHT (O&M) Circle, Jeypore | 4202 | EHT (O&M) Division, Jayanagar | S229 | 132/33 kV TL S/S S/D Tentulikhunti | 2000000147 | LED TYPE INDICATION LAMP (GREEN) | ILWR.INDIC.LAMP.A002 | ZCON_ACT | ZCON | NOS | 21 | 5055.85 | INR
4000 | Sourthern Zone, Berhampur | 4200 | EHT (O&M) Circle, Jeypore | 4202 | EHT (O&M) Division, Jayanagar | S22C | 132/33 kV S/S S/D Podagada | 2000000147 | LED TYPE INDICATION LAMP (GREEN) | ILWR.INDIC.LAMP.A002 | ZCON_ACT | ZCON | NOS | 22 | 5296.61 | INR
4000 | Sourthern Zone, Berhampur | 4200 | EHT (O&M) Circle, Jeypore | 4202 | EHT (O&M) Division, Jayanagar | S22C | 132/33 kV S/S S/D Podagada | 2000000148 | LED TYPE INDICATION LAMP (WHITE) | ILWR.INDIC.LAMP.A003 | ZCON_ACT | ZCON | NOS | 20 | 7266.67 | INR
4000 | Sourthern Zone, Berhampur | 4200 | EHT (O&M) Circle, Jeypore | 4202 | EHT (O&M) Division, Jayanagar | S225 | 132/33 KV S/S S/D Pottangi | 2000000148 | LED TYPE INDICATION LAMP (WHITE) | ILWR.INDIC.LAMP.A003 | ZCON_ACT | ZCON | NOS | 10 | 3633.33 | INR
4000 | Sourthern Zone, Berhampur | 4200 | EHT (O&M) Circle, Jeypore | 4202 | EHT (O&M) Division, Jayanagar | S22C | 132/33 kV S/S S/D Podagada | 2000000149 | LED TYPE INDICATION LAMP (AMBER/ORANGE) | ILWR.INDIC.LAMP.A004 | ZCON_ACT | ZCON | NOS | 10 | 2426.32 | INR
4000 | Sourthern Zone, Berhampur | 4200 | EHT (O&M) Circle, Jeypore | 4202 | EHT (O&M) Division, Jayanagar | S229 | 132/33 kV TL S/S S/D Tentulikhunti | 2000000149 | LED TYPE INDICATION LAMP (AMBER/ORANGE) | ILWR.INDIC.LAMP.A004 | ZCON_ACT | ZCON | NOS | 9 | 2183.68 | INR
4000 | Sourthern Zone, Berhampur | 4200 | EHT (O&M) Circle, Jeypore | 4202 | EHT (O&M) Division, Jayanagar | S222 | 220/132/33 kV T/L S/S S/D Jayanagar | 2000000153 | INDICATION LED 220V DC | ILWR.INDIC.LAMP.A009 | ZCON_ACT | ZCON | NOS | 250 | 106250 | INR
4000 | Sourthern Zone, Berhampur | 4200 | EHT (O&M) Circle, Jeypore | 4202 | EHT (O&M) Division, Jayanagar | S22B | 132/33 kV S/S S/D Umarkote | 2000000157 | SS SY LIGHTING FIXTURES & LAMPS | ILWR.LED.FT.A003 | ZCON_ACT | ZCON | NOS | 4 | 59400 | INR
4000 | Sourthern Zone, Berhampur | 4200 | EHT (O&M) Circle, Jeypore | 4202 | EHT (O&M) Division, Jayanagar | S22B | 132/33 kV S/S S/D Umarkote | 2000000158 | 20 W LED tubelight (without fitting) | ILWR.LED.FT.A011 | ZCON_ACT | ZCON | NOS | 2 | 1760 | INR
4000 | Sourthern Zone, Berhampur | 4200 | EHT (O&M) Circle, Jeypore | 4202 | EHT (O&M) Division, Jayanagar | S22B | 132/33 kV S/S S/D Umarkote | 2000000159 | LED based Flood light fitting | ILWR.LED.FT.A012 | ZCON_ACT | ZCON | NOS | 2 | 27780 | INR
4000 | Sourthern Zone, Berhampur | 4200 | EHT (O&M) Circle, Jeypore | 4202 | EHT (O&M) Division, Jayanagar | S229 | 132/33 kV TL S/S S/D Tentulikhunti | 2000000162 | 10 AMP (SP) single Pole MCB | ILWR.MCB.A002 | ZCON_ACT | ZCON | NOS | 20 | 4650 | INR
4000 | Sourthern Zone, Berhampur | 4200 | EHT (O&M) Circle, Jeypore | 4202 | EHT (O&M) Division, Jayanagar | S226 | 132/33 kV T/L S/S S/D Sunabeda | 2000000162 | 10 AMP (SP) single Pole MCB | ILWR.MCB.A002 | ZCON_ACT | ZCON | NOS | 12 | 2790 | INR
4000 | Sourthern Zone, Berhampur | 4200 | EHT (O&M) Circle, Jeypore | 4202 | EHT (O&M) Division, Jayanagar | S226 | 132/33 kV T/L S/S S/D Sunabeda | 2000000163 | 16 AMP MCB | ILWR.MCB.A003 | ZCON_ACT | ZCON | NOS | 10 | 2080 | INR
4000 | Sourthern Zone, Berhampur | 4200 | EHT (O&M) Circle, Jeypore | 4202 | EHT (O&M) Division, Jayanagar | S22B | 132/33 kV S/S S/D Umarkote | 2000000164 | TWO POLE 10A MCB | ILWR.MCB.A004 | ZCON_ACT | ZCON | NOS | 4 | 3313.58 | INR
4000 | Sourthern Zone, Berhampur | 4200 | EHT (O&M) Circle, Jeypore | 4202 | EHT (O&M) Division, Jayanagar | S229 | 132/33 kV TL S/S S/D Tentulikhunti | 2000000164 | TWO POLE 10A MCB | ILWR.MCB.A004 | ZCON_ACT | ZCON | NOS | 52 | 43076.54 | INR
4000 | Sourthern Zone, Berhampur | 4200 | EHT (O&M) Circle, Jeypore | 4202 | EHT (O&M) Division, Jayanagar | S226 | 132/33 kV T/L S/S S/D Sunabeda | 2000000164 | TWO POLE 10A MCB | ILWR.MCB.A004 | ZCON_ACT | ZCON | NOS | 25 | 20709.88 | INR
4000 | Sourthern Zone, Berhampur | 4200 | EHT (O&M) Circle, Jeypore | 4202 | EHT (O&M) Division, Jayanagar | S226 | 132/33 kV T/L S/S S/D Sunabeda | 2000000165 | TWO POLE 6A MCB | ILWR.MCB.A005 | ZCON_ACT | ZCON | NOS | 6 | 9900 | INR
4000 | Sourthern Zone, Berhampur | 4200 | EHT (O&M) Circle, Jeypore | 4202 | EHT (O&M) Division, Jayanagar | S22B | 132/33 kV S/S S/D Umarkote | 2000000167 | FOUR POLE 63A MCB | ILWR.MCB.A007 | ZCON_ACT | ZCON | NOS | 1 | 1368.83 | INR
4000 | Sourthern Zone, Berhampur | 4200 | EHT (O&M) Circle, Jeypore | 4202 | EHT (O&M) Division, Jayanagar | S229 | 132/33 kV TL S/S S/D Tentulikhunti | 2000000167 | FOUR POLE 63A MCB | ILWR.MCB.A007 | ZCON_ACT | ZCON | NOS | 3 | 4106.49 | INR
4000 | Sourthern Zone, Berhampur | 4200 | EHT (O&M) Circle, Jeypore | 4202 | EHT (O&M) Division, Jayanagar | S226 | 132/33 kV T/L S/S S/D Sunabeda | 2000000167 | FOUR POLE 63A MCB | ILWR.MCB.A007 | ZCON_ACT | ZCON | NOS | 5 | 6844.15 | INR
4000 | Sourthern Zone, Berhampur | 4200 | EHT (O&M) Circle, Jeypore | 4202 | EHT (O&M) Division, Jayanagar | S226 | 132/33 kV T/L S/S S/D Sunabeda | 2000000169 | 16A Double Pole (DP) MCB | ILWR.MCB.B002 | ZCON_ACT | ZCON | NOS | 18 | 12627.7 | INR
4000 | Sourthern Zone, Berhampur | 4200 | EHT (O&M) Circle, Jeypore | 4202 | EHT (O&M) Division, Jayanagar | S229 | 132/33 kV TL S/S S/D Tentulikhunti | 2000000169 | 16A Double Pole (DP) MCB | ILWR.MCB.B002 | ZCON_ACT | ZCON | NOS | 4 | 2806.15 | INR
4000 | Sourthern Zone, Berhampur | 4200 | EHT (O&M) Circle, Jeypore | 4202 | EHT (O&M) Division, Jayanagar | S22B | 132/33 kV S/S S/D Umarkote | 2000000169 | 16A Double Pole (DP) MCB | ILWR.MCB.B002 | ZCON_ACT | ZCON | NOS | 4 | 2806.15 | INR
4000 | Sourthern Zone, Berhampur | 4200 | EHT (O&M) Circle, Jeypore | 4202 | EHT (O&M) Division, Jayanagar | S229 | 132/33 kV TL S/S S/D Tentulikhunti | 2000000171 | GENERAL PURPOSE MCB | ILWR.MCB.B032 | ZCON_ACT | ZCON | NOS | 22 | 8883 | INR
4000 | Sourthern Zone, Berhampur | 4200 | EHT (O&M) Circle, Jeypore | 4202 | EHT (O&M) Division, Jayanagar | S229 | 132/33 kV TL S/S S/D Tentulikhunti | 2000000173 | 16A 3 pole AC MCB | ILWR.MCB.C002 | ZCON_ACT | ZCON | NOS | 4 | 4780 | INR
4000 | Sourthern Zone, Berhampur | 4200 | EHT (O&M) Circle, Jeypore | 4202 | EHT (O&M) Division, Jayanagar | S226 | 132/33 kV T/L S/S S/D Sunabeda | 2000000174 | 32A Tripple Pole (TP) MCB | ILWR.MCB.C003 | ZCON_ACT | ZCON | NOS | 6 | 8250 | INR
4000 | Sourthern Zone, Berhampur | 4200 | EHT (O&M) Circle, Jeypore | 4202 | EHT (O&M) Division, Jayanagar | S229 | 132/33 kV TL S/S S/D Tentulikhunti | 2000000174 | 32A Tripple Pole (TP) MCB | ILWR.MCB.C003 | ZCON_ACT | ZCON | NOS | 10 | 13750 | INR
4000 | Sourthern Zone, Berhampur | 4200 | EHT (O&M) Circle, Jeypore | 4202 | EHT (O&M) Division, Jayanagar | S22B | 132/33 kV S/S S/D Umarkote | 2000000175 | 63A Tripple Pole (TP) MCB | ILWR.MCB.C004 | ZCON_ACT | ZCON | NOS | 1 | 565.94 | INR
4000 | Sourthern Zone, Berhampur | 4200 | EHT (O&M) Circle, Jeypore | 4202 | EHT (O&M) Division, Jayanagar | S226 | 132/33 kV T/L S/S S/D Sunabeda | 2000000175 | 63A Tripple Pole (TP) MCB | ILWR.MCB.C004 | ZCON_ACT | ZCON | NOS | 7 | 3961.56 | INR
4000 | Sourthern Zone, Berhampur | 4200 | EHT (O&M) Circle, Jeypore | 4202 | EHT (O&M) Division, Jayanagar | S229 | 132/33 kV TL S/S S/D Tentulikhunti | 2000000177 | 4 Pole, 16Amp. MCB | ILWR.MCB.D001 | ZCON_ACT | ZCON | NOS | 3 | 4665 | INR
4000 | Sourthern Zone, Berhampur | 4200 | EHT (O&M) Circle, Jeypore | 4202 | EHT (O&M) Division, Jayanagar | S22B | 132/33 kV S/S S/D Umarkote | 2000000178 | SINGLE POLE 6 A MCB | ILWR.MCB.SPN.A002 | ZCON_ACT | ZCON | NOS | 4 | 820 | INR
4000 | Sourthern Zone, Berhampur | 4200 | EHT (O&M) Circle, Jeypore | 4202 | EHT (O&M) Division, Jayanagar | S22B | 132/33 kV S/S S/D Umarkote | 2000000181 | THREE POLE DU 100H 63A MCCB | ILWR.MCCB.A002 | ZCON_ACT | ZCON | NOS | 2 | 8500 | INR
4000 | Sourthern Zone, Berhampur | 4200 | EHT (O&M) Circle, Jeypore | 4202 | EHT (O&M) Division, Jayanagar | S22B | 132/33 kV S/S S/D Umarkote | 2000000182 | FOUR POLE DU 250A MCCB | ILWR.MCCB.A004 | ZCON_ACT | ZCON | NOS | 2 | 26864 | INR
4000 | Sourthern Zone, Berhampur | 4200 | EHT (O&M) Circle, Jeypore | 4202 | EHT (O&M) Division, Jayanagar | S229 | 132/33 kV TL S/S S/D Tentulikhunti | 2000000184 | 100A 4P MCCB | ILWR.MCCB.B002 | ZCON_ACT | ZCON | NOS | 5 | 71500 | INR
4000 | Sourthern Zone, Berhampur | 4200 | EHT (O&M) Circle, Jeypore | 4202 | EHT (O&M) Division, Jayanagar | S22B | 132/33 kV S/S S/D Umarkote | 2000000186 | 3Pole 32AMP MCCB | ILWR.MCCB.B004 | ZCON_ACT | ZCON | NOS | 2 | 8500 | INR
4000 | Sourthern Zone, Berhampur | 4200 | EHT (O&M) Circle, Jeypore | 4202 | EHT (O&M) Division, Jayanagar | S229 | 132/33 kV TL S/S S/D Tentulikhunti | 2000000187 | 200A 3P MCCB | ILWR.MCCB.B005 | ZCON_ACT | ZCON | NOS | 2 | 43200 | INR
4000 | Sourthern Zone, Berhampur | 4200 | EHT (O&M) Circle, Jeypore | 4202 | EHT (O&M) Division, Jayanagar | S22B | 132/33 kV S/S S/D Umarkote | 2000000188 | THREE POLE DU 100H 100A MCCB | ILWR.MCCB.C001 | ZCON_ACT | ZCON | NOS | 2 | 8500 | INR
4000 | Sourthern Zone, Berhampur | 4200 | EHT (O&M) Circle, Jeypore | 4202 | EHT (O&M) Division, Jayanagar | S229 | 132/33 kV TL S/S S/D Tentulikhunti | 2000000201 | PVC INSULATION TAPE | ILWR.PVCTAPE.A001 | ZCON_ACT | ZCON | NOS | 4 | 800 | INR
4000 | Sourthern Zone, Berhampur | 4200 | EHT (O&M) Circle, Jeypore | 4202 | EHT (O&M) Division, Jayanagar | S226 | 132/33 kV T/L S/S S/D Sunabeda | 2000000226 | GASKET RUBBERISED CORK SHEET 3X2X8 MM | MISC.GASKET.RC.A004 | ZCON_ACT | ZCON | NOS | 3 | 4500 | INR
4000 | Sourthern Zone, Berhampur | 4200 | EHT (O&M) Circle, Jeypore | 4202 | EHT (O&M) Division, Jayanagar | S222 | 220/132/33 kV T/L S/S S/D Jayanagar | 2000000247 | SAFE VOLT INSULATING MAT | MISC.RUBBERMAT.A003 | ZCON_FREE | ZCON | NOS | 66 | 0.66 | INR
4000 | Sourthern Zone, Berhampur | 4200 | EHT (O&M) Circle, Jeypore | 4202 | EHT (O&M) Division, Jayanagar | S22B | 132/33 kV S/S S/D Umarkote | 3000000004 | YKP29 350AH BATTERY Cell | BAT.350AH.A001 | ZSPR_ACT | ZSPR | SET | 2 | 10400 | INR
4000 | Sourthern Zone, Berhampur | 4200 | EHT (O&M) Circle, Jeypore | 4202 | EHT (O&M) Division, Jayanagar | S225 | 132/33 KV S/S S/D Pottangi | 3000000005 | 48V BATTERY CHARGER | BAT.48CHRG.T.A009 | ZSPR_ACT | ZSPR | SET | 1 | 1 | INR
4000 | Sourthern Zone, Berhampur | 4200 | EHT (O&M) Circle, Jeypore | 4202 | EHT (O&M) Division, Jayanagar | S22B | 132/33 kV S/S S/D Umarkote | 3000000011 | 48V/200AH VRLA BATTERY | BAT.VRLA.A001 | ZSPR_ACT | ZSPR | SET | 1 | 4500 | INR
4000 | Sourthern Zone, Berhampur | 4200 | EHT (O&M) Circle, Jeypore | 4202 | EHT (O&M) Division, Jayanagar | S222 | 220/132/33 kV T/L S/S S/D Jayanagar | 3000000018 | IV Bushing of 160MVA 220/132/33KV ALSMAT | BUSH.132ALSM.AC09 | ZSPR_ACT | ZSPR | NOS | 2 | 206561.02 | INR
4000 | Sourthern Zone, Berhampur | 4200 | EHT (O&M) Circle, Jeypore | 4202 | EHT (O&M) Division, Jayanagar | S229 | 132/33 kV TL S/S S/D Tentulikhunti | 3000000021 | HV BUSHING W/O ROD FOR 20MVA AREVA Tfr | BUSH.132ARVA.AB07 | ZSPR_ACT | ZSPR | NOS | 4 | 40000 | INR
4000 | Sourthern Zone, Berhampur | 4200 | EHT (O&M) Circle, Jeypore | 4202 | EHT (O&M) Division, Jayanagar | S22B | 132/33 kV S/S S/D Umarkote | 3000000040 | HV Bushing for 20MVA 132/33KV IMP Tfr | BUSH.20IMP.AB01 | ZSPR_ACT | ZSPR | NOS | 2 | 27750 | INR
4000 | Sourthern Zone, Berhampur | 4200 | EHT (O&M) Circle, Jeypore | 4202 | EHT (O&M) Division, Jayanagar | S22B | 132/33 kV S/S S/D Umarkote | 3000000041 | L.V Bushing for 20MVA 132/33KV IMP Tfr | BUSH.20IMP.AB02 | ZSPR_ACT | ZSPR | NOS | 2 | 33534.67 | INR
4000 | Sourthern Zone, Berhampur | 4200 | EHT (O&M) Circle, Jeypore | 4202 | EHT (O&M) Division, Jayanagar | S229 | 132/33 kV TL S/S S/D Tentulikhunti | 3000000041 | L.V Bushing for 20MVA 132/33KV IMP Tfr | BUSH.20IMP.AB02 | ZSPR_ACT | ZSPR | NOS | 1 | 16767.33 | INR
4000 | Sourthern Zone, Berhampur | 4200 | EHT (O&M) Circle, Jeypore | 4202 | EHT (O&M) Division, Jayanagar | S229 | 132/33 kV TL S/S S/D Tentulikhunti | 3000000042 | HV N Bushing for 20MVA 132/33KV IMP Tfr | BUSH.20IMP.AB03 | ZSPR_ACT | ZSPR | NOS | 1 | 16767.33 | INR
4000 | Sourthern Zone, Berhampur | 4200 | EHT (O&M) Circle, Jeypore | 4202 | EHT (O&M) Division, Jayanagar | S22B | 132/33 kV S/S S/D Umarkote | 3000000042 | HV N Bushing for 20MVA 132/33KV IMP Tfr | BUSH.20IMP.AB03 | ZSPR_ACT | ZSPR | NOS | 2 | 33534.67 | INR
4000 | Sourthern Zone, Berhampur | 4200 | EHT (O&M) Circle, Jeypore | 4202 | EHT (O&M) Division, Jayanagar | S22B | 132/33 kV S/S S/D Umarkote | 3000000043 | LV N Bushing for 20MVA 132/33KV IMP Tfr | BUSH.20IMP.AB04 | ZSPR_ACT | ZSPR | NOS | 2 | 33534.67 | INR
4000 | Sourthern Zone, Berhampur | 4200 | EHT (O&M) Circle, Jeypore | 4202 | EHT (O&M) Division, Jayanagar | S229 | 132/33 kV TL S/S S/D Tentulikhunti | 3000000043 | LV N Bushing for 20MVA 132/33KV IMP Tfr | BUSH.20IMP.AB04 | ZSPR_ACT | ZSPR | NOS | 1 | 16767.33 | INR
4000 | Sourthern Zone, Berhampur | 4200 | EHT (O&M) Circle, Jeypore | 4202 | EHT (O&M) Division, Jayanagar | S222 | 220/132/33 kV T/L S/S S/D Jayanagar | 3000000044 | HVBushing of160MVA 220/132/33KVAlstom AT | BUSH.220ALSM.AC09 | ZSPR_ACT | ZSPR | NOS | 2 | 550829.38 | INR
4000 | Sourthern Zone, Berhampur | 4200 | EHT (O&M) Circle, Jeypore | 4202 | EHT (O&M) Division, Jayanagar | S222 | 220/132/33 kV T/L S/S S/D Jayanagar | 3000000058 | T. Bushing of160MVA 220/132/33KV AlSM AT | BUSH.33ALSM.AC09 | ZSPR_ACT | ZSPR | NOS | 2 | 80329.28 | INR
4000 | Sourthern Zone, Berhampur | 4200 | EHT (O&M) Circle, Jeypore | 4202 | EHT (O&M) Division, Jayanagar | S229 | 132/33 kV TL S/S S/D Tentulikhunti | 3000000078 | 33 KV BUSHING OF 12.5 MVA GEC MAKE Tfr | BUSH.33GEC.BA01 | ZSPR_ACT | ZSPR | NOS | 4 | 10000 | INR
4000 | Sourthern Zone, Berhampur | 4200 | EHT (O&M) Circle, Jeypore | 4202 | EHT (O&M) Division, Jayanagar | S222 | 220/132/33 kV T/L S/S S/D Jayanagar | 3000000096 | Neutral Bushing & rod-160MVA ALSM AT | BUSH.NTRL.ALSM.AC09 | ZSPR_ACT | ZSPR | NOS | 2 | 89509.78 | INR
4000 | Sourthern Zone, Berhampur | 4200 | EHT (O&M) Circle, Jeypore | 4202 | EHT (O&M) Division, Jayanagar | S22B | 132/33 kV S/S S/D Umarkote | 3000000104 | 75 OHM HF COAXIAL CABLE | CBLE.COX.AR.G001 | ZSPR_ACT | ZSPR | KM | 1 | 201000 | INR
4000 | Sourthern Zone, Berhampur | 4200 | EHT (O&M) Circle, Jeypore | 4202 | EHT (O&M) Division, Jayanagar | S229 | 132/33 kV TL S/S S/D Tentulikhunti | 3000000123 | 2.5 SQMM 12C CONTROL CABLE CU | CBLE.CTRL.AR.D012 | ZSPR_ACT | ZSPR | KM | 1.025 | 404.88 | INR
4000 | Sourthern Zone, Berhampur | 4200 | EHT (O&M) Circle, Jeypore | 4202 | EHT (O&M) Division, Jayanagar | S22C | 132/33 kV S/S S/D Podagada | 3000000133 | 2.5 SQMM 2C CONTROL CABLE LC | CBLE.CTRL.UAR.C002 | ZSPR_ACT | ZSPR | KM | 0.07 | 4142.6 | INR
4000 | Sourthern Zone, Berhampur | 4200 | EHT (O&M) Circle, Jeypore | 4202 | EHT (O&M) Division, Jayanagar | S22C | 132/33 kV S/S S/D Podagada | 3000000139 | 2.5 SQMM 10C CONTROL CABLE | CBLE.CTRL.UAR.C010 | ZSPR_ACT | ZSPR | KM | 0.064 | 16282.24 | INR
4000 | Sourthern Zone, Berhampur | 4200 | EHT (O&M) Circle, Jeypore | 4202 | EHT (O&M) Division, Jayanagar | S22C | 132/33 kV S/S S/D Podagada | 3000000140 | 2.5 SQMM 12C CONTROL CABLE | CBLE.CTRL.UAR.C012 | ZSPR_ACT | ZSPR | KM | 0.062 | 10622.65 | INR
4000 | Sourthern Zone, Berhampur | 4200 | EHT (O&M) Circle, Jeypore | 4202 | EHT (O&M) Division, Jayanagar | S222 | 220/132/33 kV T/L S/S S/D Jayanagar | 3000000141 | 2.5 SQMM 16C CONTROL CABLE | CBLE.CTRL.UAR.C016 | ZSPR_ACT | ZSPR | KM | 0.057 | 4781.57 | INR
4000 | Sourthern Zone, Berhampur | 4200 | EHT (O&M) Circle, Jeypore | 4202 | EHT (O&M) Division, Jayanagar | S222 | 220/132/33 kV T/L S/S S/D Jayanagar | 3000000143 | 2.5 SQMM 24C CONTROL CABLE | CBLE.CTRL.UAR.C024 | ZSPR_ACT | ZSPR | KM | 0.174 | 14733.31 | INR
4000 | Sourthern Zone, Berhampur | 4200 | EHT (O&M) Circle, Jeypore | 4202 | EHT (O&M) Division, Jayanagar | S222 | 220/132/33 kV T/L S/S S/D Jayanagar | 3000000144 | 12C X 2.5SQMM CONTROL UNARMOURED CABLE | CBLE.CTRL.UAR.D0012 | ZSPR_ACT | ZSPR | KM | 1.233 | 168526.44 | INR
4000 | Sourthern Zone, Berhampur | 4200 | EHT (O&M) Circle, Jeypore | 4202 | EHT (O&M) Division, Jayanagar | S229 | 132/33 kV TL S/S S/D Tentulikhunti | 3000000145 | 2C X 2.5SQMM CONTROL UNARMOURED CABLE | CBLE.CTRL.UAR.D002 | ZSPR_ACT | ZSPR | KM | 1.025 | 78.07 | INR
4000 | Sourthern Zone, Berhampur | 4200 | EHT (O&M) Circle, Jeypore | 4202 | EHT (O&M) Division, Jayanagar | S22B | 132/33 kV S/S S/D Umarkote | 3000000148 | 5C X 2.5SQMM CONTROL UNARMOURED CABLE | CBLE.CTRL.UAR.D005 | ZSPR_ACT | ZSPR | KM | 0.095 | 7125 | INR
4000 | Sourthern Zone, Berhampur | 4200 | EHT (O&M) Circle, Jeypore | 4202 | EHT (O&M) Division, Jayanagar | S225 | 132/33 KV S/S S/D Pottangi | 3000000149 | 7C X 2.5SQMM CONTROL UNARMOURED CABLE | CBLE.CTRL.UAR.D007 | ZSPR_ACT | ZSPR | KM | 0.012 | 1940.89 | INR
4000 | Sourthern Zone, Berhampur | 4200 | EHT (O&M) Circle, Jeypore | 4202 | EHT (O&M) Division, Jayanagar | S22C | 132/33 kV S/S S/D Podagada | 3000000149 | 7C X 2.5SQMM CONTROL UNARMOURED CABLE | CBLE.CTRL.UAR.D007 | ZSPR_ACT | ZSPR | KM | 0.062 | 10027.92 | INR
4000 | Sourthern Zone, Berhampur | 4200 | EHT (O&M) Circle, Jeypore | 4202 | EHT (O&M) Division, Jayanagar | S22B | 132/33 kV S/S S/D Umarkote | 3000000151 | 2.5 SQMM MSTRAND 10C AR CCABLE | CBLE.CTRL.UAR.D010 | ZSPR_ACT | ZSPR | KM | 0.5 | 111535 | INR
4000 | Sourthern Zone, Berhampur | 4200 | EHT (O&M) Circle, Jeypore | 4202 | EHT (O&M) Division, Jayanagar | S22B | 132/33 kV S/S S/D Umarkote | 3000000152 | 16CX2.5SQMM CONTROL UNARMOURED CABLE | CBLE.CTRL.UAR.D016 | ZSPR_ACT | ZSPR | KM | 0.25 | 74924.66 | INR
4000 | Sourthern Zone, Berhampur | 4200 | EHT (O&M) Circle, Jeypore | 4202 | EHT (O&M) Division, Jayanagar | S22C | 132/33 kV S/S S/D Podagada | 3000000152 | 16CX2.5SQMM CONTROL UNARMOURED CABLE | CBLE.CTRL.UAR.D016 | ZSPR_ACT | ZSPR | KM | 0.317 | 95004.47 | INR
4000 | Sourthern Zone, Berhampur | 4200 | EHT (O&M) Circle, Jeypore | 4202 | EHT (O&M) Division, Jayanagar | S222 | 220/132/33 kV T/L S/S S/D Jayanagar | 3000000153 | 19CX2.5SQMM CONTROL UR CABLE | CBLE.CTRL.UAR.D019 | ZSPR_ACT | ZSPR | KM | 1.308 | 277746.67 | INR
4000 | Sourthern Zone, Berhampur | 4200 | EHT (O&M) Circle, Jeypore | 4202 | EHT (O&M) Division, Jayanagar | S229 | 132/33 kV TL S/S S/D Tentulikhunti | 3000000153 | 19CX2.5SQMM CONTROL UR CABLE | CBLE.CTRL.UAR.D019 | ZSPR_ACT | ZSPR | KM | 1.025 | 217653.16 | INR
4000 | Sourthern Zone, Berhampur | 4200 | EHT (O&M) Circle, Jeypore | 4202 | EHT (O&M) Division, Jayanagar | S225 | 132/33 KV S/S S/D Pottangi | 3000000153 | 19CX2.5SQMM CONTROL UR CABLE | CBLE.CTRL.UAR.D019 | ZSPR_ACT | ZSPR | KM | 0.166 | 35249.2 | INR
4000 | Sourthern Zone, Berhampur | 4200 | EHT (O&M) Circle, Jeypore | 4202 | EHT (O&M) Division, Jayanagar | S22C | 132/33 kV S/S S/D Podagada | 3000000153 | 19CX2.5SQMM CONTROL UR CABLE | CBLE.CTRL.UAR.D019 | ZSPR_ACT | ZSPR | KM | 0.11 | 23357.9 | INR
4000 | Sourthern Zone, Berhampur | 4200 | EHT (O&M) Circle, Jeypore | 4202 | EHT (O&M) Division, Jayanagar | S22B | 132/33 kV S/S S/D Umarkote | 3000000153 | 19CX2.5SQMM CONTROL UR CABLE | CBLE.CTRL.UAR.D019 | ZSPR_ACT | ZSPR | KM | 0.383 | 81327.96 | INR
4000 | Sourthern Zone, Berhampur | 4200 | EHT (O&M) Circle, Jeypore | 4202 | EHT (O&M) Division, Jayanagar | S222 | 220/132/33 kV T/L S/S S/D Jayanagar | 3000000157 | 4 SQMM 2C CONTROL CABLE | CBLE.CTRL.UAR.F002 | ZSPR_ACT | ZSPR | KM | 0.4 | 40800 | INR
4000 | Sourthern Zone, Berhampur | 4200 | EHT (O&M) Circle, Jeypore | 4202 | EHT (O&M) Division, Jayanagar | S225 | 132/33 KV S/S S/D Pottangi | 3000000186 | 1Cx120SQMM AL POWER CABLE | CBLE.PWR.AL.AR.A008 | ZSPR_ACT | ZSPR | KM | 0.05 | 7516.68 | INR
4000 | Sourthern Zone, Berhampur | 4200 | EHT (O&M) Circle, Jeypore | 4202 | EHT (O&M) Division, Jayanagar | S22C | 132/33 kV S/S S/D Podagada | 3000000186 | 1Cx120SQMM AL POWER CABLE | CBLE.PWR.AL.AR.A008 | ZSPR_ACT | ZSPR | KM | 0.05 | 7516.69 | INR
4000 | Sourthern Zone, Berhampur | 4200 | EHT (O&M) Circle, Jeypore | 4202 | EHT (O&M) Division, Jayanagar | S22B | 132/33 kV S/S S/D Umarkote | 3000000186 | 1Cx120SQMM AL POWER CABLE | CBLE.PWR.AL.AR.A008 | ZSPR_ACT | ZSPR | KM | 0.025 | 3758.34 | INR
4000 | Sourthern Zone, Berhampur | 4200 | EHT (O&M) Circle, Jeypore | 4202 | EHT (O&M) Division, Jayanagar | S22C | 132/33 kV S/S S/D Podagada | 3000000189 | 2Cx10SQMM AL POWER CABLE | CBLE.PWR.AL.AR.A013 | ZSPR_ACT | ZSPR | KM | 0.41 | 12646.88 | INR
4000 | Sourthern Zone, Berhampur | 4200 | EHT (O&M) Circle, Jeypore | 4202 | EHT (O&M) Division, Jayanagar | S225 | 132/33 KV S/S S/D Pottangi | 3000000189 | 2Cx10SQMM AL POWER CABLE | CBLE.PWR.AL.AR.A013 | ZSPR_ACT | ZSPR | KM | 0.125 | 3855.75 | INR
4000 | Sourthern Zone, Berhampur | 4200 | EHT (O&M) Circle, Jeypore | 4202 | EHT (O&M) Division, Jayanagar | S22B | 132/33 kV S/S S/D Umarkote | 3000000190 | 2Cx16SQMM AL POWER CABLE | CBLE.PWR.AL.AR.B017 | ZSPR_ACT | ZSPR | KM | 0.249 | 6972 | INR
4000 | Sourthern Zone, Berhampur | 4200 | EHT (O&M) Circle, Jeypore | 4202 | EHT (O&M) Division, Jayanagar | S22B | 132/33 kV S/S S/D Umarkote | 3000000193 | 3.5Cx35 Sqmm AL PWR cable | CBLE.PWR.AL.AR.D004 | ZSPR_ACT | ZSPR | KM | 0.065 | 8406.45 | INR
4000 | Sourthern Zone, Berhampur | 4200 | EHT (O&M) Circle, Jeypore | 4202 | EHT (O&M) Division, Jayanagar | S22C | 132/33 kV S/S S/D Podagada | 3000000195 | 3.5Cx70 Sqmm AL PWR cable | CBLE.PWR.AL.AR.D006 | ZSPR_ACT | ZSPR | KM | 0.05 | 7211.86 | INR
4000 | Sourthern Zone, Berhampur | 4200 | EHT (O&M) Circle, Jeypore | 4202 | EHT (O&M) Division, Jayanagar | S22B | 132/33 kV S/S S/D Umarkote | 3000000195 | 3.5Cx70 Sqmm AL PWR cable | CBLE.PWR.AL.AR.D006 | ZSPR_ACT | ZSPR | KM | 0.047 | 6779.15 | INR
4000 | Sourthern Zone, Berhampur | 4200 | EHT (O&M) Circle, Jeypore | 4202 | EHT (O&M) Division, Jayanagar | S225 | 132/33 KV S/S S/D Pottangi | 3000000195 | 3.5Cx70 Sqmm AL PWR cable | CBLE.PWR.AL.AR.D006 | ZSPR_ACT | ZSPR | KM | 0.05 | 7211.86 | INR
4000 | Sourthern Zone, Berhampur | 4200 | EHT (O&M) Circle, Jeypore | 4202 | EHT (O&M) Division, Jayanagar | S226 | 132/33 kV T/L S/S S/D Sunabeda | 3000000196 | 3.5Cx95 Sqmm AL PWR cable | CBLE.PWR.AL.AR.D007 | ZSPR_ACT | ZSPR | KM | 0.75 | 206.51 | INR
4000 | Sourthern Zone, Berhampur | 4200 | EHT (O&M) Circle, Jeypore | 4202 | EHT (O&M) Division, Jayanagar | S22B | 132/33 kV S/S S/D Umarkote | 3000000197 | 3.5Cx120 Sqmm AL PWR cable | CBLE.PWR.AL.AR.D008 | ZSPR_ACT | ZSPR | KM | 0.075 | 21925.74 | INR
4000 | Sourthern Zone, Berhampur | 4200 | EHT (O&M) Circle, Jeypore | 4202 | EHT (O&M) Division, Jayanagar | S22C | 132/33 kV S/S S/D Podagada | 3000000197 | 3.5Cx120 Sqmm AL PWR cable | CBLE.PWR.AL.AR.D008 | ZSPR_ACT | ZSPR | KM | 0.1 | 29234.33 | INR
4000 | Sourthern Zone, Berhampur | 4200 | EHT (O&M) Circle, Jeypore | 4202 | EHT (O&M) Division, Jayanagar | S225 | 132/33 KV S/S S/D Pottangi | 3000000197 | 3.5Cx120 Sqmm AL PWR cable | CBLE.PWR.AL.AR.D008 | ZSPR_ACT | ZSPR | KM | 0.028 | 8185.61 | INR
4000 | Sourthern Zone, Berhampur | 4200 | EHT (O&M) Circle, Jeypore | 4202 | EHT (O&M) Division, Jayanagar | S22B | 132/33 kV S/S S/D Umarkote | 3000000198 | 3.5Cx185 Sqmm AL PWR cable | CBLE.PWR.AL.AR.D010 | ZSPR_ACT | ZSPR | KM | 0.1 | 48426.98 | INR
4000 | Sourthern Zone, Berhampur | 4200 | EHT (O&M) Circle, Jeypore | 4202 | EHT (O&M) Division, Jayanagar | S22C | 132/33 kV S/S S/D Podagada | 3000000198 | 3.5Cx185 Sqmm AL PWR cable | CBLE.PWR.AL.AR.D010 | ZSPR_ACT | ZSPR | KM | 0.05 | 24213.49 | INR
4000 | Sourthern Zone, Berhampur | 4200 | EHT (O&M) Circle, Jeypore | 4202 | EHT (O&M) Division, Jayanagar | S225 | 132/33 KV S/S S/D Pottangi | 3000000198 | 3.5Cx185 Sqmm AL PWR cable | CBLE.PWR.AL.AR.D010 | ZSPR_ACT | ZSPR | KM | 0.028 | 13559.56 | INR
4000 | Sourthern Zone, Berhampur | 4200 | EHT (O&M) Circle, Jeypore | 4202 | EHT (O&M) Division, Jayanagar | S22C | 132/33 kV S/S S/D Podagada | 3000000199 | 3.5Cx300 Sqmm AL PWR cable | CBLE.PWR.AL.AR.D011 | ZSPR_ACT | ZSPR | KM | 0.473 | 324944.94 | INR
4000 | Sourthern Zone, Berhampur | 4200 | EHT (O&M) Circle, Jeypore | 4202 | EHT (O&M) Division, Jayanagar | S22B | 132/33 kV S/S S/D Umarkote | 3000000199 | 3.5Cx300 Sqmm AL PWR cable | CBLE.PWR.AL.AR.D011 | ZSPR_ACT | ZSPR | KM | 0.14 | 96178.21 | INR
4000 | Sourthern Zone, Berhampur | 4200 | EHT (O&M) Circle, Jeypore | 4202 | EHT (O&M) Division, Jayanagar | S225 | 132/33 KV S/S S/D Pottangi | 3000000199 | 3.5Cx300 Sqmm AL PWR cable | CBLE.PWR.AL.AR.D011 | ZSPR_ACT | ZSPR | KM | 0.053 | 36410.32 | INR
4000 | Sourthern Zone, Berhampur | 4200 | EHT (O&M) Circle, Jeypore | 4202 | EHT (O&M) Division, Jayanagar | S22B | 132/33 kV S/S S/D Umarkote | 3000000200 | 4Cx16 Sqmm AL PWR cable | CBLE.PWR.AL.AR.E002 | ZSPR_ACT | ZSPR | KM | 1.099 | 76837.48 | INR
4000 | Sourthern Zone, Berhampur | 4200 | EHT (O&M) Circle, Jeypore | 4202 | EHT (O&M) Division, Jayanagar | S225 | 132/33 KV S/S S/D Pottangi | 3000000200 | 4Cx16 Sqmm AL PWR cable | CBLE.PWR.AL.AR.E002 | ZSPR_ACT | ZSPR | KM | 0.25 | 17478.95 | INR
4000 | Sourthern Zone, Berhampur | 4200 | EHT (O&M) Circle, Jeypore | 4202 | EHT (O&M) Division, Jayanagar | S22B | 132/33 kV S/S S/D Umarkote | 3000000208 | 4Cx6 Sqmm AL POWER CABLE | CBLE.PWR.AL.AR.E018 | ZSPR_ACT | ZSPR | KM | 0.026 | 1046.74 | INR
4000 | Sourthern Zone, Berhampur | 4200 | EHT (O&M) Circle, Jeypore | 4202 | EHT (O&M) Division, Jayanagar | S225 | 132/33 KV S/S S/D Pottangi | 3000000208 | 4Cx6 Sqmm AL POWER CABLE | CBLE.PWR.AL.AR.E018 | ZSPR_ACT | ZSPR | KM | 0.24 | 9662.25 | INR
4000 | Sourthern Zone, Berhampur | 4200 | EHT (O&M) Circle, Jeypore | 4202 | EHT (O&M) Division, Jayanagar | S22C | 132/33 kV S/S S/D Podagada | 3000000208 | 4Cx6 Sqmm AL POWER CABLE | CBLE.PWR.AL.AR.E018 | ZSPR_ACT | ZSPR | KM | 0.346 | 13929.75 | INR
4000 | Sourthern Zone, Berhampur | 4200 | EHT (O&M) Circle, Jeypore | 4202 | EHT (O&M) Division, Jayanagar | S22B | 132/33 kV S/S S/D Umarkote | 3000000245 | 0.5 SQ.MM 4PTELEPHONE CABLE CU JF | CBLE.TEL.ARJ.A004 | ZSPR_ACT | ZSPR | KM | 0.001 | 23100 | INR
4000 | Sourthern Zone, Berhampur | 4200 | EHT (O&M) Circle, Jeypore | 4202 | EHT (O&M) Division, Jayanagar | S229 | 132/33 kV TL S/S S/D Tentulikhunti | 3000000248 | 200/150/100X75X2500M CABLE TRAY | CBLE.TRAY.A001 | ZSPR_ACT | ZSPR | NOS | 3 | 11700 | INR
4000 | Sourthern Zone, Berhampur | 4200 | EHT (O&M) Circle, Jeypore | 4202 | EHT (O&M) Division, Jayanagar | S22B | 132/33 kV S/S S/D Umarkote | 3000000249 | 300X75X2500M CABLE TRAY | CBLE.TRAY.A002 | ZSPR_ACT | ZSPR | NOS | 7 | 27300 | INR
4000 | Sourthern Zone, Berhampur | 4200 | EHT (O&M) Circle, Jeypore | 4202 | EHT (O&M) Division, Jayanagar | S22B | 132/33 kV S/S S/D Umarkote | 3000000250 | 450x75x2500MM size CABLE TRAY | CBLE.TRAY.A003 | ZSPR_ACT | ZSPR | NOS | 14 | 54600 | INR
4000 | Sourthern Zone, Berhampur | 4200 | EHT (O&M) Circle, Jeypore | 4202 | EHT (O&M) Division, Jayanagar | S226 | 132/33 kV T/L S/S S/D Sunabeda | 3000000253 | G.I Cable Trays(size: 450x75x2500mm) | CBLE.TRAY.A008 | ZSPR_ACT | ZSPR | M | 40 | 188000 | INR
4000 | Sourthern Zone, Berhampur | 4200 | EHT (O&M) Circle, Jeypore | 4202 | EHT (O&M) Division, Jayanagar | S226 | 132/33 kV T/L S/S S/D Sunabeda | 3000000261 | DIFFERENT TYPES OF ASSORTED CLAMPS | CLMP.ASRT.A001 | ZSPR_ACT | ZSPR | NOS | 19 | 12920 | INR
4000 | Sourthern Zone, Berhampur | 4200 | EHT (O&M) Circle, Jeypore | 4202 | EHT (O&M) Division, Jayanagar | S225 | 132/33 KV S/S S/D Pottangi | 3000000265 | CTStud connector 40 mm stud 2way Zebra | CLMP.ASRT.A002 | ZSPR_ACT | ZSPR | NOS | 2 | 4700 | INR
4000 | Sourthern Zone, Berhampur | 4200 | EHT (O&M) Circle, Jeypore | 4202 | EHT (O&M) Division, Jayanagar | S22B | 132/33 kV S/S S/D Umarkote | 3000000267 | BIMETALLIC CTSTUD CLAMP 40MM | CLMP.ASRT.A005 | ZSPR_ACT | ZSPR | NOS | 18 | 35222 | INR
4000 | Sourthern Zone, Berhampur | 4200 | EHT (O&M) Circle, Jeypore | 4202 | EHT (O&M) Division, Jayanagar | S225 | 132/33 KV S/S S/D Pottangi | 3000000267 | BIMETALLIC CTSTUD CLAMP 40MM | CLMP.ASRT.A005 | ZSPR_ACT | ZSPR | NOS | 3 | 5870.33 | INR
4000 | Sourthern Zone, Berhampur | 4200 | EHT (O&M) Circle, Jeypore | 4202 | EHT (O&M) Division, Jayanagar | S222 | 220/132/33 kV T/L S/S S/D Jayanagar | 3000000267 | BIMETALLIC CTSTUD CLAMP 40MM | CLMP.ASRT.A005 | ZSPR_ACT | ZSPR | NOS | 24 | 46962.67 | INR
4000 | Sourthern Zone, Berhampur | 4200 | EHT (O&M) Circle, Jeypore | 4202 | EHT (O&M) Division, Jayanagar | S222 | 220/132/33 kV T/L S/S S/D Jayanagar | 3000000268 | BIMETALLIC CTSTUD CLAMP 25MM | CLMP.ASRT.A006 | ZSPR_ACT | ZSPR | NOS | 10 | 19028.46 | INR
4000 | Sourthern Zone, Berhampur | 4200 | EHT (O&M) Circle, Jeypore | 4202 | EHT (O&M) Division, Jayanagar | S229 | 132/33 kV TL S/S S/D Tentulikhunti | 3000000268 | BIMETALLIC CTSTUD CLAMP 25MM | CLMP.ASRT.A006 | ZSPR_ACT | ZSPR | NOS | 8 | 15222.77 | INR
4000 | Sourthern Zone, Berhampur | 4200 | EHT (O&M) Circle, Jeypore | 4202 | EHT (O&M) Division, Jayanagar | S226 | 132/33 kV T/L S/S S/D Sunabeda | 3000000275 | 33 KV Tfr BUSHING CLAMP | CLMP.BUSH.A001 | ZSPR_ACT | ZSPR | NOS | 9 | 9000 | INR
4000 | Sourthern Zone, Berhampur | 4200 | EHT (O&M) Circle, Jeypore | 4202 | EHT (O&M) Division, Jayanagar | S226 | 132/33 kV T/L S/S S/D Sunabeda | 3000000276 | 132 KV Tfr BUSHING CLAMP | CLMP.BUSH.A002 | ZSPR_ACT | ZSPR | NOS | 6 | 6000 | INR
4000 | Sourthern Zone, Berhampur | 4200 | EHT (O&M) Circle, Jeypore | 4202 | EHT (O&M) Division, Jayanagar | S225 | 132/33 KV S/S S/D Pottangi | 3000000281 | CLAMP CONNECTORS | CLMP.CNT.CT.A001 | ZSPR_ACT | ZSPR | NOS | 1 | 1 | INR
4000 | Sourthern Zone, Berhampur | 4200 | EHT (O&M) Circle, Jeypore | 4202 | EHT (O&M) Division, Jayanagar | S222 | 220/132/33 kV T/L S/S S/D Jayanagar | 3000000284 | 6bolt Bimetallic CTstud clamp-zebra | CLMP.CT.AL.A016 | ZSPR_ACT | ZSPR | NOS | 4 | 4308.74 | INR
4000 | Sourthern Zone, Berhampur | 4200 | EHT (O&M) Circle, Jeypore | 4202 | EHT (O&M) Division, Jayanagar | S225 | 132/33 KV S/S S/D Pottangi | 3000000284 | 6bolt Bimetallic CTstud clamp-zebra | CLMP.CT.AL.A016 | ZSPR_ACT | ZSPR | NOS | 3 | 3231.56 | INR
4000 | Sourthern Zone, Berhampur | 4200 | EHT (O&M) Circle, Jeypore | 4202 | EHT (O&M) Division, Jayanagar | S22A | 132/33 kV S/S S/D Dabugaon | 3000000293 | 33KV Isolator Pad Clamp for Zebra | CLMP.ISO.AL.A004 | ZSPR_ACT | ZSPR | NOS | 0 | 0 | INR
4000 | Sourthern Zone, Berhampur | 4200 | EHT (O&M) Circle, Jeypore | 4202 | EHT (O&M) Division, Jayanagar | S225 | 132/33 KV S/S S/D Pottangi | 3000000300 | 132KV Isolator pad calmp for Moose | CLMP.ISO.AL.A017 | ZSPR_ACT | ZSPR | NOS | 2 | 2300 | INR
4000 | Sourthern Zone, Berhampur | 4200 | EHT (O&M) Circle, Jeypore | 4202 | EHT (O&M) Division, Jayanagar | S225 | 132/33 KV S/S S/D Pottangi | 3000000313 | 132KV LA calmp for Moose | CLMP.LPAD.AL.A005 | ZSPR_ACT | ZSPR | NOS | 2 | 2100 | INR
4000 | Sourthern Zone, Berhampur | 4200 | EHT (O&M) Circle, Jeypore | 4202 | EHT (O&M) Division, Jayanagar | S224 | 132 kV Line S/D Jayanagar | 3000000318 | 220kV CB PAD CLAMP FOR TWIN ACSR MOOSE | CLMP.PAD.AL.A001 | ZSPR_ACT | ZSPR | NOS | 1 | 652.29 | INR
4000 | Sourthern Zone, Berhampur | 4200 | EHT (O&M) Circle, Jeypore | 4202 | EHT (O&M) Division, Jayanagar | S22A | 132/33 kV S/S S/D Dabugaon | 3000000319 | 33kV CB PAD CLAMP AL FOR ZEBRA | CLMP.PAD.AL.A002 | ZSPR_ACT | ZSPR | NOS | 9 | 4547.81 | INR
4000 | Sourthern Zone, Berhampur | 4200 | EHT (O&M) Circle, Jeypore | 4202 | EHT (O&M) Division, Jayanagar | S226 | 132/33 kV T/L S/S S/D Sunabeda | 3000000319 | 33kV CB PAD CLAMP AL FOR ZEBRA | CLMP.PAD.AL.A002 | ZSPR_ACT | ZSPR | NOS | 23 | 11622.19 | INR
4000 | Sourthern Zone, Berhampur | 4200 | EHT (O&M) Circle, Jeypore | 4202 | EHT (O&M) Division, Jayanagar | S22C | 132/33 kV S/S S/D Podagada | 3000000320 | PAD CLAMP AL FOR MOOSE | CLMP.PAD.AL.A003 | ZSPR_ACT | ZSPR | NOS | 27 | 6369.3 | INR
4000 | Sourthern Zone, Berhampur | 4200 | EHT (O&M) Circle, Jeypore | 4202 | EHT (O&M) Division, Jayanagar | S225 | 132/33 KV S/S S/D Pottangi | 3000000320 | PAD CLAMP AL FOR MOOSE | CLMP.PAD.AL.A003 | ZSPR_ACT | ZSPR | NOS | 3 | 707.7 | INR
4000 | Sourthern Zone, Berhampur | 4200 | EHT (O&M) Circle, Jeypore | 4202 | EHT (O&M) Division, Jayanagar | S222 | 220/132/33 kV T/L S/S S/D Jayanagar | 3000000326 | PAD CLAMP ALLUMINIUM FOR PANTHER | CLMP.PAD.AL.B001 | ZSPR_ACT | ZSPR | NOS | 7 | 4566.03 | INR
4000 | Sourthern Zone, Berhampur | 4200 | EHT (O&M) Circle, Jeypore | 4202 | EHT (O&M) Division, Jayanagar | S229 | 132/33 kV TL S/S S/D Tentulikhunti | 3000000326 | PAD CLAMP ALLUMINIUM FOR PANTHER | CLMP.PAD.AL.B001 | ZSPR_ACT | ZSPR | NOS | 7 | 4566.03 | INR
4000 | Sourthern Zone, Berhampur | 4200 | EHT (O&M) Circle, Jeypore | 4202 | EHT (O&M) Division, Jayanagar | S229 | 132/33 kV TL S/S S/D Tentulikhunti | 3000000327 | 4 BOLTED PAD CLAMP ALLUMINIUM FOR ZEBRA | CLMP.PAD.AL.B003 | ZSPR_ACT | ZSPR | NOS | 8 | 4640 | INR
4000 | Sourthern Zone, Berhampur | 4200 | EHT (O&M) Circle, Jeypore | 4202 | EHT (O&M) Division, Jayanagar | S22B | 132/33 kV S/S S/D Umarkote | 3000000329 | 132kV CB PAD CLAMP AL FOR MOOSE | CLMP.PAD.AL.B006 | ZSPR_ACT | ZSPR | NOS | 25 | 31250 | INR
4000 | Sourthern Zone, Berhampur | 4200 | EHT (O&M) Circle, Jeypore | 4202 | EHT (O&M) Division, Jayanagar | S222 | 220/132/33 kV T/L S/S S/D Jayanagar | 3000000334 | Bimetallic Isolator Pad clamp-zebra | CLMP.PAD.BI.A008 | ZSPR_ACT | ZSPR | NOS | 8 | 5680 | INR
4000 | Sourthern Zone, Berhampur | 4200 | EHT (O&M) Circle, Jeypore | 4202 | EHT (O&M) Division, Jayanagar | S22B | 132/33 kV S/S S/D Umarkote | 3000000341 | PI CLAMP FOR TWIN ACSR MOOSE | CLMP.PAD.BI.A017 | ZSPR_ACT | ZSPR | NOS | 2 | 7866 | INR
4000 | Sourthern Zone, Berhampur | 4200 | EHT (O&M) Circle, Jeypore | 4202 | EHT (O&M) Division, Jayanagar | S224 | 132 kV Line S/D Jayanagar | 3000000342 | 1 BOLTED PG CLAMP FOR PANTHER - PANTHER | CLMP.PG.A001 | ZSPR_ACT | ZSPR | NOS | 11 | 1650 | INR
4000 | Sourthern Zone, Berhampur | 4200 | EHT (O&M) Circle, Jeypore | 4202 | EHT (O&M) Division, Jayanagar | SL29 | 132/33 kV TL S/S S/D Tentulikhunti_Line | 3000000342 | 1 BOLTED PG CLAMP FOR PANTHER - PANTHER | CLMP.PG.A001 | ZSPR_ACT | ZSPR | NOS | 15 | 2250 | INR
4000 | Sourthern Zone, Berhampur | 4200 | EHT (O&M) Circle, Jeypore | 4202 | EHT (O&M) Division, Jayanagar | S224 | 132 kV Line S/D Jayanagar | 3000000347 | 2 BOLTED PG CLAMP FOR PANTHER -PANTHER | CLMP.PG.B001 | ZSPR_ACT | ZSPR | NOS | 10 | 706.67 | INR
4000 | Sourthern Zone, Berhampur | 4200 | EHT (O&M) Circle, Jeypore | 4202 | EHT (O&M) Division, Jayanagar | SL29 | 132/33 kV TL S/S S/D Tentulikhunti_Line | 3000000347 | 2 BOLTED PG CLAMP FOR PANTHER -PANTHER | CLMP.PG.B001 | ZSPR_ACT | ZSPR | NOS | 5 | 353.33 | INR
4000 | Sourthern Zone, Berhampur | 4200 | EHT (O&M) Circle, Jeypore | 4202 | EHT (O&M) Division, Jayanagar | S222 | 220/132/33 kV T/L S/S S/D Jayanagar | 3000000348 | 2 BOLTED PG CLAMP FOR ZEBRA - ZEBRA | CLMP.PG.B002 | ZSPR_ACT | ZSPR | NOS | 16 | 5952 | INR
4000 | Sourthern Zone, Berhampur | 4200 | EHT (O&M) Circle, Jeypore | 4202 | EHT (O&M) Division, Jayanagar | S22B | 132/33 kV S/S S/D Umarkote | 3000000350 | 2 BOLTED PG CLAMP FOR MOOSE - MOOSE | CLMP.PG.B004 | ZSPR_ACT | ZSPR | NOS | 15 | 33000 | INR
4000 | Sourthern Zone, Berhampur | 4200 | EHT (O&M) Circle, Jeypore | 4202 | EHT (O&M) Division, Jayanagar | S226 | 132/33 kV T/L S/S S/D Sunabeda | 3000000355 | 3 BOLTED PG CLAMP FOR PANTHER -PANTHER | CLMP.PG.C001 | ZSPR_ACT | ZSPR | NOS | 23 | 5155.43 | INR
4000 | Sourthern Zone, Berhampur | 4200 | EHT (O&M) Circle, Jeypore | 4202 | EHT (O&M) Division, Jayanagar | S227 | 132/33 KV S/S S/D Borigumai | 3000000355 | 3 BOLTED PG CLAMP FOR PANTHER -PANTHER | CLMP.PG.C001 | ZSPR_ACT | ZSPR | NOS | 4 | 896.6 | INR
4000 | Sourthern Zone, Berhampur | 4200 | EHT (O&M) Circle, Jeypore | 4202 | EHT (O&M) Division, Jayanagar | S222 | 220/132/33 kV T/L S/S S/D Jayanagar | 3000000355 | 3 BOLTED PG CLAMP FOR PANTHER -PANTHER | CLMP.PG.C001 | ZSPR_ACT | ZSPR | NOS | 9 | 2017.34 | INR
4000 | Sourthern Zone, Berhampur | 4200 | EHT (O&M) Circle, Jeypore | 4202 | EHT (O&M) Division, Jayanagar | S224 | 132 kV Line S/D Jayanagar | 3000000355 | 3 BOLTED PG CLAMP FOR PANTHER -PANTHER | CLMP.PG.C001 | ZSPR_ACT | ZSPR | NOS | 151 | 33846.5 | INR
4000 | Sourthern Zone, Berhampur | 4200 | EHT (O&M) Circle, Jeypore | 4202 | EHT (O&M) Division, Jayanagar | S22C | 132/33 kV S/S S/D Podagada | 3000000355 | 3 BOLTED PG CLAMP FOR PANTHER -PANTHER | CLMP.PG.C001 | ZSPR_ACT | ZSPR | NOS | 2 | 448.3 | INR
4000 | Sourthern Zone, Berhampur | 4200 | EHT (O&M) Circle, Jeypore | 4202 | EHT (O&M) Division, Jayanagar | S22A | 132/33 kV S/S S/D Dabugaon | 3000000355 | 3 BOLTED PG CLAMP FOR PANTHER -PANTHER | CLMP.PG.C001 | ZSPR_ACT | ZSPR | NOS | 432 | 96832.34 | INR
4000 | Sourthern Zone, Berhampur | 4200 | EHT (O&M) Circle, Jeypore | 4202 | EHT (O&M) Division, Jayanagar | S229 | 132/33 kV TL S/S S/D Tentulikhunti | 3000000355 | 3 BOLTED PG CLAMP FOR PANTHER -PANTHER | CLMP.PG.C001 | ZSPR_ACT | ZSPR | NOS | 42 | 9414.26 | INR
4000 | Sourthern Zone, Berhampur | 4200 | EHT (O&M) Circle, Jeypore | 4202 | EHT (O&M) Division, Jayanagar | S229 | 132/33 kV TL S/S S/D Tentulikhunti | 3000000356 | 3 BOLTED PG CLAMP FOR ZEBRA - ZEBRA | CLMP.PG.C002 | ZSPR_ACT | ZSPR | NOS | 20 | 13691.98 | INR
4000 | Sourthern Zone, Berhampur | 4200 | EHT (O&M) Circle, Jeypore | 4202 | EHT (O&M) Division, Jayanagar | S226 | 132/33 kV T/L S/S S/D Sunabeda | 3000000356 | 3 BOLTED PG CLAMP FOR ZEBRA - ZEBRA | CLMP.PG.C002 | ZSPR_ACT | ZSPR | NOS | 66 | 45183.55 | INR
4000 | Sourthern Zone, Berhampur | 4200 | EHT (O&M) Circle, Jeypore | 4202 | EHT (O&M) Division, Jayanagar | S22A | 132/33 kV S/S S/D Dabugaon | 3000000356 | 3 BOLTED PG CLAMP FOR ZEBRA - ZEBRA | CLMP.PG.C002 | ZSPR_ACT | ZSPR | NOS | 6 | 4107.59 | INR
4000 | Sourthern Zone, Berhampur | 4200 | EHT (O&M) Circle, Jeypore | 4202 | EHT (O&M) Division, Jayanagar | S222 | 220/132/33 kV T/L S/S S/D Jayanagar | 3000000356 | 3 BOLTED PG CLAMP FOR ZEBRA - ZEBRA | CLMP.PG.C002 | ZSPR_ACT | ZSPR | NOS | 2 | 1369.2 | INR
4000 | Sourthern Zone, Berhampur | 4200 | EHT (O&M) Circle, Jeypore | 4202 | EHT (O&M) Division, Jayanagar | S22C | 132/33 kV S/S S/D Podagada | 3000000356 | 3 BOLTED PG CLAMP FOR ZEBRA - ZEBRA | CLMP.PG.C002 | ZSPR_ACT | ZSPR | NOS | 1 | 684.6 | INR
4000 | Sourthern Zone, Berhampur | 4200 | EHT (O&M) Circle, Jeypore | 4202 | EHT (O&M) Division, Jayanagar | S229 | 132/33 kV TL S/S S/D Tentulikhunti | 3000000357 | 3 BOLTED PG CLAMP FOR ZEBRA - PANTHER | CLMP.PG.C003 | ZSPR_ACT | ZSPR | NOS | 7 | 0.07 | INR
4000 | Sourthern Zone, Berhampur | 4200 | EHT (O&M) Circle, Jeypore | 4202 | EHT (O&M) Division, Jayanagar | S222 | 220/132/33 kV T/L S/S S/D Jayanagar | 3000000364 | 4 BOLTED PG CLAMP FOR ZEBRA - ZEBRA | CLMP.PG.D002 | ZSPR_ACT | ZSPR | NOS | 2 | 1503.22 | INR
4000 | Sourthern Zone, Berhampur | 4200 | EHT (O&M) Circle, Jeypore | 4202 | EHT (O&M) Division, Jayanagar | S223 | 220 kV Line S/D Jayanagar | 3000000364 | 4 BOLTED PG CLAMP FOR ZEBRA - ZEBRA | CLMP.PG.D002 | ZSPR_ACT | ZSPR | NOS | 29 | 21796.69 | INR
4000 | Sourthern Zone, Berhampur | 4200 | EHT (O&M) Circle, Jeypore | 4202 | EHT (O&M) Division, Jayanagar | S22A | 132/33 kV S/S S/D Dabugaon | 3000000378 | 4 BOLTED PI CLAMP AL FOR TWIN ZEBRA | CLMP.PI.AL.D003 | ZSPR_ACT | ZSPR | NOS | 2 | 180 | INR
4000 | Sourthern Zone, Berhampur | 4200 | EHT (O&M) Circle, Jeypore | 4202 | EHT (O&M) Division, Jayanagar | S222 | 220/132/33 kV T/L S/S S/D Jayanagar | 3000000386 | STRAIGHT THROUGH CLAMP ZEBRA BIMETALLIC | CLMP.ST.THRU.AL.A001 | ZSPR_ACT | ZSPR | NOS | 4 | 2845.8 | INR
4000 | Sourthern Zone, Berhampur | 4200 | EHT (O&M) Circle, Jeypore | 4202 | EHT (O&M) Division, Jayanagar | S225 | 132/33 KV S/S S/D Pottangi | 3000000388 | T Clamp for Panther run-Panther Drop | CLMP.T.AL.A001 | ZSPR_ACT | ZSPR | NOS | 7 | 6768.83 | INR
4000 | Sourthern Zone, Berhampur | 4200 | EHT (O&M) Circle, Jeypore | 4202 | EHT (O&M) Division, Jayanagar | S224 | 132 kV Line S/D Jayanagar | 3000000388 | T Clamp for Panther run-Panther Drop | CLMP.T.AL.A001 | ZSPR_ACT | ZSPR | NOS | 4 | 3867.9 | INR
4000 | Sourthern Zone, Berhampur | 4200 | EHT (O&M) Circle, Jeypore | 4202 | EHT (O&M) Division, Jayanagar | S22C | 132/33 kV S/S S/D Podagada | 3000000388 | T Clamp for Panther run-Panther Drop | CLMP.T.AL.A001 | ZSPR_ACT | ZSPR | NOS | 2 | 1933.95 | INR
4000 | Sourthern Zone, Berhampur | 4200 | EHT (O&M) Circle, Jeypore | 4202 | EHT (O&M) Division, Jayanagar | S222 | 220/132/33 kV T/L S/S S/D Jayanagar | 3000000388 | T Clamp for Panther run-Panther Drop | CLMP.T.AL.A001 | ZSPR_ACT | ZSPR | NOS | 4 | 3867.9 | INR
4000 | Sourthern Zone, Berhampur | 4200 | EHT (O&M) Circle, Jeypore | 4202 | EHT (O&M) Division, Jayanagar | S229 | 132/33 kV TL S/S S/D Tentulikhunti | 3000000388 | T Clamp for Panther run-Panther Drop | CLMP.T.AL.A001 | ZSPR_ACT | ZSPR | NOS | 2 | 1933.95 | INR
4000 | Sourthern Zone, Berhampur | 4200 | EHT (O&M) Circle, Jeypore | 4202 | EHT (O&M) Division, Jayanagar | S22B | 132/33 kV S/S S/D Umarkote | 3000000388 | T Clamp for Panther run-Panther Drop | CLMP.T.AL.A001 | ZSPR_ACT | ZSPR | NOS | 5 | 4834.88 | INR
4000 | Sourthern Zone, Berhampur | 4200 | EHT (O&M) Circle, Jeypore | 4202 | EHT (O&M) Division, Jayanagar | SL29 | 132/33 kV TL S/S S/D Tentulikhunti_Line | 3000000388 | T Clamp for Panther run-Panther Drop | CLMP.T.AL.A001 | ZSPR_ACT | ZSPR | NOS | 20 | 19339.5 | INR
4000 | Sourthern Zone, Berhampur | 4200 | EHT (O&M) Circle, Jeypore | 4202 | EHT (O&M) Division, Jayanagar | S229 | 132/33 kV TL S/S S/D Tentulikhunti | 3000000389 | T CLAMP ALFOR PANTHER RUN-ZEBRA DROP | CLMP.T.AL.A002 | ZSPR_ACT | ZSPR | NOS | 1 | 914.67 | INR
4000 | Sourthern Zone, Berhampur | 4200 | EHT (O&M) Circle, Jeypore | 4202 | EHT (O&M) Division, Jayanagar | S22A | 132/33 kV S/S S/D Dabugaon | 3000000389 | T CLAMP ALFOR PANTHER RUN-ZEBRA DROP | CLMP.T.AL.A002 | ZSPR_ACT | ZSPR | NOS | 5 | 4573.34 | INR
4000 | Sourthern Zone, Berhampur | 4200 | EHT (O&M) Circle, Jeypore | 4202 | EHT (O&M) Division, Jayanagar | S222 | 220/132/33 kV T/L S/S S/D Jayanagar | 3000000389 | T CLAMP ALFOR PANTHER RUN-ZEBRA DROP | CLMP.T.AL.A002 | ZSPR_ACT | ZSPR | NOS | 8 | 7317.35 | INR
4000 | Sourthern Zone, Berhampur | 4200 | EHT (O&M) Circle, Jeypore | 4202 | EHT (O&M) Division, Jayanagar | S223 | 220 kV Line S/D Jayanagar | 3000000391 | T CLAMP ALFOR ZEBRA RUN - ZEBRA DROP | CLMP.T.AL.A004 | ZSPR_ACT | ZSPR | NOS | 33 | 35758.8 | INR
4000 | Sourthern Zone, Berhampur | 4200 | EHT (O&M) Circle, Jeypore | 4202 | EHT (O&M) Division, Jayanagar | S229 | 132/33 kV TL S/S S/D Tentulikhunti | 3000000391 | T CLAMP ALFOR ZEBRA RUN - ZEBRA DROP | CLMP.T.AL.A004 | ZSPR_ACT | ZSPR | NOS | 69 | 74768.4 | INR
4000 | Sourthern Zone, Berhampur | 4200 | EHT (O&M) Circle, Jeypore | 4202 | EHT (O&M) Division, Jayanagar | S222 | 220/132/33 kV T/L S/S S/D Jayanagar | 3000000391 | T CLAMP ALFOR ZEBRA RUN - ZEBRA DROP | CLMP.T.AL.A004 | ZSPR_ACT | ZSPR | NOS | 5 | 5418 | INR
4000 | Sourthern Zone, Berhampur | 4200 | EHT (O&M) Circle, Jeypore | 4202 | EHT (O&M) Division, Jayanagar | S22A | 132/33 kV S/S S/D Dabugaon | 3000000391 | T CLAMP ALFOR ZEBRA RUN - ZEBRA DROP | CLMP.T.AL.A004 | ZSPR_ACT | ZSPR | NOS | 5 | 5418 | INR
4000 | Sourthern Zone, Berhampur | 4200 | EHT (O&M) Circle, Jeypore | 4202 | EHT (O&M) Division, Jayanagar | S222 | 220/132/33 kV T/L S/S S/D Jayanagar | 3000000392 | T-CLAMP AL- ZEBRA-PANTHER | CLMP.T.AL.A005 | ZSPR_ACT | ZSPR | NOS | 9 | 7807.5 | INR
4000 | Sourthern Zone, Berhampur | 4200 | EHT (O&M) Circle, Jeypore | 4202 | EHT (O&M) Division, Jayanagar | S229 | 132/33 kV TL S/S S/D Tentulikhunti | 3000000392 | T-CLAMP AL- ZEBRA-PANTHER | CLMP.T.AL.A005 | ZSPR_ACT | ZSPR | NOS | 6 | 5205 | INR
4000 | Sourthern Zone, Berhampur | 4200 | EHT (O&M) Circle, Jeypore | 4202 | EHT (O&M) Division, Jayanagar | S229 | 132/33 kV TL S/S S/D Tentulikhunti | 3000000394 | T-CLAMP ACSR MOOSE RUN AND MOOSE DROP | CLMP.T.AL.A007 | ZSPR_ACT | ZSPR | NOS | 3 | 0.03 | INR
4000 | Sourthern Zone, Berhampur | 4200 | EHT (O&M) Circle, Jeypore | 4202 | EHT (O&M) Division, Jayanagar | S222 | 220/132/33 kV T/L S/S S/D Jayanagar | 3000000396 | T CLAMP AL DOG RUN- PANTHER DROP | CLMP.T.AL.A009 | ZSPR_ACT | ZSPR | NOS | 14 | 6300 | INR
4000 | Sourthern Zone, Berhampur | 4200 | EHT (O&M) Circle, Jeypore | 4202 | EHT (O&M) Division, Jayanagar | S225 | 132/33 KV S/S S/D Pottangi | 3000000402 | T-clamp ACSR panther run ACSR moose drop | CLMP.T.AL.A026 | ZSPR_ACT | ZSPR | NOS | 2 | 4100 | INR
4000 | Sourthern Zone, Berhampur | 4200 | EHT (O&M) Circle, Jeypore | 4202 | EHT (O&M) Division, Jayanagar | S22B | 132/33 kV S/S S/D Umarkote | 3000000402 | T-clamp ACSR panther run ACSR moose drop | CLMP.T.AL.A026 | ZSPR_ACT | ZSPR | NOS | 4 | 8200 | INR
4000 | Sourthern Zone, Berhampur | 4200 | EHT (O&M) Circle, Jeypore | 4202 | EHT (O&M) Division, Jayanagar | S225 | 132/33 KV S/S S/D Pottangi | 3000000403 | T clamp twin Moose run to Moose drop | CLMP.T.AL.A027 | ZSPR_ACT | ZSPR | NOS | 2 | 3300 | INR
4000 | Sourthern Zone, Berhampur | 4200 | EHT (O&M) Circle, Jeypore | 4202 | EHT (O&M) Division, Jayanagar | S22B | 132/33 kV S/S S/D Umarkote | 3000000408 | SP T CLAMP AL TWIN MOOSE RUN-DROP | CLMP.T.AL.B004 | ZSPR_ACT | ZSPR | NOS | 28 | 74060 | INR
4000 | Sourthern Zone, Berhampur | 4200 | EHT (O&M) Circle, Jeypore | 4202 | EHT (O&M) Division, Jayanagar | SL29 | 132/33 kV TL S/S S/D Tentulikhunti_Line | 3000000412 | JUMPER FOR EARTH WIRE | COND.ACCES.A001 | ZSPR_SH | ZSPR | NOS | 30 | 150 | INR
4000 | Sourthern Zone, Berhampur | 4200 | EHT (O&M) Circle, Jeypore | 4202 | EHT (O&M) Division, Jayanagar | S222 | 220/132/33 kV T/L S/S S/D Jayanagar | 3000000412 | JUMPER FOR EARTH WIRE | COND.ACCES.A001 | ZSPR_FREE | ZSPR | NOS | 27 | 0.27 | INR
4000 | Sourthern Zone, Berhampur | 4200 | EHT (O&M) Circle, Jeypore | 4202 | EHT (O&M) Division, Jayanagar | S223 | 220 kV Line S/D Jayanagar | 3000000412 | JUMPER FOR EARTH WIRE | COND.ACCES.A001 | ZSPR_ACT | ZSPR | NOS | 35 | 14350 | INR
4000 | Sourthern Zone, Berhampur | 4200 | EHT (O&M) Circle, Jeypore | 4202 | EHT (O&M) Division, Jayanagar | S229 | 132/33 kV TL S/S S/D Tentulikhunti | 3000000414 | JUMPER CONE FOR ACSR ZEBRA CONDUCTOR | COND.ACCES.A003 | ZSPR_ACT | ZSPR | NOS | 23 | 25887.18 | INR
4000 | Sourthern Zone, Berhampur | 4200 | EHT (O&M) Circle, Jeypore | 4202 | EHT (O&M) Division, Jayanagar | S223 | 220 kV Line S/D Jayanagar | 3000000414 | JUMPER CONE FOR ACSR ZEBRA CONDUCTOR | COND.ACCES.A003 | ZSPR_ACT | ZSPR | NOS | 19 | 21385.07 | INR
4000 | Sourthern Zone, Berhampur | 4200 | EHT (O&M) Circle, Jeypore | 4202 | EHT (O&M) Division, Jayanagar | S22B | 132/33 kV S/S S/D Umarkote | 3000000415 | JUMPER CONE FOR ACSR MOOSE CONDUCTOR | COND.ACCES.A004 | ZSPR_ACT | ZSPR | NOS | 4 | 3956 | INR
4000 | Sourthern Zone, Berhampur | 4200 | EHT (O&M) Circle, Jeypore | 4202 | EHT (O&M) Division, Jayanagar | S22C | 132/33 kV S/S S/D Podagada | 3000000427 | PA ROD ACSR PANTHER IN SET | COND.ACCES.B002 | ZSPR_ACT | ZSPR | NOS | 130 | 24651.71 | INR
4000 | Sourthern Zone, Berhampur | 4200 | EHT (O&M) Circle, Jeypore | 4202 | EHT (O&M) Division, Jayanagar | SL26 | 132/33 kV T/L S/S S/D Sunabeda_Line | 3000000427 | PA ROD ACSR PANTHER IN SET | COND.ACCES.B002 | ZSPR_ACT | ZSPR | NOS | 17 | 3223.69 | INR
4000 | Sourthern Zone, Berhampur | 4200 | EHT (O&M) Circle, Jeypore | 4202 | EHT (O&M) Division, Jayanagar | SL29 | 132/33 kV TL S/S S/D Tentulikhunti_Line | 3000000427 | PA ROD ACSR PANTHER IN SET | COND.ACCES.B002 | ZSPR_ACT | ZSPR | NOS | 14 | 2654.8 | INR
4000 | Sourthern Zone, Berhampur | 4200 | EHT (O&M) Circle, Jeypore | 4202 | EHT (O&M) Division, Jayanagar | S223 | 220 kV Line S/D Jayanagar | 3000000428 | PA ROD ACSR ZEBRA IN SET | COND.ACCES.B003 | ZSPR_ACT | ZSPR | NOS | 47 | 55678.58 | INR
4000 | Sourthern Zone, Berhampur | 4200 | EHT (O&M) Circle, Jeypore | 4202 | EHT (O&M) Division, Jayanagar | S226 | 132/33 kV T/L S/S S/D Sunabeda | 3000000428 | PA ROD ACSR ZEBRA IN SET | COND.ACCES.B003 | ZSPR_ACT | ZSPR | NOS | 23 | 27246.96 | INR
4000 | Sourthern Zone, Berhampur | 4200 | EHT (O&M) Circle, Jeypore | 4202 | EHT (O&M) Division, Jayanagar | S223 | 220 kV Line S/D Jayanagar | 3000000436 | MS JOINT FOR ACSR HORSE CONDUCTOR | COND.ACCES.C001 | ZSPR_ACT | ZSPR | NOS | 12 | 600 | INR
4000 | Sourthern Zone, Berhampur | 4200 | EHT (O&M) Circle, Jeypore | 4202 | EHT (O&M) Division, Jayanagar | SL26 | 132/33 kV T/L S/S S/D Sunabeda_Line | 3000000437 | MS JOINT FOR ACSR PANTHER CONDUCTOR | COND.ACCES.C002 | ZSPR_ACT | ZSPR | NOS | 5 | 238 | INR
4000 | Sourthern Zone, Berhampur | 4200 | EHT (O&M) Circle, Jeypore | 4202 | EHT (O&M) Division, Jayanagar | SL29 | 132/33 kV TL S/S S/D Tentulikhunti_Line | 3000000437 | MS JOINT FOR ACSR PANTHER CONDUCTOR | COND.ACCES.C002 | ZSPR_ACT | ZSPR | NOS | 20 | 952 | INR
4000 | Sourthern Zone, Berhampur | 4200 | EHT (O&M) Circle, Jeypore | 4202 | EHT (O&M) Division, Jayanagar | SL2B | 132/33 kV S/S S/D Umarkote_Line | 3000000437 | MS JOINT FOR ACSR PANTHER CONDUCTOR | COND.ACCES.C002 | ZSPR_ACT | ZSPR | NOS | 70 | 3332 | INR
4000 | Sourthern Zone, Berhampur | 4200 | EHT (O&M) Circle, Jeypore | 4202 | EHT (O&M) Division, Jayanagar | S224 | 132 kV Line S/D Jayanagar | 3000000437 | MS JOINT FOR ACSR PANTHER CONDUCTOR | COND.ACCES.C002 | ZSPR_ACT | ZSPR | NOS | 32 | 1523.2 | INR
4000 | Sourthern Zone, Berhampur | 4200 | EHT (O&M) Circle, Jeypore | 4202 | EHT (O&M) Division, Jayanagar | S223 | 220 kV Line S/D Jayanagar | 3000000438 | MS JOINT FOR ACSR ZEBRA CONDUCTOR | COND.ACCES.C003 | ZSPR_ACT | ZSPR | NOS | 61 | 6100 | INR
4000 | Sourthern Zone, Berhampur | 4200 | EHT (O&M) Circle, Jeypore | 4202 | EHT (O&M) Division, Jayanagar | S224 | 132 kV Line S/D Jayanagar | 3000000440 | MS JOINT FOR LINK CONDUCTOR | COND.ACCES.C005 | ZSPR_US | ZSPR | NOS | 6 | 515.15 | INR
4000 | Sourthern Zone, Berhampur | 4200 | EHT (O&M) Circle, Jeypore | 4202 | EHT (O&M) Division, Jayanagar | SL26 | 132/33 kV T/L S/S S/D Sunabeda_Line | 3000000442 | MS JOINT AAAC PANTHER EQUIVALENT | COND.ACCES.C007 | ZSPR_US | ZSPR | NOS | 7 | 174.72 | INR
4000 | Sourthern Zone, Berhampur | 4200 | EHT (O&M) Circle, Jeypore | 4202 | EHT (O&M) Division, Jayanagar | SL26 | 132/33 kV T/L S/S S/D Sunabeda_Line | 3000000442 | MS JOINT AAAC PANTHER EQUIVALENT | COND.ACCES.C007 | ZSPR_ACT | ZSPR | NOS | 12 | 299.52 | INR
4000 | Sourthern Zone, Berhampur | 4200 | EHT (O&M) Circle, Jeypore | 4202 | EHT (O&M) Division, Jayanagar | S223 | 220 kV Line S/D Jayanagar | 3000000443 | MS JOINT AAAC ZEBRA EQUIVALENT | COND.ACCES.C008 | ZSPR_ACT | ZSPR | NOS | 10 | 1000 | INR
4000 | Sourthern Zone, Berhampur | 4200 | EHT (O&M) Circle, Jeypore | 4202 | EHT (O&M) Division, Jayanagar | S22B | 132/33 kV S/S S/D Umarkote | 3000000448 | SPACER FOR ACSR TWIN MOOSE CONDUCTOR | COND.ACCES.D002 | ZSPR_ACT | ZSPR | NOS | 34 | 95200 | INR
4000 | Sourthern Zone, Berhampur | 4200 | EHT (O&M) Circle, Jeypore | 4202 | EHT (O&M) Division, Jayanagar | SL2B | 132/33 kV S/S S/D Umarkote_Line | 3000000455 | VD OFACSR PANTHER CONDUCTOR | COND.ACCES.E002 | ZSPR_SH | ZSPR | NOS | 42 | 0.01 | INR
4000 | Sourthern Zone, Berhampur | 4200 | EHT (O&M) Circle, Jeypore | 4202 | EHT (O&M) Division, Jayanagar | S224 | 132 kV Line S/D Jayanagar | 3000000455 | VD OFACSR PANTHER CONDUCTOR | COND.ACCES.E002 | ZSPR_ACT | ZSPR | NOS | 14 | 5711.15 | INR
4000 | Sourthern Zone, Berhampur | 4200 | EHT (O&M) Circle, Jeypore | 4202 | EHT (O&M) Division, Jayanagar | S22A | 132/33 kV S/S S/D Dabugaon | 3000000455 | VD OFACSR PANTHER CONDUCTOR | COND.ACCES.E002 | ZSPR_ACT | ZSPR | NOS | 10 | 4079.39 | INR
4000 | Sourthern Zone, Berhampur | 4200 | EHT (O&M) Circle, Jeypore | 4202 | EHT (O&M) Division, Jayanagar | SL26 | 132/33 kV T/L S/S S/D Sunabeda_Line | 3000000455 | VD OFACSR PANTHER CONDUCTOR | COND.ACCES.E002 | ZSPR_ACT | ZSPR | NOS | 3 | 1223.82 | INR
4000 | Sourthern Zone, Berhampur | 4200 | EHT (O&M) Circle, Jeypore | 4202 | EHT (O&M) Division, Jayanagar | S223 | 220 kV Line S/D Jayanagar | 3000000456 | VD OF ACSR ZEBRA CONDUCTOR | COND.ACCES.E003 | ZSPR_ACT | ZSPR | NOS | 154 | 122430 | INR
4000 | Sourthern Zone, Berhampur | 4200 | EHT (O&M) Circle, Jeypore | 4202 | EHT (O&M) Division, Jayanagar | S22A | 132/33 kV S/S S/D Dabugaon | 3000000458 | VD FOR LYNX CONDUCTOR | COND.ACCES.E005 | ZSPR_ACT | ZSPR | NOS | 30 | 10470 | INR
4000 | Sourthern Zone, Berhampur | 4200 | EHT (O&M) Circle, Jeypore | 4202 | EHT (O&M) Division, Jayanagar | SL26 | 132/33 kV T/L S/S S/D Sunabeda_Line | 3000000460 | VD AAAC PANTHER EQUIVALENT | COND.ACCES.E007 | ZSPR_ACT | ZSPR | NOS | 28 | 392 | INR
4000 | Sourthern Zone, Berhampur | 4200 | EHT (O&M) Circle, Jeypore | 4202 | EHT (O&M) Division, Jayanagar | SL29 | 132/33 kV TL S/S S/D Tentulikhunti_Line | 3000000465 | REPAIR SLEEVE FOR ACSR PANTHER CONDUCTOR | COND.ACCES.F002 | ZSPR_ACT | ZSPR | NOS | 2 | 171.29 | INR
4000 | Sourthern Zone, Berhampur | 4200 | EHT (O&M) Circle, Jeypore | 4202 | EHT (O&M) Division, Jayanagar | SL26 | 132/33 kV T/L S/S S/D Sunabeda_Line | 3000000465 | REPAIR SLEEVE FOR ACSR PANTHER CONDUCTOR | COND.ACCES.F002 | ZSPR_ACT | ZSPR | NOS | 48 | 4110.98 | INR
4000 | Sourthern Zone, Berhampur | 4200 | EHT (O&M) Circle, Jeypore | 4202 | EHT (O&M) Division, Jayanagar | S22C | 132/33 kV S/S S/D Podagada | 3000000465 | REPAIR SLEEVE FOR ACSR PANTHER CONDUCTOR | COND.ACCES.F002 | ZSPR_ACT | ZSPR | NOS | 30 | 2569.36 | INR
4000 | Sourthern Zone, Berhampur | 4200 | EHT (O&M) Circle, Jeypore | 4202 | EHT (O&M) Division, Jayanagar | S224 | 132 kV Line S/D Jayanagar | 3000000465 | REPAIR SLEEVE FOR ACSR PANTHER CONDUCTOR | COND.ACCES.F002 | ZSPR_ACT | ZSPR | NOS | 16 | 1370.33 | INR
4000 | Sourthern Zone, Berhampur | 4200 | EHT (O&M) Circle, Jeypore | 4202 | EHT (O&M) Division, Jayanagar | SL2B | 132/33 kV S/S S/D Umarkote_Line | 3000000465 | REPAIR SLEEVE FOR ACSR PANTHER CONDUCTOR | COND.ACCES.F002 | ZSPR_ACT | ZSPR | NOS | 100 | 8564.54 | INR
4000 | Sourthern Zone, Berhampur | 4200 | EHT (O&M) Circle, Jeypore | 4202 | EHT (O&M) Division, Jayanagar | S223 | 220 kV Line S/D Jayanagar | 3000000466 | REPAIR SLEEVE FOR ACSR ZEBRA CONDUCTOR | COND.ACCES.F003 | ZSPR_ACT | ZSPR | NOS | 48 | 8145.6 | INR
4000 | Sourthern Zone, Berhampur | 4200 | EHT (O&M) Circle, Jeypore | 4202 | EHT (O&M) Division, Jayanagar | S223 | 220 kV Line S/D Jayanagar | 3000000470 | REPAIR SLEEVE FOR AAAC ZEBRA | COND.ACCES.F008 | ZSPR_ACT | ZSPR | NOS | 6 | 600 | INR
4000 | Sourthern Zone, Berhampur | 4200 | EHT (O&M) Circle, Jeypore | 4202 | EHT (O&M) Division, Jayanagar | S222 | 220/132/33 kV T/L S/S S/D Jayanagar | 3000000470 | REPAIR SLEEVE FOR AAAC ZEBRA | COND.ACCES.F008 | ZSPR_ACT | ZSPR | NOS | 10 | 1000 | INR
4000 | Sourthern Zone, Berhampur | 4200 | EHT (O&M) Circle, Jeypore | 4202 | EHT (O&M) Division, Jayanagar | S223 | 220 kV Line S/D Jayanagar | 3000000476 | ACSR HORSE CONDUCTOR | COND.ACSR.A001 | ZSPR_ACT | ZSPR | KM | 0.5 | 405 | INR
4000 | Sourthern Zone, Berhampur | 4200 | EHT (O&M) Circle, Jeypore | 4202 | EHT (O&M) Division, Jayanagar | S224 | 132 kV Line S/D Jayanagar | 3000000571 | BENTONITE FOR EARTHING AS ACCESSORIES | ERTH.ACCES.C001 | ZSPR_ACT | ZSPR | KG | 166 | 1733.82 | INR
4000 | Sourthern Zone, Berhampur | 4200 | EHT (O&M) Circle, Jeypore | 4202 | EHT (O&M) Division, Jayanagar | SL26 | 132/33 kV T/L S/S S/D Sunabeda_Line | 3000000571 | BENTONITE FOR EARTHING AS ACCESSORIES | ERTH.ACCES.C001 | ZSPR_ACT | ZSPR | KG | 700 | 7311.29 | INR
4000 | Sourthern Zone, Berhampur | 4200 | EHT (O&M) Circle, Jeypore | 4202 | EHT (O&M) Division, Jayanagar | S229 | 132/33 kV TL S/S S/D Tentulikhunti | 3000000571 | BENTONITE FOR EARTHING AS ACCESSORIES | ERTH.ACCES.C001 | ZSPR_ACT | ZSPR | KG | 3365 | 35146.44 | INR
4000 | Sourthern Zone, Berhampur | 4200 | EHT (O&M) Circle, Jeypore | 4202 | EHT (O&M) Division, Jayanagar | S22C | 132/33 kV S/S S/D Podagada | 3000000571 | BENTONITE FOR EARTHING AS ACCESSORIES | ERTH.ACCES.C001 | ZSPR_ACT | ZSPR | KG | 1575 | 16450.41 | INR
4000 | Sourthern Zone, Berhampur | 4200 | EHT (O&M) Circle, Jeypore | 4202 | EHT (O&M) Division, Jayanagar | SL29 | 132/33 kV TL S/S S/D Tentulikhunti_Line | 3000000571 | BENTONITE FOR EARTHING AS ACCESSORIES | ERTH.ACCES.C001 | ZSPR_ACT | ZSPR | KG | 1000 | 10444.7 | INR
4000 | Sourthern Zone, Berhampur | 4200 | EHT (O&M) Circle, Jeypore | 4202 | EHT (O&M) Division, Jayanagar | S22C | 132/33 kV S/S S/D Podagada | 3000000574 | EARTHING DEVICE | ERTH.DEVICE.A001 | ZSPR_ACT | ZSPR | NOS | 6 | 11066.76 | INR
4000 | Sourthern Zone, Berhampur | 4200 | EHT (O&M) Circle, Jeypore | 4202 | EHT (O&M) Division, Jayanagar | SL2B | 132/33 kV S/S S/D Umarkote_Line | 3000000581 | 50 X 5 MM GI EARTH FLAT | ERTH.FLAT.GI.A004 | ZSPR_ACT | ZSPR | KG | 57.1 | 5310.3 | INR
4000 | Sourthern Zone, Berhampur | 4200 | EHT (O&M) Circle, Jeypore | 4202 | EHT (O&M) Division, Jayanagar | S223 | 220 kV Line S/D Jayanagar | 3000000582 | EARTHING:50X6mm GI Flat | ERTH.FLAT.GI.A005 | ZSPR_ACT | ZSPR | KG | 505 | 39889.04 | INR
4000 | Sourthern Zone, Berhampur | 4200 | EHT (O&M) Circle, Jeypore | 4202 | EHT (O&M) Division, Jayanagar | S224 | 132 kV Line S/D Jayanagar | 3000000582 | EARTHING:50X6mm GI Flat | ERTH.FLAT.GI.A005 | ZSPR_ACT | ZSPR | KG | 586 | 46287.08 | INR
4000 | Sourthern Zone, Berhampur | 4200 | EHT (O&M) Circle, Jeypore | 4202 | EHT (O&M) Division, Jayanagar | S225 | 132/33 KV S/S S/D Pottangi | 3000000582 | EARTHING:50X6mm GI Flat | ERTH.FLAT.GI.A005 | ZSPR_ACT | ZSPR | KG | 119 | 9399.59 | INR
4000 | Sourthern Zone, Berhampur | 4200 | EHT (O&M) Circle, Jeypore | 4202 | EHT (O&M) Division, Jayanagar | S22C | 132/33 kV S/S S/D Podagada | 3000000582 | EARTHING:50X6mm GI Flat | ERTH.FLAT.GI.A005 | ZSPR_ACT | ZSPR | KG | 2642 | 208686.8 | INR
4000 | Sourthern Zone, Berhampur | 4200 | EHT (O&M) Circle, Jeypore | 4202 | EHT (O&M) Division, Jayanagar | S229 | 132/33 kV TL S/S S/D Tentulikhunti | 3000000582 | EARTHING:50X6mm GI Flat | ERTH.FLAT.GI.A005 | ZSPR_ACT | ZSPR | KG | 377.4 | 29810.14 | INR
4000 | Sourthern Zone, Berhampur | 4200 | EHT (O&M) Circle, Jeypore | 4202 | EHT (O&M) Division, Jayanagar | SL26 | 132/33 kV T/L S/S S/D Sunabeda_Line | 3000000582 | EARTHING:50X6mm GI Flat | ERTH.FLAT.GI.A005 | ZSPR_ACT | ZSPR | KG | 396 | 31279.32 | INR
4000 | Sourthern Zone, Berhampur | 4200 | EHT (O&M) Circle, Jeypore | 4202 | EHT (O&M) Division, Jayanagar | S226 | 132/33 kV T/L S/S S/D Sunabeda | 3000000582 | EARTHING:50X6mm GI Flat | ERTH.FLAT.GI.A005 | ZSPR_ACT | ZSPR | KG | 1245 | 98340.3 | INR
4000 | Sourthern Zone, Berhampur | 4200 | EHT (O&M) Circle, Jeypore | 4202 | EHT (O&M) Division, Jayanagar | S22C | 132/33 kV S/S S/D Podagada | 3000000583 | 75 X 10 MM GI EARTH FLAT in KG | ERTH.FLAT.GI.A006 | ZSPR_ACT | ZSPR | KG | 599 | 50362.12 | INR
4000 | Sourthern Zone, Berhampur | 4200 | EHT (O&M) Circle, Jeypore | 4202 | EHT (O&M) Division, Jayanagar | S222 | 220/132/33 kV T/L S/S S/D Jayanagar | 3000000591 | 40 MM GI PLAIN EARTHING PIPE | ERTH.PIPE.GI.A004 | ZSPR_ACT | ZSPR | NOS | 7 | 5540.43 | INR
4000 | Sourthern Zone, Berhampur | 4200 | EHT (O&M) Circle, Jeypore | 4202 | EHT (O&M) Division, Jayanagar | S224 | 132 kV Line S/D Jayanagar | 3000000591 | 40 MM GI PLAIN EARTHING PIPE | ERTH.PIPE.GI.A004 | ZSPR_ACT | ZSPR | NOS | 21 | 16621.29 | INR
4000 | Sourthern Zone, Berhampur | 4200 | EHT (O&M) Circle, Jeypore | 4202 | EHT (O&M) Division, Jayanagar | SL26 | 132/33 kV T/L S/S S/D Sunabeda_Line | 3000000592 | 50 MM GI PERFORATED EARTHING PIPE | ERTH.PIPE.GI.A005 | ZSPR_ACT | ZSPR | NOS | 30 | 79751.13 | INR
4000 | Sourthern Zone, Berhampur | 4200 | EHT (O&M) Circle, Jeypore | 4202 | EHT (O&M) Division, Jayanagar | S22C | 132/33 kV S/S S/D Podagada | 3000000592 | 50 MM GI PERFORATED EARTHING PIPE | ERTH.PIPE.GI.A005 | ZSPR_ACT | ZSPR | NOS | 5 | 13291.85 | INR
4000 | Sourthern Zone, Berhampur | 4200 | EHT (O&M) Circle, Jeypore | 4202 | EHT (O&M) Division, Jayanagar | S229 | 132/33 kV TL S/S S/D Tentulikhunti | 3000000592 | 50 MM GI PERFORATED EARTHING PIPE | ERTH.PIPE.GI.A005 | ZSPR_ACT | ZSPR | NOS | 39 | 103676.47 | INR
4000 | Sourthern Zone, Berhampur | 4200 | EHT (O&M) Circle, Jeypore | 4202 | EHT (O&M) Division, Jayanagar | S224 | 132 kV Line S/D Jayanagar | 3000000594 | 40 MM GI PORFORATED EARTHING PIPE | ERTH.PIPE.GI.B004 | ZSPR_ACT | ZSPR | NOS | 55 | 0.55 | INR
4000 | Sourthern Zone, Berhampur | 4200 | EHT (O&M) Circle, Jeypore | 4202 | EHT (O&M) Division, Jayanagar | S224 | 132 kV Line S/D Jayanagar | 3000000595 | 50 MM GI PORFORATED EARTHING PIPE | ERTH.PIPE.GI.B005 | ZSPR_ACT | ZSPR | NOS | 83 | 277500 | INR
4000 | Sourthern Zone, Berhampur | 4200 | EHT (O&M) Circle, Jeypore | 4202 | EHT (O&M) Division, Jayanagar | SL26 | 132/33 kV T/L S/S S/D Sunabeda_Line | 3000000613 | MID SPAN JOINT FOR 7/3.15MM EARTH WIRE | EW.ACCES.A002 | ZSPR_ACT | ZSPR | NOS | 10 | 475.16 | INR
4000 | Sourthern Zone, Berhampur | 4200 | EHT (O&M) Circle, Jeypore | 4202 | EHT (O&M) Division, Jayanagar | S224 | 132 kV Line S/D Jayanagar | 3000000613 | MID SPAN JOINT FOR 7/3.15MM EARTH WIRE | EW.ACCES.A002 | ZSPR_ACT | ZSPR | NOS | 49 | 2328.25 | INR
4000 | Sourthern Zone, Berhampur | 4200 | EHT (O&M) Circle, Jeypore | 4202 | EHT (O&M) Division, Jayanagar | SL29 | 132/33 kV TL S/S S/D Tentulikhunti_Line | 3000000613 | MID SPAN JOINT FOR 7/3.15MM EARTH WIRE | EW.ACCES.A002 | ZSPR_ACT | ZSPR | NOS | 10 | 475.16 | INR
4000 | Sourthern Zone, Berhampur | 4200 | EHT (O&M) Circle, Jeypore | 4202 | EHT (O&M) Division, Jayanagar | SL2B | 132/33 kV S/S S/D Umarkote_Line | 3000000613 | MID SPAN JOINT FOR 7/3.15MM EARTH WIRE | EW.ACCES.A002 | ZSPR_ACT | ZSPR | NOS | 30 | 1425.47 | INR
4000 | Sourthern Zone, Berhampur | 4200 | EHT (O&M) Circle, Jeypore | 4202 | EHT (O&M) Division, Jayanagar | S223 | 220 kV Line S/D Jayanagar | 3000000613 | MID SPAN JOINT FOR 7/3.15MM EARTH WIRE | EW.ACCES.A002 | ZSPR_ACT | ZSPR | NOS | 28 | 1330.43 | INR
4000 | Sourthern Zone, Berhampur | 4200 | EHT (O&M) Circle, Jeypore | 4202 | EHT (O&M) Division, Jayanagar | S22A | 132/33 kV S/S S/D Dabugaon | 3000000616 | VD FOR 7/3.15MM GI EARTHWIRE | EW.ACCES.B002 | ZSPR_ACT | ZSPR | NOS | 6 | 1598.09 | INR
4000 | Sourthern Zone, Berhampur | 4200 | EHT (O&M) Circle, Jeypore | 4202 | EHT (O&M) Division, Jayanagar | SL26 | 132/33 kV T/L S/S S/D Sunabeda_Line | 3000000616 | VD FOR 7/3.15MM GI EARTHWIRE | EW.ACCES.B002 | ZSPR_ACT | ZSPR | NOS | 7 | 1864.44 | INR
4000 | Sourthern Zone, Berhampur | 4200 | EHT (O&M) Circle, Jeypore | 4202 | EHT (O&M) Division, Jayanagar | SL29 | 132/33 kV TL S/S S/D Tentulikhunti_Line | 3000000616 | VD FOR 7/3.15MM GI EARTHWIRE | EW.ACCES.B002 | ZSPR_ACT | ZSPR | NOS | 31 | 8256.79 | INR
4000 | Sourthern Zone, Berhampur | 4200 | EHT (O&M) Circle, Jeypore | 4202 | EHT (O&M) Division, Jayanagar | S224 | 132 kV Line S/D Jayanagar | 3000000616 | VD FOR 7/3.15MM GI EARTHWIRE | EW.ACCES.B002 | ZSPR_ACT | ZSPR | NOS | 12 | 3196.18 | INR
4000 | Sourthern Zone, Berhampur | 4200 | EHT (O&M) Circle, Jeypore | 4202 | EHT (O&M) Division, Jayanagar | SL29 | 132/33 kV TL S/S S/D Tentulikhunti_Line | 3000000616 | VD FOR 7/3.15MM GI EARTHWIRE | EW.ACCES.B002 | ZSPR_SH | ZSPR | NOS | 86 | 1290 | INR
4000 | Sourthern Zone, Berhampur | 4200 | EHT (O&M) Circle, Jeypore | 4202 | EHT (O&M) Division, Jayanagar | SL29 | 132/33 kV TL S/S S/D Tentulikhunti_Line | 3000000619 | Damaged Cut Pieces GI Earthwire | EW.CUTPIECE.A001 | ZSPR_US | ZSPR | KG | 2100 | 42000 | INR
4000 | Sourthern Zone, Berhampur | 4200 | EHT (O&M) Circle, Jeypore | 4202 | EHT (O&M) Division, Jayanagar | S224 | 132 kV Line S/D Jayanagar | 3000000739 | DS HARDWARE FITTING ACSR PANTHER | HWF.DS.A002 | ZSPR_ACT | ZSPR | NOS | 3 | 100476.9 | INR
4000 | Sourthern Zone, Berhampur | 4200 | EHT (O&M) Circle, Jeypore | 4202 | EHT (O&M) Division, Jayanagar | SL26 | 132/33 kV T/L S/S S/D Sunabeda_Line | 3000000739 | DS HARDWARE FITTING ACSR PANTHER | HWF.DS.A002 | ZSPR_ACT | ZSPR | NOS | 14 | 468892.19 | INR
4000 | Sourthern Zone, Berhampur | 4200 | EHT (O&M) Circle, Jeypore | 4202 | EHT (O&M) Division, Jayanagar | S22C | 132/33 kV S/S S/D Podagada | 3000000739 | DS HARDWARE FITTING ACSR PANTHER | HWF.DS.A002 | ZSPR_ACT | ZSPR | NOS | 12 | 401907.59 | INR
4000 | Sourthern Zone, Berhampur | 4200 | EHT (O&M) Circle, Jeypore | 4202 | EHT (O&M) Division, Jayanagar | S223 | 220 kV Line S/D Jayanagar | 3000000740 | DS HARDWARE FITTING ACSR ZEBRA | HWF.DS.A003 | ZSPR_ACT | ZSPR | NOS | 79 | 1324623.02 | INR
4000 | Sourthern Zone, Berhampur | 4200 | EHT (O&M) Circle, Jeypore | 4202 | EHT (O&M) Division, Jayanagar | SL26 | 132/33 kV T/L S/S S/D Sunabeda_Line | 3000000743 | DS HWF FOR AAAC PANTHER CONDUCTOR | HWF.DS.A009 | ZSPR_ACT | ZSPR | NOS | 10 | 65000 | INR
4000 | Sourthern Zone, Berhampur | 4200 | EHT (O&M) Circle, Jeypore | 4202 | EHT (O&M) Division, Jayanagar | SL2B | 132/33 kV S/S S/D Umarkote_Line | 3000000754 | ARCING HORN-DS HWF FOR ACSR PANTHER | HWF.DS.D002 | ZSPR_SH | ZSPR | NOS | 24 | 0.01 | INR
4000 | Sourthern Zone, Berhampur | 4200 | EHT (O&M) Circle, Jeypore | 4202 | EHT (O&M) Division, Jayanagar | S22A | 132/33 kV S/S S/D Dabugaon | 3000000799 | DT Hard ware fittings -120 KN insulator | HWF.DT.A002 | ZSPR_ACT | ZSPR | NOS | 12 | 28037.28 | INR
4000 | Sourthern Zone, Berhampur | 4200 | EHT (O&M) Circle, Jeypore | 4202 | EHT (O&M) Division, Jayanagar | S22C | 132/33 kV S/S S/D Podagada | 3000000799 | DT Hard ware fittings -120 KN insulator | HWF.DT.A002 | ZSPR_ACT | ZSPR | NOS | 3 | 7009.32 | INR
4000 | Sourthern Zone, Berhampur | 4200 | EHT (O&M) Circle, Jeypore | 4202 | EHT (O&M) Division, Jayanagar | SL26 | 132/33 kV T/L S/S S/D Sunabeda_Line | 3000000799 | DT Hard ware fittings -120 KN insulator | HWF.DT.A002 | ZSPR_ACT | ZSPR | NOS | 4 | 9345.76 | INR
4000 | Sourthern Zone, Berhampur | 4200 | EHT (O&M) Circle, Jeypore | 4202 | EHT (O&M) Division, Jayanagar | S224 | 132 kV Line S/D Jayanagar | 3000000799 | DT Hard ware fittings -120 KN insulator | HWF.DT.A002 | ZSPR_ACT | ZSPR | NOS | 8 | 18691.52 | INR
4000 | Sourthern Zone, Berhampur | 4200 | EHT (O&M) Circle, Jeypore | 4202 | EHT (O&M) Division, Jayanagar | S223 | 220 kV Line S/D Jayanagar | 3000000800 | DT HARDWARE FITTING ACSR ZEBRA | HWF.DT.A003 | ZSPR_ACT | ZSPR | NOS | 8 | 29376 | INR
4000 | Sourthern Zone, Berhampur | 4200 | EHT (O&M) Circle, Jeypore | 4202 | EHT (O&M) Division, Jayanagar | S22B | 132/33 kV S/S S/D Umarkote | 3000000803 | DT HARDWARE FITTING FOR ACSR PANTHER | HWF.DT.A006 | ZSPR_ACT | ZSPR | NOS | 12 | 59208 | INR
4000 | Sourthern Zone, Berhampur | 4200 | EHT (O&M) Circle, Jeypore | 4202 | EHT (O&M) Division, Jayanagar | SL26 | 132/33 kV T/L S/S S/D Sunabeda_Line | 3000000804 | DT HARDWARE FITTING AAAC PANTHER | HWF.DT.A009 | ZSPR_ACT | ZSPR | NOS | 14 | 1156568 | INR
4000 | Sourthern Zone, Berhampur | 4200 | EHT (O&M) Circle, Jeypore | 4202 | EHT (O&M) Division, Jayanagar | SL26 | 132/33 kV T/L S/S S/D Sunabeda_Line | 3000000824 | SUSPENSION CLAMP FOR 7/3.15MM EARTHWIRE | HWF.SC.EW.A002 | ZSPR_ACT | ZSPR | NOS | 15 | 1243.12 | INR
4000 | Sourthern Zone, Berhampur | 4200 | EHT (O&M) Circle, Jeypore | 4202 | EHT (O&M) Division, Jayanagar | SL29 | 132/33 kV TL S/S S/D Tentulikhunti_Line | 3000000824 | SUSPENSION CLAMP FOR 7/3.15MM EARTHWIRE | HWF.SC.EW.A002 | ZSPR_ACT | ZSPR | NOS | 36 | 2983.49 | INR
4000 | Sourthern Zone, Berhampur | 4200 | EHT (O&M) Circle, Jeypore | 4202 | EHT (O&M) Division, Jayanagar | SL2B | 132/33 kV S/S S/D Umarkote_Line | 3000000824 | SUSPENSION CLAMP FOR 7/3.15MM EARTHWIRE | HWF.SC.EW.A002 | ZSPR_ACT | ZSPR | NOS | 10 | 828.74 | INR
4000 | Sourthern Zone, Berhampur | 4200 | EHT (O&M) Circle, Jeypore | 4202 | EHT (O&M) Division, Jayanagar | S22A | 132/33 kV S/S S/D Dabugaon | 3000000824 | SUSPENSION CLAMP FOR 7/3.15MM EARTHWIRE | HWF.SC.EW.A002 | ZSPR_ACT | ZSPR | NOS | 5 | 414.37 | INR
4000 | Sourthern Zone, Berhampur | 4200 | EHT (O&M) Circle, Jeypore | 4202 | EHT (O&M) Division, Jayanagar | S224 | 132 kV Line S/D Jayanagar | 3000000824 | SUSPENSION CLAMP FOR 7/3.15MM EARTHWIRE | HWF.SC.EW.A002 | ZSPR_ACT | ZSPR | NOS | 30 | 2486.23 | INR
4000 | Sourthern Zone, Berhampur | 4200 | EHT (O&M) Circle, Jeypore | 4202 | EHT (O&M) Division, Jayanagar | SL29 | 132/33 kV TL S/S S/D Tentulikhunti_Line | 3000000846 | SS HARDWARE FITTING ACSR PANTHER | HWF.SS.A002 | ZSPR_ACT | ZSPR | NOS | 28 | 27425.98 | INR
4000 | Sourthern Zone, Berhampur | 4200 | EHT (O&M) Circle, Jeypore | 4202 | EHT (O&M) Division, Jayanagar | SL26 | 132/33 kV T/L S/S S/D Sunabeda_Line | 3000000846 | SS HARDWARE FITTING ACSR PANTHER | HWF.SS.A002 | ZSPR_ACT | ZSPR | NOS | 10 | 9794.99 | INR
4000 | Sourthern Zone, Berhampur | 4200 | EHT (O&M) Circle, Jeypore | 4202 | EHT (O&M) Division, Jayanagar | S22C | 132/33 kV S/S S/D Podagada | 3000000846 | SS HARDWARE FITTING ACSR PANTHER | HWF.SS.A002 | ZSPR_ACT | ZSPR | NOS | 3 | 2938.5 | INR
4000 | Sourthern Zone, Berhampur | 4200 | EHT (O&M) Circle, Jeypore | 4202 | EHT (O&M) Division, Jayanagar | S224 | 132 kV Line S/D Jayanagar | 3000000846 | SS HARDWARE FITTING ACSR PANTHER | HWF.SS.A002 | ZSPR_ACT | ZSPR | NOS | 30 | 29384.97 | INR
4000 | Sourthern Zone, Berhampur | 4200 | EHT (O&M) Circle, Jeypore | 4202 | EHT (O&M) Division, Jayanagar | S22A | 132/33 kV S/S S/D Dabugaon | 3000000847 | SS HARDWARE FITTING ACSR ZEBRA | HWF.SS.A003 | ZSPR_ACT | ZSPR | NOS | 1 | 1345.42 | INR
4000 | Sourthern Zone, Berhampur | 4200 | EHT (O&M) Circle, Jeypore | 4202 | EHT (O&M) Division, Jayanagar | S226 | 132/33 kV T/L S/S S/D Sunabeda | 3000000847 | SS HARDWARE FITTING ACSR ZEBRA | HWF.SS.A003 | ZSPR_ACT | ZSPR | NOS | 24 | 32289.98 | INR
4000 | Sourthern Zone, Berhampur | 4200 | EHT (O&M) Circle, Jeypore | 4202 | EHT (O&M) Division, Jayanagar | S223 | 220 kV Line S/D Jayanagar | 3000000847 | SS HARDWARE FITTING ACSR ZEBRA | HWF.SS.A003 | ZSPR_ACT | ZSPR | NOS | 17 | 22872.08 | INR
4000 | Sourthern Zone, Berhampur | 4200 | EHT (O&M) Circle, Jeypore | 4202 | EHT (O&M) Division, Jayanagar | S22B | 132/33 kV S/S S/D Umarkote | 3000000848 | SS H/W Fitting ACSR Moose | HWF.SS.A004 | ZSPR_ACT | ZSPR | NOS | 4 | 11987.76 | INR
4000 | Sourthern Zone, Berhampur | 4200 | EHT (O&M) Circle, Jeypore | 4202 | EHT (O&M) Division, Jayanagar | S22A | 132/33 kV S/S S/D Dabugaon | 3000000849 | SS HARDWARE FITTING ACSR TWIN ZEBRA | HWF.SS.A005 | ZSPR_ACT | ZSPR | NOS | 1 | 1900 | INR
4000 | Sourthern Zone, Berhampur | 4200 | EHT (O&M) Circle, Jeypore | 4202 | EHT (O&M) Division, Jayanagar | SL26 | 132/33 kV T/L S/S S/D Sunabeda_Line | 3000000851 | SS HWFFOR AAAC PANTHER CONDUCTOR | HWF.SS.A009 | ZSPR_ACT | ZSPR | NOS | 10 | 28500 | INR
4000 | Sourthern Zone, Berhampur | 4200 | EHT (O&M) Circle, Jeypore | 4202 | EHT (O&M) Division, Jayanagar | S222 | 220/132/33 kV T/L S/S S/D Jayanagar | 3000000854 | SS HWF FOR ACSR ZEBRA AGS type | HWF.SS.A012 | ZSPR_ACT | ZSPR | NOS | 33 | 44064.24 | INR
4000 | Sourthern Zone, Berhampur | 4200 | EHT (O&M) Circle, Jeypore | 4202 | EHT (O&M) Division, Jayanagar | SL29 | 132/33 kV TL S/S S/D Tentulikhunti_Line | 3000000871 | ARCING HORN OF SS HWF FOR ACSR PANTHER | HWF.SS.D002 | ZSPR_ACT | ZSPR | NOS | 9 | 1148.76 | INR
4000 | Sourthern Zone, Berhampur | 4200 | EHT (O&M) Circle, Jeypore | 4202 | EHT (O&M) Division, Jayanagar | S223 | 220 kV Line S/D Jayanagar | 3000000872 | ARCING HORN OF SS HWF FOR ACSR ZEBRA | HWF.SS.D003 | ZSPR_ACT | ZSPR | NOS | 7 | 7 | INR
4000 | Sourthern Zone, Berhampur | 4200 | EHT (O&M) Circle, Jeypore | 4202 | EHT (O&M) Division, Jayanagar | S223 | 220 kV Line S/D Jayanagar | 3000000876 | ST HARDWARE FITTING LYNX /ACSR HORSE CON | HWF.ST.A001 | ZSPR_ACT | ZSPR | NOS | 1 | 285.71 | INR
4000 | Sourthern Zone, Berhampur | 4200 | EHT (O&M) Circle, Jeypore | 4202 | EHT (O&M) Division, Jayanagar | S22C | 132/33 kV S/S S/D Podagada | 3000000877 | ST Hard wares fittings 120KN insulator | HWF.ST.A002 | ZSPR_ACT | ZSPR | NOS | 15 | 13828.75 | INR
4000 | Sourthern Zone, Berhampur | 4200 | EHT (O&M) Circle, Jeypore | 4202 | EHT (O&M) Division, Jayanagar | S22A | 132/33 kV S/S S/D Dabugaon | 3000000877 | ST Hard wares fittings 120KN insulator | HWF.ST.A002 | ZSPR_ACT | ZSPR | NOS | 11 | 10141.08 | INR
4000 | Sourthern Zone, Berhampur | 4200 | EHT (O&M) Circle, Jeypore | 4202 | EHT (O&M) Division, Jayanagar | S224 | 132 kV Line S/D Jayanagar | 3000000877 | ST Hard wares fittings 120KN insulator | HWF.ST.A002 | ZSPR_ACT | ZSPR | NOS | 31 | 28579.41 | INR
4000 | Sourthern Zone, Berhampur | 4200 | EHT (O&M) Circle, Jeypore | 4202 | EHT (O&M) Division, Jayanagar | SL26 | 132/33 kV T/L S/S S/D Sunabeda_Line | 3000000877 | ST Hard wares fittings 120KN insulator | HWF.ST.A002 | ZSPR_ACT | ZSPR | NOS | 10 | 9219.16 | INR
4000 | Sourthern Zone, Berhampur | 4200 | EHT (O&M) Circle, Jeypore | 4202 | EHT (O&M) Division, Jayanagar | SL29 | 132/33 kV TL S/S S/D Tentulikhunti_Line | 3000000877 | ST Hard wares fittings 120KN insulator | HWF.ST.A002 | ZSPR_ACT | ZSPR | NOS | 24 | 22126 | INR
4000 | Sourthern Zone, Berhampur | 4200 | EHT (O&M) Circle, Jeypore | 4202 | EHT (O&M) Division, Jayanagar | S226 | 132/33 kV T/L S/S S/D Sunabeda | 3000000878 | ST HWF FOR ACSR ZEBRA | HWF.ST.A003 | ZSPR_ACT | ZSPR | NOS | 3 | 5278.26 | INR
4000 | Sourthern Zone, Berhampur | 4200 | EHT (O&M) Circle, Jeypore | 4202 | EHT (O&M) Division, Jayanagar | S22A | 132/33 kV S/S S/D Dabugaon | 3000000878 | ST HWF FOR ACSR ZEBRA | HWF.ST.A003 | ZSPR_ACT | ZSPR | NOS | 2 | 3518.84 | INR
4000 | Sourthern Zone, Berhampur | 4200 | EHT (O&M) Circle, Jeypore | 4202 | EHT (O&M) Division, Jayanagar | S222 | 220/132/33 kV T/L S/S S/D Jayanagar | 3000000878 | ST HWF FOR ACSR ZEBRA | HWF.ST.A003 | ZSPR_ACT | ZSPR | NOS | 10 | 17594.19 | INR
4000 | Sourthern Zone, Berhampur | 4200 | EHT (O&M) Circle, Jeypore | 4202 | EHT (O&M) Division, Jayanagar | S223 | 220 kV Line S/D Jayanagar | 3000000878 | ST HWF FOR ACSR ZEBRA | HWF.ST.A003 | ZSPR_ACT | ZSPR | NOS | 18 | 31669.54 | INR
4000 | Sourthern Zone, Berhampur | 4200 | EHT (O&M) Circle, Jeypore | 4202 | EHT (O&M) Division, Jayanagar | S22A | 132/33 kV S/S S/D Dabugaon | 3000000880 | ST HARDWARE FITTING ACSR TWIN ZEBRA | HWF.ST.A005 | ZSPR_ACT | ZSPR | NOS | 2 | 3800 | INR
4000 | Sourthern Zone, Berhampur | 4200 | EHT (O&M) Circle, Jeypore | 4202 | EHT (O&M) Division, Jayanagar | SL2A | 132/33 kV S/S S/D Dabugaon_Line | 3000000882 | ST HWF FOR ACSR PANTHER | HWF.ST.A008 | ZSPR_ACT | ZSPR | NOS | 0 | 0 | INR
4000 | Sourthern Zone, Berhampur | 4200 | EHT (O&M) Circle, Jeypore | 4202 | EHT (O&M) Division, Jayanagar | S22A | 132/33 kV S/S S/D Dabugaon | 3000000882 | ST HWF FOR ACSR PANTHER | HWF.ST.A008 | ZSPR_ACT | ZSPR | NOS | 1 | 1541 | INR
4000 | Sourthern Zone, Berhampur | 4200 | EHT (O&M) Circle, Jeypore | 4202 | EHT (O&M) Division, Jayanagar | SL26 | 132/33 kV T/L S/S S/D Sunabeda_Line | 3000000883 | ST HWF FOR AAAC PANTHER | HWF.ST.A009 | ZSPR_ACT | ZSPR | NOS | 15 | 34405 | INR
4000 | Sourthern Zone, Berhampur | 4200 | EHT (O&M) Circle, Jeypore | 4202 | EHT (O&M) Division, Jayanagar | SL26 | 132/33 kV T/L S/S S/D Sunabeda_Line | 3000000900 | ARCING HORN OF ST HWF FOR ACSR PANTHER | HWF.ST.D002 | ZSPR_ACT | ZSPR | NOS | 15 | 123.15 | INR
4000 | Sourthern Zone, Berhampur | 4200 | EHT (O&M) Circle, Jeypore | 4202 | EHT (O&M) Division, Jayanagar | SL26 | 132/33 kV T/L S/S S/D Sunabeda_Line | 3000000903 | ARCING HORN OF ST HWF FOR AAAC PANTHER | HWF.ST.D009 | ZSPR_ACT | ZSPR | NOS | 18 | 396 | INR
4000 | Sourthern Zone, Berhampur | 4200 | EHT (O&M) Circle, Jeypore | 4202 | EHT (O&M) Division, Jayanagar | SL29 | 132/33 kV TL S/S S/D Tentulikhunti_Line | 3000000906 | TENSION CLAMP FOR EARTHWIRE | HWF.TC.EW.A002 | ZSPR_ACT | ZSPR | NOS | 6 | 1533.49 | INR
4000 | Sourthern Zone, Berhampur | 4200 | EHT (O&M) Circle, Jeypore | 4202 | EHT (O&M) Division, Jayanagar | S224 | 132 kV Line S/D Jayanagar | 3000000906 | TENSION CLAMP FOR EARTHWIRE | HWF.TC.EW.A002 | ZSPR_ACT | ZSPR | NOS | 23 | 5878.36 | INR
4000 | Sourthern Zone, Berhampur | 4200 | EHT (O&M) Circle, Jeypore | 4202 | EHT (O&M) Division, Jayanagar | SL26 | 132/33 kV T/L S/S S/D Sunabeda_Line | 3000000906 | TENSION CLAMP FOR EARTHWIRE | HWF.TC.EW.A002 | ZSPR_ACT | ZSPR | NOS | 2 | 511.16 | INR
4000 | Sourthern Zone, Berhampur | 4200 | EHT (O&M) Circle, Jeypore | 4202 | EHT (O&M) Division, Jayanagar | S222 | 220/132/33 kV T/L S/S S/D Jayanagar | 3000000923 | SWITCH | ILWR.SWITCH.C001 | ZSPR_US | ZSPR | NOS | 5 | 12666.4 | INR
4000 | Sourthern Zone, Berhampur | 4200 | EHT (O&M) Circle, Jeypore | 4202 | EHT (O&M) Division, Jayanagar | S226 | 132/33 kV T/L S/S S/D Sunabeda | 3000000925 | ROTARY SWITCH | ILWR.SWITCH.G001 | ZSPR_ACT | ZSPR | NOS | 2 | 4552.97 | INR
4000 | Sourthern Zone, Berhampur | 4200 | EHT (O&M) Circle, Jeypore | 4202 | EHT (O&M) Division, Jayanagar | S222 | 220/132/33 kV T/L S/S S/D Jayanagar | 3000000925 | ROTARY SWITCH | ILWR.SWITCH.G001 | ZSPR_ACT | ZSPR | NOS | 9 | 20488.35 | INR
4000 | Sourthern Zone, Berhampur | 4200 | EHT (O&M) Circle, Jeypore | 4202 | EHT (O&M) Division, Jayanagar | S229 | 132/33 kV TL S/S S/D Tentulikhunti | 3000000925 | ROTARY SWITCH | ILWR.SWITCH.G001 | ZSPR_ACT | ZSPR | NOS | 1 | 2276.48 | INR
4000 | Sourthern Zone, Berhampur | 4200 | EHT (O&M) Circle, Jeypore | 4202 | EHT (O&M) Division, Jayanagar | S22A | 132/33 kV S/S S/D Dabugaon | 3000000931 | 90KN ANTIFOG DISC INSULATOR | INS.AF.DISC.B002 | ZSPR_ACT | ZSPR | NOS | 21 | 6183.46 | INR
4000 | Sourthern Zone, Berhampur | 4200 | EHT (O&M) Circle, Jeypore | 4202 | EHT (O&M) Division, Jayanagar | S22B | 132/33 kV S/S S/D Umarkote | 3000000931 | 90KN ANTIFOG DISC INSULATOR | INS.AF.DISC.B002 | ZSPR_ACT | ZSPR | NOS | 21 | 6183.46 | INR
4000 | Sourthern Zone, Berhampur | 4200 | EHT (O&M) Circle, Jeypore | 4202 | EHT (O&M) Division, Jayanagar | SL2B | 132/33 kV S/S S/D Umarkote_Line | 3000000931 | 90KN ANTIFOG DISC INSULATOR | INS.AF.DISC.B002 | ZSPR_SH | ZSPR | NOS | 144 | 0.1 | INR
4000 | Sourthern Zone, Berhampur | 4200 | EHT (O&M) Circle, Jeypore | 4202 | EHT (O&M) Division, Jayanagar | S22C | 132/33 kV S/S S/D Podagada | 3000000932 | 120KN ANTIFOG DISC INSULATOR | INS.AF.DISC.B003 | ZSPR_ACT | ZSPR | NOS | 84 | 64553.9 | INR
4000 | Sourthern Zone, Berhampur | 4200 | EHT (O&M) Circle, Jeypore | 4202 | EHT (O&M) Division, Jayanagar | S22B | 132/33 kV S/S S/D Umarkote | 3000000932 | 120KN ANTIFOG DISC INSULATOR | INS.AF.DISC.B003 | ZSPR_ACT | ZSPR | NOS | 87 | 66859.39 | INR
4000 | Sourthern Zone, Berhampur | 4200 | EHT (O&M) Circle, Jeypore | 4202 | EHT (O&M) Division, Jayanagar | S225 | 132/33 KV S/S S/D Pottangi | 3000000937 | Insulator strings DT- 220 kv | INS.DT.INS.A001 | ZSPR_ACT | ZSPR | SET | 2 | 2 | INR
4000 | Sourthern Zone, Berhampur | 4200 | EHT (O&M) Circle, Jeypore | 4202 | EHT (O&M) Division, Jayanagar | S225 | 132/33 KV S/S S/D Pottangi | 3000000938 | Insulator strings ST- 220 kv | INS.DT.INS.A002 | ZSPR_ACT | ZSPR | SET | 2 | 2 | INR
4000 | Sourthern Zone, Berhampur | 4200 | EHT (O&M) Circle, Jeypore | 4202 | EHT (O&M) Division, Jayanagar | S225 | 132/33 KV S/S S/D Pottangi | 3000000943 | 33 KV Bus Post Insulator | INS.POR.BPI.C001 | ZSPR_ACT | ZSPR | NOS | 2 | 2856.3 | INR
4000 | Sourthern Zone, Berhampur | 4200 | EHT (O&M) Circle, Jeypore | 4202 | EHT (O&M) Division, Jayanagar | S22C | 132/33 kV S/S S/D Podagada | 3000000943 | 33 KV Bus Post Insulator | INS.POR.BPI.C001 | ZSPR_ACT | ZSPR | NOS | 4 | 5712.6 | INR
4000 | Sourthern Zone, Berhampur | 4200 | EHT (O&M) Circle, Jeypore | 4202 | EHT (O&M) Division, Jayanagar | S22B | 132/33 kV S/S S/D Umarkote | 3000000943 | 33 KV Bus Post Insulator | INS.POR.BPI.C001 | ZSPR_ACT | ZSPR | NOS | 4 | 5712.6 | INR
4000 | Sourthern Zone, Berhampur | 4200 | EHT (O&M) Circle, Jeypore | 4202 | EHT (O&M) Division, Jayanagar | S226 | 132/33 kV T/L S/S S/D Sunabeda | 3000000943 | 33 KV Bus Post Insulator | INS.POR.BPI.C001 | ZSPR_ACT | ZSPR | NOS | 3 | 4284.45 | INR
4000 | Sourthern Zone, Berhampur | 4200 | EHT (O&M) Circle, Jeypore | 4202 | EHT (O&M) Division, Jayanagar | S22A | 132/33 kV S/S S/D Dabugaon | 3000000943 | 33 KV Bus Post Insulator | INS.POR.BPI.C001 | ZSPR_ACT | ZSPR | NOS | 4 | 5712.6 | INR
4000 | Sourthern Zone, Berhampur | 4200 | EHT (O&M) Circle, Jeypore | 4202 | EHT (O&M) Division, Jayanagar | S229 | 132/33 kV TL S/S S/D Tentulikhunti | 3000000943 | 33 KV Bus Post Insulator | INS.POR.BPI.C001 | ZSPR_ACT | ZSPR | NOS | 3 | 4284.45 | INR
4000 | Sourthern Zone, Berhampur | 4200 | EHT (O&M) Circle, Jeypore | 4202 | EHT (O&M) Division, Jayanagar | S22C | 132/33 kV S/S S/D Podagada | 3000000944 | 132 KV BUS POST INSULATORS | INS.POR.BPI.D001 | ZSPR_ACT | ZSPR | NOS | 2 | 27552 | INR
4000 | Sourthern Zone, Berhampur | 4200 | EHT (O&M) Circle, Jeypore | 4202 | EHT (O&M) Division, Jayanagar | S225 | 132/33 KV S/S S/D Pottangi | 3000000944 | 132 KV BUS POST INSULATORS | INS.POR.BPI.D001 | ZSPR_ACT | ZSPR | NOS | 2 | 27552 | INR
4000 | Sourthern Zone, Berhampur | 4200 | EHT (O&M) Circle, Jeypore | 4202 | EHT (O&M) Division, Jayanagar | S22A | 132/33 kV S/S S/D Dabugaon | 3000000944 | 132 KV BUS POST INSULATORS | INS.POR.BPI.D001 | ZSPR_ACT | ZSPR | NOS | 23 | 316848 | INR
4000 | Sourthern Zone, Berhampur | 4200 | EHT (O&M) Circle, Jeypore | 4202 | EHT (O&M) Division, Jayanagar | S22B | 132/33 kV S/S S/D Umarkote | 3000000944 | 132 KV BUS POST INSULATORS | INS.POR.BPI.D001 | ZSPR_ACT | ZSPR | NOS | 2 | 27552 | INR
4000 | Sourthern Zone, Berhampur | 4200 | EHT (O&M) Circle, Jeypore | 4202 | EHT (O&M) Division, Jayanagar | S224 | 132 kV Line S/D Jayanagar | 3000000946 | 70KN PORCELAIN DISC INSULATOR | INS.POR.DISC.B001 | ZSPR_ACT | ZSPR | NOS | 77 | 34854.82 | INR
4000 | Sourthern Zone, Berhampur | 4200 | EHT (O&M) Circle, Jeypore | 4202 | EHT (O&M) Division, Jayanagar | S22C | 132/33 kV S/S S/D Podagada | 3000000947 | 90KN PORCELAIN DISC INSULATOR | INS.POR.DISC.B002 | ZSPR_ACT | ZSPR | NOS | 42 | 27510.42 | INR
4000 | Sourthern Zone, Berhampur | 4200 | EHT (O&M) Circle, Jeypore | 4202 | EHT (O&M) Division, Jayanagar | S226 | 132/33 kV T/L S/S S/D Sunabeda | 3000000947 | 90KN PORCELAIN DISC INSULATOR | INS.POR.DISC.B002 | ZSPR_ACT | ZSPR | NOS | 28 | 18340.28 | INR
4000 | Sourthern Zone, Berhampur | 4200 | EHT (O&M) Circle, Jeypore | 4202 | EHT (O&M) Division, Jayanagar | S229 | 132/33 kV TL S/S S/D Tentulikhunti | 3000000947 | 90KN PORCELAIN DISC INSULATOR | INS.POR.DISC.B002 | ZSPR_ACT | ZSPR | NOS | 18 | 11790.18 | INR
4000 | Sourthern Zone, Berhampur | 4200 | EHT (O&M) Circle, Jeypore | 4202 | EHT (O&M) Division, Jayanagar | S223 | 220 kV Line S/D Jayanagar | 3000000947 | 90KN PORCELAIN DISC INSULATOR | INS.POR.DISC.B002 | ZSPR_ACT | ZSPR | NOS | 75 | 49125.77 | INR
4000 | Sourthern Zone, Berhampur | 4200 | EHT (O&M) Circle, Jeypore | 4202 | EHT (O&M) Division, Jayanagar | S222 | 220/132/33 kV T/L S/S S/D Jayanagar | 3000000947 | 90KN PORCELAIN DISC INSULATOR | INS.POR.DISC.B002 | ZSPR_ACT | ZSPR | NOS | 46 | 30130.46 | INR
4000 | Sourthern Zone, Berhampur | 4200 | EHT (O&M) Circle, Jeypore | 4202 | EHT (O&M) Division, Jayanagar | SL26 | 132/33 kV T/L S/S S/D Sunabeda_Line | 3000000948 | 120KN PORCELAIN DISC INSULATOR | INS.POR.DISC.B003 | ZSPR_ACT | ZSPR | NOS | 8 | 6385.47 | INR
4000 | Sourthern Zone, Berhampur | 4200 | EHT (O&M) Circle, Jeypore | 4202 | EHT (O&M) Division, Jayanagar | S222 | 220/132/33 kV T/L S/S S/D Jayanagar | 3000000948 | 120KN PORCELAIN DISC INSULATOR | INS.POR.DISC.B003 | ZSPR_ACT | ZSPR | NOS | 96 | 76625.63 | INR
4000 | Sourthern Zone, Berhampur | 4200 | EHT (O&M) Circle, Jeypore | 4202 | EHT (O&M) Division, Jayanagar | SL29 | 132/33 kV TL S/S S/D Tentulikhunti_Line | 3000000948 | 120KN PORCELAIN DISC INSULATOR | INS.POR.DISC.B003 | ZSPR_ACT | ZSPR | NOS | 4 | 3192.73 | INR
4000 | Sourthern Zone, Berhampur | 4200 | EHT (O&M) Circle, Jeypore | 4202 | EHT (O&M) Division, Jayanagar | S22C | 132/33 kV S/S S/D Podagada | 3000000948 | 120KN PORCELAIN DISC INSULATOR | INS.POR.DISC.B003 | ZSPR_ACT | ZSPR | NOS | 53 | 42303.73 | INR
4000 | Sourthern Zone, Berhampur | 4200 | EHT (O&M) Circle, Jeypore | 4202 | EHT (O&M) Division, Jayanagar | S224 | 132 kV Line S/D Jayanagar | 3000000948 | 120KN PORCELAIN DISC INSULATOR | INS.POR.DISC.B003 | ZSPR_ACT | ZSPR | NOS | 68 | 54276.48 | INR
4000 | Sourthern Zone, Berhampur | 4200 | EHT (O&M) Circle, Jeypore | 4202 | EHT (O&M) Division, Jayanagar | S223 | 220 kV Line S/D Jayanagar | 3000000949 | 160KN PORCELAIN DISC INSULATOR | INS.POR.DISC.B004 | ZSPR_ACT | ZSPR | NOS | 380 | 402606.2 | INR
4000 | Sourthern Zone, Berhampur | 4200 | EHT (O&M) Circle, Jeypore | 4202 | EHT (O&M) Division, Jayanagar | S22C | 132/33 kV S/S S/D Podagada | 3000000954 | 132KV LR 90KN PORCELAIN INSULATOR | INS.POR.LR.D002 | ZSPR_ACT | ZSPR | NOS | 4 | 5718.01 | INR
4000 | Sourthern Zone, Berhampur | 4200 | EHT (O&M) Circle, Jeypore | 4202 | EHT (O&M) Division, Jayanagar | S22A | 132/33 kV S/S S/D Dabugaon | 3000000954 | 132KV LR 90KN PORCELAIN INSULATOR | INS.POR.LR.D002 | ZSPR_ACT | ZSPR | NOS | 1 | 1429.5 | INR
4000 | Sourthern Zone, Berhampur | 4200 | EHT (O&M) Circle, Jeypore | 4202 | EHT (O&M) Division, Jayanagar | S229 | 132/33 kV TL S/S S/D Tentulikhunti | 3000000954 | 132KV LR 90KN PORCELAIN INSULATOR | INS.POR.LR.D002 | ZSPR_ACT | ZSPR | NOS | 1 | 1429.5 | INR
4000 | Sourthern Zone, Berhampur | 4200 | EHT (O&M) Circle, Jeypore | 4202 | EHT (O&M) Division, Jayanagar | S223 | 220 kV Line S/D Jayanagar | 3000000957 | 160KN 132 KV PORCELAIN LONG ROD | INS.POR.LR.E004 | ZSPR_ACT | ZSPR | NOS | 3 | 26449.05 | INR
4000 | Sourthern Zone, Berhampur | 4200 | EHT (O&M) Circle, Jeypore | 4202 | EHT (O&M) Division, Jayanagar | S22B | 132/33 kV S/S S/D Umarkote | 3000000970 | LMU COMPOSITE TYPE 132 KV WAVE TRAP | LMU.CMPT.A001 | ZSPR_ACT | ZSPR | NOS | 2 | 0.02 | INR
4000 | Sourthern Zone, Berhampur | 4200 | EHT (O&M) Circle, Jeypore | 4202 | EHT (O&M) Division, Jayanagar | S22B | 132/33 kV S/S S/D Umarkote | 3000000971 | LMDU COMPOSITE TYPE 132KV WAVE TRAP | LMU.CMPT.A002 | ZSPR_ACT | ZSPR | NOS | 2 | 578768 | INR
4000 | Sourthern Zone, Berhampur | 4200 | EHT (O&M) Circle, Jeypore | 4202 | EHT (O&M) Division, Jayanagar | S225 | 132/33 KV S/S S/D Pottangi | 3000000972 | LMU & LMDU | LMU.MCD.B001 | ZSPR_ACT | ZSPR | NOS | 1 | 9163 | INR
4000 | Sourthern Zone, Berhampur | 4200 | EHT (O&M) Circle, Jeypore | 4202 | EHT (O&M) Division, Jayanagar | S22C | 132/33 kV S/S S/D Podagada | 3000000972 | LMU & LMDU | LMU.MCD.B001 | ZSPR_ACT | ZSPR | NOS | 1 | 9163 | INR
4000 | Sourthern Zone, Berhampur | 4200 | EHT (O&M) Circle, Jeypore | 4202 | EHT (O&M) Division, Jayanagar | S226 | 132/33 kV T/L S/S S/D Sunabeda | 3000000976 | ACDB for Yard Kiosk | MISC.ACDB.A001 | ZSPR_ACT | ZSPR | NOS | 2 | 238080 | INR
4000 | Sourthern Zone, Berhampur | 4200 | EHT (O&M) Circle, Jeypore | 4202 | EHT (O&M) Division, Jayanagar | S226 | 132/33 kV T/L S/S S/D Sunabeda | 3000000982 | ALLUMINIUM BINDING TAPE | MISC.ALBINDTAPE.A001 | ZSPR_ACT | ZSPR | KG | 5.25 | 3500 | INR
4000 | Sourthern Zone, Berhampur | 4200 | EHT (O&M) Circle, Jeypore | 4202 | EHT (O&M) Division, Jayanagar | S226 | 132/33 kV T/L S/S S/D Sunabeda | 3000000992 | PT/IVT/CVT CONSOLE BOX | MISC.CONSOLE.A001 | ZSPR_ACT | ZSPR | NOS | 1 | 11679 | INR
4000 | Sourthern Zone, Berhampur | 4200 | EHT (O&M) Circle, Jeypore | 4202 | EHT (O&M) Division, Jayanagar | S229 | 132/33 kV TL S/S S/D Tentulikhunti | 3000000992 | PT/IVT/CVT CONSOLE BOX | MISC.CONSOLE.A001 | ZSPR_ACT | ZSPR | NOS | 3 | 35037 | INR
4000 | Sourthern Zone, Berhampur | 4200 | EHT (O&M) Circle, Jeypore | 4202 | EHT (O&M) Division, Jayanagar | S229 | 132/33 kV TL S/S S/D Tentulikhunti | 3000000996 | CT CONSOLE BOX | MISC.CT.CONSOLE.A001 | ZSPR_ACT | ZSPR | NOS | 4 | 47034.96 | INR
4000 | Sourthern Zone, Berhampur | 4200 | EHT (O&M) Circle, Jeypore | 4202 | EHT (O&M) Division, Jayanagar | S222 | 220/132/33 kV T/L S/S S/D Jayanagar | 3000000996 | CT CONSOLE BOX | MISC.CT.CONSOLE.A001 | ZSPR_ACT | ZSPR | NOS | 22 | 258692.28 | INR
4000 | Sourthern Zone, Berhampur | 4200 | EHT (O&M) Circle, Jeypore | 4202 | EHT (O&M) Division, Jayanagar | S226 | 132/33 kV T/L S/S S/D Sunabeda | 3000000996 | CT CONSOLE BOX | MISC.CT.CONSOLE.A001 | ZSPR_ACT | ZSPR | NOS | 14 | 164622.36 | INR
4000 | Sourthern Zone, Berhampur | 4200 | EHT (O&M) Circle, Jeypore | 4202 | EHT (O&M) Division, Jayanagar | S229 | 132/33 kV TL S/S S/D Tentulikhunti | 3000001002 | EMPTY Tfr OIL BARREL | MISC.EMPTYBRL.A001 | ZSPR_ACT | ZSPR | NOS | 33 | 4795.15 | INR
4000 | Sourthern Zone, Berhampur | 4200 | EHT (O&M) Circle, Jeypore | 4202 | EHT (O&M) Division, Jayanagar | S226 | 132/33 kV T/L S/S S/D Sunabeda | 3000001002 | EMPTY Tfr OIL BARREL | MISC.EMPTYBRL.A001 | ZSPR_US | ZSPR | NOS | 50 | 50 | INR
4000 | Sourthern Zone, Berhampur | 4200 | EHT (O&M) Circle, Jeypore | 4202 | EHT (O&M) Division, Jayanagar | S222 | 220/132/33 kV T/L S/S S/D Jayanagar | 3000001002 | EMPTY Tfr OIL BARREL | MISC.EMPTYBRL.A001 | ZSPR_ACT | ZSPR | NOS | 14 | 2034.31 | INR
4000 | Sourthern Zone, Berhampur | 4200 | EHT (O&M) Circle, Jeypore | 4202 | EHT (O&M) Division, Jayanagar | SL26 | 132/33 kV T/L S/S S/D Sunabeda_Line | 3000001007 | FLEXIBLE COPPER EARTH BOND | MISC.FL.CU.BOND.A001 | ZSPR_US | ZSPR | NOS | 50 | 34357 | INR
4000 | Sourthern Zone, Berhampur | 4200 | EHT (O&M) Circle, Jeypore | 4202 | EHT (O&M) Division, Jayanagar | S22C | 132/33 kV S/S S/D Podagada | 3000001007 | FLEXIBLE COPPER EARTH BOND | MISC.FL.CU.BOND.A001 | ZSPR_ACT | ZSPR | NOS | 10 | 6099.24 | INR
4000 | Sourthern Zone, Berhampur | 4200 | EHT (O&M) Circle, Jeypore | 4202 | EHT (O&M) Division, Jayanagar | S223 | 220 kV Line S/D Jayanagar | 3000001007 | FLEXIBLE COPPER EARTH BOND | MISC.FL.CU.BOND.A001 | ZSPR_ACT | ZSPR | NOS | 55 | 33545.8 | INR
4000 | Sourthern Zone, Berhampur | 4200 | EHT (O&M) Circle, Jeypore | 4202 | EHT (O&M) Division, Jayanagar | S225 | 132/33 KV S/S S/D Pottangi | 3000001007 | FLEXIBLE COPPER EARTH BOND | MISC.FL.CU.BOND.A001 | ZSPR_ACT | ZSPR | NOS | 15 | 9148.85 | INR
4000 | Sourthern Zone, Berhampur | 4200 | EHT (O&M) Circle, Jeypore | 4202 | EHT (O&M) Division, Jayanagar | SL29 | 132/33 kV TL S/S S/D Tentulikhunti_Line | 3000001007 | FLEXIBLE COPPER EARTH BOND | MISC.FL.CU.BOND.A001 | ZSPR_ACT | ZSPR | NOS | 18 | 10978.63 | INR
4000 | Sourthern Zone, Berhampur | 4200 | EHT (O&M) Circle, Jeypore | 4202 | EHT (O&M) Division, Jayanagar | S22A | 132/33 kV S/S S/D Dabugaon | 3000001007 | FLEXIBLE COPPER EARTH BOND | MISC.FL.CU.BOND.A001 | ZSPR_ACT | ZSPR | NOS | 17 | 10368.7 | INR
4000 | Sourthern Zone, Berhampur | 4200 | EHT (O&M) Circle, Jeypore | 4202 | EHT (O&M) Division, Jayanagar | S222 | 220/132/33 kV T/L S/S S/D Jayanagar | 3000001008 | FLEXIBLE EARTH BOND | MISC.FL.E.BOND.A001 | ZSPR_ACT | ZSPR | NOS | 48 | 54702.04 | INR
4000 | Sourthern Zone, Berhampur | 4200 | EHT (O&M) Circle, Jeypore | 4202 | EHT (O&M) Division, Jayanagar | S224 | 132 kV Line S/D Jayanagar | 3000001008 | FLEXIBLE EARTH BOND | MISC.FL.E.BOND.A001 | ZSPR_ACT | ZSPR | NOS | 1 | 1139.63 | INR
4000 | Sourthern Zone, Berhampur | 4200 | EHT (O&M) Circle, Jeypore | 4202 | EHT (O&M) Division, Jayanagar | S222 | 220/132/33 kV T/L S/S S/D Jayanagar | 3000001036 | ISOLATOR PAD PLATE | MISC.PADPLATE.A001 | ZSPR_ACT | ZSPR | NOS | 18 | 7140 | INR
4000 | Sourthern Zone, Berhampur | 4200 | EHT (O&M) Circle, Jeypore | 4202 | EHT (O&M) Division, Jayanagar | S22A | 132/33 kV S/S S/D Dabugaon | 3000001088 | Disconnected type Terminal block | MISC.TBLOCK.A003 | ZSPR_ACT | ZSPR | NOS | 240 | 28800 | INR
4000 | Sourthern Zone, Berhampur | 4200 | EHT (O&M) Circle, Jeypore | 4202 | EHT (O&M) Division, Jayanagar | S225 | 132/33 KV S/S S/D Pottangi | 3000001090 | GI TUBULAR POLE FOR STREET LIGHT | MISC.TBULR.POLE.A001 | ZSPR_ACT | ZSPR | NOS | 10 | 10 | INR
4000 | Sourthern Zone, Berhampur | 4200 | EHT (O&M) Circle, Jeypore | 4202 | EHT (O&M) Division, Jayanagar | S226 | 132/33 kV T/L S/S S/D Sunabeda | 3000001094 | NEW EHV GRADE Napthelin based Tfr OIL | MISC.TFROIL.A001 | ZSPR_ACT | ZSPR | L | 1672 | 27279.77 | INR
4000 | Sourthern Zone, Berhampur | 4200 | EHT (O&M) Circle, Jeypore | 4202 | EHT (O&M) Division, Jayanagar | S225 | 132/33 KV S/S S/D Pottangi | 3000001094 | NEW EHV GRADE Napthelin based Tfr OIL | MISC.TFROIL.A001 | ZSPR_ACT | ZSPR | L | 1178 | 19219.84 | INR
4000 | Sourthern Zone, Berhampur | 4200 | EHT (O&M) Circle, Jeypore | 4202 | EHT (O&M) Division, Jayanagar | S22C | 132/33 kV S/S S/D Podagada | 3000001094 | NEW EHV GRADE Napthelin based Tfr OIL | MISC.TFROIL.A001 | ZSPR_ACT | ZSPR | L | 626 | 10213.6 | INR
4000 | Sourthern Zone, Berhampur | 4200 | EHT (O&M) Circle, Jeypore | 4202 | EHT (O&M) Division, Jayanagar | S226 | 132/33 kV T/L S/S S/D Sunabeda | 3000001095 | USED/ OLD Tfr OIL | MISC.TFROIL.A002 | ZSPR_US | ZSPR | L | 10659 | 5654.93 | INR
4000 | Sourthern Zone, Berhampur | 4200 | EHT (O&M) Circle, Jeypore | 4202 | EHT (O&M) Division, Jayanagar | S225 | 132/33 KV S/S S/D Pottangi | 3000001095 | USED/ OLD Tfr OIL | MISC.TFROIL.A002 | ZSPR_US | ZSPR | L | 9450 | 5013.52 | INR
4000 | Sourthern Zone, Berhampur | 4200 | EHT (O&M) Circle, Jeypore | 4202 | EHT (O&M) Division, Jayanagar | S229 | 132/33 kV TL S/S S/D Tentulikhunti | 3000001095 | USED/ OLD Tfr OIL | MISC.TFROIL.A002 | ZSPR_ACT | ZSPR | L | 120 | 6055.2 | INR
4000 | Sourthern Zone, Berhampur | 4200 | EHT (O&M) Circle, Jeypore | 4202 | EHT (O&M) Division, Jayanagar | S222 | 220/132/33 kV T/L S/S S/D Jayanagar | 3000001096 | BURNT Tfr OIL | MISC.TFROIL.A003 | ZSPR_US | ZSPR | L | 6600 | 33 | INR
4000 | Sourthern Zone, Berhampur | 4200 | EHT (O&M) Circle, Jeypore | 4202 | EHT (O&M) Division, Jayanagar | S22A | 132/33 kV S/S S/D Dabugaon | 3000001111 | 0 TO 600AMP AMMETER | MTR.AMMETER.A.A006 | ZSPR_ACT | ZSPR | NOS | 1 | 308 | INR
4000 | Sourthern Zone, Berhampur | 4200 | EHT (O&M) Circle, Jeypore | 4202 | EHT (O&M) Division, Jayanagar | S22A | 132/33 kV S/S S/D Dabugaon | 3000001113 | DC Ammeter 200-0-200 A | MTR.AMMETER.A.A009 | ZSPR_ACT | ZSPR | NOS | 1 | 330 | INR
4000 | Sourthern Zone, Berhampur | 4200 | EHT (O&M) Circle, Jeypore | 4202 | EHT (O&M) Division, Jayanagar | S226 | 132/33 kV T/L S/S S/D Sunabeda | 3000001119 | 3P 4WIRE 63.5V 5A APEX UPGRADED METER | MTR.APEX.B004 | ZSPR_ACT | ZSPR | NOS | 2 | 140000 | INR
4000 | Sourthern Zone, Berhampur | 4200 | EHT (O&M) Circle, Jeypore | 4202 | EHT (O&M) Division, Jayanagar | S225 | 132/33 KV S/S S/D Pottangi | 3000001131 | MVAR Meter along with Transducer | MTR.MVAR.TDCR.A001 | ZSPR_ACT | ZSPR | NOS | 1 | 7100.5 | INR
4000 | Sourthern Zone, Berhampur | 4200 | EHT (O&M) Circle, Jeypore | 4202 | EHT (O&M) Division, Jayanagar | S22C | 132/33 kV S/S S/D Podagada | 3000001131 | MVAR Meter along with Transducer | MTR.MVAR.TDCR.A001 | ZSPR_ACT | ZSPR | NOS | 1 | 7100.5 | INR
4000 | Sourthern Zone, Berhampur | 4200 | EHT (O&M) Circle, Jeypore | 4202 | EHT (O&M) Division, Jayanagar | S225 | 132/33 KV S/S S/D Pottangi | 3000001134 | Digital MW Meter with externalTransducer | MTR.MW.TDCR.A001 | ZSPR_ACT | ZSPR | NOS | 1 | 7100.5 | INR
4000 | Sourthern Zone, Berhampur | 4200 | EHT (O&M) Circle, Jeypore | 4202 | EHT (O&M) Division, Jayanagar | S22C | 132/33 kV S/S S/D Podagada | 3000001134 | Digital MW Meter with externalTransducer | MTR.MW.TDCR.A001 | ZSPR_ACT | ZSPR | NOS | 1 | 7100.5 | INR
4000 | Sourthern Zone, Berhampur | 4200 | EHT (O&M) Circle, Jeypore | 4202 | EHT (O&M) Division, Jayanagar | S22A | 132/33 kV S/S S/D Dabugaon | 3000001143 | 0-50 V AC VOLT METER | MTR.VOLTMETER.A.A001 | ZSPR_ACT | ZSPR | NOS | 1 | 180 | INR
4000 | Sourthern Zone, Berhampur | 4200 | EHT (O&M) Circle, Jeypore | 4202 | EHT (O&M) Division, Jayanagar | S22A | 132/33 kV S/S S/D Dabugaon | 3000001144 | 0-500 V AC VOLT METER | MTR.VOLTMETER.A.A003 | ZSPR_ACT | ZSPR | NOS | 1 | 280 | INR
4000 | Sourthern Zone, Berhampur | 4200 | EHT (O&M) Circle, Jeypore | 4202 | EHT (O&M) Division, Jayanagar | S22A | 132/33 kV S/S S/D Dabugaon | 3000001146 | DC Voltmeter -300-0-300 V | MTR.VOLTMETER.A.A005 | ZSPR_ACT | ZSPR | NOS | 1 | 275 | INR
4000 | Sourthern Zone, Berhampur | 4200 | EHT (O&M) Circle, Jeypore | 4202 | EHT (O&M) Division, Jayanagar | S222 | 220/132/33 kV T/L S/S S/D Jayanagar | 3000001154 | NUTS AND BOLTS | NBW.ASRT.GINB.A001 | ZSPR_ACT | ZSPR | KG | 286.765 | 1026.36 | INR
4000 | Sourthern Zone, Berhampur | 4200 | EHT (O&M) Circle, Jeypore | 4202 | EHT (O&M) Division, Jayanagar | S224 | 132 kV Line S/D Jayanagar | 3000001154 | NUTS AND BOLTS | NBW.ASRT.GINB.A001 | ZSPR_ACT | ZSPR | KG | 670 | 2398 | INR
4000 | Sourthern Zone, Berhampur | 4200 | EHT (O&M) Circle, Jeypore | 4202 | EHT (O&M) Division, Jayanagar | S229 | 132/33 kV TL S/S S/D Tentulikhunti | 3000001154 | NUTS AND BOLTS | NBW.ASRT.GINB.A001 | ZSPR_ACT | ZSPR | KG | 310 | 1109.52 | INR
4000 | Sourthern Zone, Berhampur | 4200 | EHT (O&M) Circle, Jeypore | 4202 | EHT (O&M) Division, Jayanagar | S22A | 132/33 kV S/S S/D Dabugaon | 3000001154 | NUTS AND BOLTS | NBW.ASRT.GINB.A001 | ZSPR_ACT | ZSPR | KG | 9783.61 | 35016.56 | INR
4000 | Sourthern Zone, Berhampur | 4200 | EHT (O&M) Circle, Jeypore | 4202 | EHT (O&M) Division, Jayanagar | S223 | 220 kV Line S/D Jayanagar | 3000001154 | NUTS AND BOLTS | NBW.ASRT.GINB.A001 | ZSPR_ACT | ZSPR | KG | 371.11 | 1328.24 | INR
4000 | Sourthern Zone, Berhampur | 4200 | EHT (O&M) Circle, Jeypore | 4202 | EHT (O&M) Division, Jayanagar | S22A | 132/33 kV S/S S/D Dabugaon | 3000001155 | ASSORTED SIZE GI WASHER | NBW.ASRT.GIWSR.A001 | ZSPR_ACT | ZSPR | KG | 44 | 1911.48 | INR
4000 | Sourthern Zone, Berhampur | 4200 | EHT (O&M) Circle, Jeypore | 4202 | EHT (O&M) Division, Jayanagar | S222 | 220/132/33 kV T/L S/S S/D Jayanagar | 3000001155 | ASSORTED SIZE GI WASHER | NBW.ASRT.GIWSR.A001 | ZSPR_ACT | ZSPR | KG | 82.15 | 3568.81 | INR
4000 | Sourthern Zone, Berhampur | 4200 | EHT (O&M) Circle, Jeypore | 4202 | EHT (O&M) Division, Jayanagar | S223 | 220 kV Line S/D Jayanagar | 3000001180 | 12 X 45 MM GI HALF THREAD NUT & BOLT | NBW.GINB.A004 | ZSPR_ACT | ZSPR | KG | 30 | 4500 | INR
4000 | Sourthern Zone, Berhampur | 4200 | EHT (O&M) Circle, Jeypore | 4202 | EHT (O&M) Division, Jayanagar | SL26 | 132/33 kV T/L S/S S/D Sunabeda_Line | 3000001181 | 16 X 30 MM GI HALF THREAD NUT & BOLT | NBW.GINB.A005 | ZSPR_US | ZSPR | KG | 2 | 37.08 | INR
4000 | Sourthern Zone, Berhampur | 4200 | EHT (O&M) Circle, Jeypore | 4202 | EHT (O&M) Division, Jayanagar | SL29 | 132/33 kV TL S/S S/D Tentulikhunti_Line | 3000001182 | 16 X 35 MM GI HALF THREAD NUT & BOLT | NBW.GINB.A006 | ZSPR_ACT | ZSPR | KG | 70 | 6057.84 | INR
4000 | Sourthern Zone, Berhampur | 4200 | EHT (O&M) Circle, Jeypore | 4202 | EHT (O&M) Division, Jayanagar | S224 | 132 kV Line S/D Jayanagar | 3000001187 | 16X60MM GI HALF THREAD NUT & BOLT | NBW.GINB.A011 | ZSPR_ACT | ZSPR | KG | 30 | 1365.9 | INR
4000 | Sourthern Zone, Berhampur | 4200 | EHT (O&M) Circle, Jeypore | 4202 | EHT (O&M) Division, Jayanagar | S223 | 220 kV Line S/D Jayanagar | 3000001206 | 16x175mm GI HALF THREAD NUT & BOLT SIZE | NBW.GINB.A036 | ZSPR_ACT | ZSPR | KG | 117.99 | 10537.09 | INR
4000 | Sourthern Zone, Berhampur | 4200 | EHT (O&M) Circle, Jeypore | 4202 | EHT (O&M) Division, Jayanagar | S226 | 132/33 kV T/L S/S S/D Sunabeda | 3000001209 | 12 X 40 MM GI FULL THREAD NUT & BOLT | NBW.GINB.B003 | ZSPR_ACT | ZSPR | KG | 0.75 | 195 | INR
4000 | Sourthern Zone, Berhampur | 4200 | EHT (O&M) Circle, Jeypore | 4202 | EHT (O&M) Division, Jayanagar | S22C | 132/33 kV S/S S/D Podagada | 3000001215 | 16X50MM GI FULL THREAD NUT & BOLT | NBW.GINB.B009 | ZSPR_ACT | ZSPR | KG | 53.108 | 53.11 | INR
4000 | Sourthern Zone, Berhampur | 4200 | EHT (O&M) Circle, Jeypore | 4202 | EHT (O&M) Division, Jayanagar | S226 | 132/33 kV T/L S/S S/D Sunabeda | 3000001221 | 65X10mm FT Nut & Bolt with washer | NBW.GINB.B018 | ZSPR_ACT | ZSPR | KG | 7.1 | 1433.25 | INR
4000 | Sourthern Zone, Berhampur | 4200 | EHT (O&M) Circle, Jeypore | 4202 | EHT (O&M) Division, Jayanagar | S226 | 132/33 kV T/L S/S S/D Sunabeda | 3000001227 | 50X10mm GI Bolts with Nuts FT | NBW.GINB.B033 | ZSPR_ACT | ZSPR | KG | 8 | 1608.75 | INR
4000 | Sourthern Zone, Berhampur | 4200 | EHT (O&M) Circle, Jeypore | 4202 | EHT (O&M) Division, Jayanagar | S226 | 132/33 kV T/L S/S S/D Sunabeda | 3000001228 | 50X12mm GI Bolts with Nuts FT | NBW.GINB.B035 | ZSPR_ACT | ZSPR | KG | 3.5 | 731.25 | INR
4000 | Sourthern Zone, Berhampur | 4200 | EHT (O&M) Circle, Jeypore | 4202 | EHT (O&M) Division, Jayanagar | S226 | 132/33 kV T/L S/S S/D Sunabeda | 3000001232 | 10X40 MM GI FULL THREAD NUTS & BOLTS | NBW.GINB.B041 | ZSPR_ACT | ZSPR | KG | 12.75 | 2535 | INR
4000 | Sourthern Zone, Berhampur | 4200 | EHT (O&M) Circle, Jeypore | 4202 | EHT (O&M) Division, Jayanagar | S223 | 220 kV Line S/D Jayanagar | 3000001246 | 16 X 6MM THICK PACK / FLAT GI WASHER | NBW.GIWSR.A016 | ZSPR_ACT | ZSPR | KG | 8 | 664.43 | INR
4000 | Sourthern Zone, Berhampur | 4200 | EHT (O&M) Circle, Jeypore | 4202 | EHT (O&M) Division, Jayanagar | S223 | 220 kV Line S/D Jayanagar | 3000001247 | 16 X 8MM THICK PACK / FLAT GI WASHER | NBW.GIWSR.A017 | ZSPR_ACT | ZSPR | KG | 10 | 665.75 | INR
4000 | Sourthern Zone, Berhampur | 4200 | EHT (O&M) Circle, Jeypore | 4202 | EHT (O&M) Division, Jayanagar | S223 | 220 kV Line S/D Jayanagar | 3000001249 | 16 X 12MM THICK PACK / FLAT GI WASHER | NBW.GIWSR.A019 | ZSPR_ACT | ZSPR | KG | 6 | 508.09 | INR
4000 | Sourthern Zone, Berhampur | 4200 | EHT (O&M) Circle, Jeypore | 4202 | EHT (O&M) Division, Jayanagar | S226 | 132/33 kV T/L S/S S/D Sunabeda | 3000001252 | 12x10MM thick pack/flat GI washer | NBW.GIWSR.A025 | ZSPR_ACT | ZSPR | KG | 0.75 | 175.5 | INR
4000 | Sourthern Zone, Berhampur | 4200 | EHT (O&M) Circle, Jeypore | 4202 | EHT (O&M) Division, Jayanagar | S223 | 220 kV Line S/D Jayanagar | 3000001257 | GI Spring washer M-16( 3.5MM Thickness) | NBW.GIWSR.B002 | ZSPR_ACT | ZSPR | KG | 23 | 460 | INR
4000 | Sourthern Zone, Berhampur | 4200 | EHT (O&M) Circle, Jeypore | 4202 | EHT (O&M) Division, Jayanagar | S226 | 132/33 kV T/L S/S S/D Sunabeda | 3000001260 | 10 MM SPRING GI WASHER | NBW.GIWSR.B006 | ZSPR_ACT | ZSPR | KG | 0.1 | 48.75 | INR
4000 | Sourthern Zone, Berhampur | 4200 | EHT (O&M) Circle, Jeypore | 4202 | EHT (O&M) Division, Jayanagar | S226 | 132/33 kV T/L S/S S/D Sunabeda | 3000001261 | 3.5X12mm spring washer | NBW.GIWSR.B007 | ZSPR_ACT | ZSPR | KG | 0.15 | 48.75 | INR
4000 | Sourthern Zone, Berhampur | 4200 | EHT (O&M) Circle, Jeypore | 4202 | EHT (O&M) Division, Jayanagar | S229 | 132/33 kV TL S/S S/D Tentulikhunti | 3000001306 | BAY MARSHALLING KIOSK | PNL.MBOX.A001 | ZSPR_ACT | ZSPR | NOS | 1 | 158000 | INR
4000 | Sourthern Zone, Berhampur | 4200 | EHT (O&M) Circle, Jeypore | 4202 | EHT (O&M) Division, Jayanagar | SL29 | 132/33 kV TL S/S S/D Tentulikhunti_Line | 3000001319 | Recovered / used copper earth bond | RCVR.CU.EBOND.A001 | ZSPR_SH | ZSPR | NOS | 24 | 1200 | INR
4000 | Sourthern Zone, Berhampur | 4200 | EHT (O&M) Circle, Jeypore | 4202 | EHT (O&M) Division, Jayanagar | SL29 | 132/33 kV TL S/S S/D Tentulikhunti_Line | 3000001322 | Used suspension HWF for 7/3.15mm EW | RCVR.HWF.EW.A001 | ZSPR_SH | ZSPR | NOS | 131 | 2620 | INR
4000 | Sourthern Zone, Berhampur | 4200 | EHT (O&M) Circle, Jeypore | 4202 | EHT (O&M) Division, Jayanagar | S226 | 132/33 kV T/L S/S S/D Sunabeda | 3000001323 | Air Break Auxiliary contactor Relay | RLAY.AIR.ACR.A001 | ZSPR_ACT | ZSPR | NOS | 2 | 2 | INR
4000 | Sourthern Zone, Berhampur | 4200 | EHT (O&M) Circle, Jeypore | 4202 | EHT (O&M) Division, Jayanagar | S22B | 132/33 kV S/S S/D Umarkote | 3000001326 | 24 WINDOW FACIA ANNUNCIATOR RELAY | RLAY.ANCITOR.A002 | ZSPR_ACT | ZSPR | NOS | 1 | 13478.5 | INR
4000 | Sourthern Zone, Berhampur | 4200 | EHT (O&M) Circle, Jeypore | 4202 | EHT (O&M) Division, Jayanagar | S22A | 132/33 kV S/S S/D Dabugaon | 3000001326 | 24 WINDOW FACIA ANNUNCIATOR RELAY | RLAY.ANCITOR.A002 | ZSPR_ACT | ZSPR | NOS | 1 | 13478.5 | INR
4000 | Sourthern Zone, Berhampur | 4200 | EHT (O&M) Circle, Jeypore | 4202 | EHT (O&M) Division, Jayanagar | S22C | 132/33 kV S/S S/D Podagada | 3000001327 | 12/16 WINDOW FACIA ANNUNCIATOR RELAY | RLAY.ANCITOR.A003 | ZSPR_ACT | ZSPR | NOS | 1 | 7560.53 | INR
4000 | Sourthern Zone, Berhampur | 4200 | EHT (O&M) Circle, Jeypore | 4202 | EHT (O&M) Division, Jayanagar | S225 | 132/33 KV S/S S/D Pottangi | 3000001327 | 12/16 WINDOW FACIA ANNUNCIATOR RELAY | RLAY.ANCITOR.A003 | ZSPR_ACT | ZSPR | NOS | 1 | 7560.54 | INR
4000 | Sourthern Zone, Berhampur | 4200 | EHT (O&M) Circle, Jeypore | 4202 | EHT (O&M) Division, Jayanagar | S225 | 132/33 KV S/S S/D Pottangi | 3000001328 | 16 Window Annunciation fascia | RLAY.ANCITOR.A004 | ZSPR_ACT | ZSPR | NOS | 1 | 1 | INR
4000 | Sourthern Zone, Berhampur | 4200 | EHT (O&M) Circle, Jeypore | 4202 | EHT (O&M) Division, Jayanagar | S22A | 132/33 kV S/S S/D Dabugaon | 3000001329 | ELECTROMAGNETIC AUXILLARY RELAY | RLAY.AUX.A001 | ZSPR_ACT | ZSPR | NOS | 2 | 3718 | INR
4000 | Sourthern Zone, Berhampur | 4200 | EHT (O&M) Circle, Jeypore | 4202 | EHT (O&M) Division, Jayanagar | S22C | 132/33 kV S/S S/D Podagada | 3000001333 | Auxiliary relay | RLAY.AUX.A023 | ZSPR_ACT | ZSPR | NOS | 2 | 3969.43 | INR
4000 | Sourthern Zone, Berhampur | 4200 | EHT (O&M) Circle, Jeypore | 4202 | EHT (O&M) Division, Jayanagar | S225 | 132/33 KV S/S S/D Pottangi | 3000001333 | Auxiliary relay | RLAY.AUX.A023 | ZSPR_ACT | ZSPR | NOS | 2 | 3969.43 | INR
4000 | Sourthern Zone, Berhampur | 4200 | EHT (O&M) Circle, Jeypore | 4202 | EHT (O&M) Division, Jayanagar | S22A | 132/33 kV S/S S/D Dabugaon | 3000001333 | Auxiliary relay | RLAY.AUX.A023 | ZSPR_ACT | ZSPR | NOS | 2 | 3969.43 | INR
4000 | Sourthern Zone, Berhampur | 4200 | EHT (O&M) Circle, Jeypore | 4202 | EHT (O&M) Division, Jayanagar | S22B | 132/33 kV S/S S/D Umarkote | 3000001333 | Auxiliary relay | RLAY.AUX.A023 | ZSPR_ACT | ZSPR | NOS | 1 | 1984.71 | INR
4000 | Sourthern Zone, Berhampur | 4200 | EHT (O&M) Circle, Jeypore | 4202 | EHT (O&M) Division, Jayanagar | S22B | 132/33 kV S/S S/D Umarkote | 3000001347 | NUMERIC DIFFERENTIAL RELAY | RLAY.DIFFTIAL.C001 | ZSPR_ACT | ZSPR | NOS | 1 | 251400.27 | INR
4000 | Sourthern Zone, Berhampur | 4200 | EHT (O&M) Circle, Jeypore | 4202 | EHT (O&M) Division, Jayanagar | S22C | 132/33 kV S/S S/D Podagada | 3000001347 | NUMERIC DIFFERENTIAL RELAY | RLAY.DIFFTIAL.C001 | ZSPR_ACT | ZSPR | NOS | 1 | 251400.27 | INR
4000 | Sourthern Zone, Berhampur | 4200 | EHT (O&M) Circle, Jeypore | 4202 | EHT (O&M) Division, Jayanagar | S225 | 132/33 KV S/S S/D Pottangi | 3000001347 | NUMERIC DIFFERENTIAL RELAY | RLAY.DIFFTIAL.C001 | ZSPR_ACT | ZSPR | NOS | 1 | 251400.26 | INR
4000 | Sourthern Zone, Berhampur | 4200 | EHT (O&M) Circle, Jeypore | 4202 | EHT (O&M) Division, Jayanagar | S222 | 220/132/33 kV T/L S/S S/D Jayanagar | 3000001353 | Distance Protection Relay(Cat-B) | RLAY.DP.C005 | ZSPR_US | ZSPR | NOS | 3 | 3 | INR
4000 | Sourthern Zone, Berhampur | 4200 | EHT (O&M) Circle, Jeypore | 4202 | EHT (O&M) Division, Jayanagar | S222 | 220/132/33 kV T/L S/S S/D Jayanagar | 3000001354 | Back Up relay | RLAY.EMBACKUP.A001 | ZSPR_ACT | ZSPR | NOS | 1 | 51920 | INR
4000 | Sourthern Zone, Berhampur | 4200 | EHT (O&M) Circle, Jeypore | 4202 | EHT (O&M) Division, Jayanagar | S22A | 132/33 kV S/S S/D Dabugaon | 3000001377 | Instantaneous Earth Fault relay | RLAY.INS.A003 | ZSPR_ACT | ZSPR | NOS | 1 | 3158 | INR
4000 | Sourthern Zone, Berhampur | 4200 | EHT (O&M) Circle, Jeypore | 4202 | EHT (O&M) Division, Jayanagar | S22C | 132/33 kV S/S S/D Podagada | 3000001385 | ELECTROMAGNETIC MASTER TRIP RELAY | RLAY.MTRIP.A001 | ZSPR_ACT | ZSPR | NOS | 1 | 4499.89 | INR
4000 | Sourthern Zone, Berhampur | 4200 | EHT (O&M) Circle, Jeypore | 4202 | EHT (O&M) Division, Jayanagar | S225 | 132/33 KV S/S S/D Pottangi | 3000001385 | ELECTROMAGNETIC MASTER TRIP RELAY | RLAY.MTRIP.A001 | ZSPR_ACT | ZSPR | NOS | 2 | 8999.78 | INR
4000 | Sourthern Zone, Berhampur | 4200 | EHT (O&M) Circle, Jeypore | 4202 | EHT (O&M) Division, Jayanagar | S229 | 132/33 kV TL S/S S/D Tentulikhunti | 3000001385 | ELECTROMAGNETIC MASTER TRIP RELAY | RLAY.MTRIP.A001 | ZSPR_ACT | ZSPR | NOS | 1 | 4499.89 | INR
4000 | Sourthern Zone, Berhampur | 4200 | EHT (O&M) Circle, Jeypore | 4202 | EHT (O&M) Division, Jayanagar | S222 | 220/132/33 kV T/L S/S S/D Jayanagar | 3000001385 | ELECTROMAGNETIC MASTER TRIP RELAY | RLAY.MTRIP.A001 | ZSPR_ACT | ZSPR | NOS | 14 | 62998.44 | INR
4000 | Sourthern Zone, Berhampur | 4200 | EHT (O&M) Circle, Jeypore | 4202 | EHT (O&M) Division, Jayanagar | S22C | 132/33 kV S/S S/D Podagada | 3000001389 | Master trip relay Numerical | RLAY.MTRIP.A006 | ZSPR_ACT | ZSPR | NOS | 1 | 7560.54 | INR
4000 | Sourthern Zone, Berhampur | 4200 | EHT (O&M) Circle, Jeypore | 4202 | EHT (O&M) Division, Jayanagar | S225 | 132/33 KV S/S S/D Pottangi | 3000001389 | Master trip relay Numerical | RLAY.MTRIP.A006 | ZSPR_ACT | ZSPR | NOS | 1 | 7560.53 | INR
4000 | Sourthern Zone, Berhampur | 4200 | EHT (O&M) Circle, Jeypore | 4202 | EHT (O&M) Division, Jayanagar | S22A | 132/33 kV S/S S/D Dabugaon | 3000001391 | High Speed Tripping Relay | RLAY.MTRIP.A010 | ZSPR_ACT | ZSPR | NOS | 1 | 5693 | INR
4000 | Sourthern Zone, Berhampur | 4200 | EHT (O&M) Circle, Jeypore | 4202 | EHT (O&M) Division, Jayanagar | S222 | 220/132/33 kV T/L S/S S/D Jayanagar | 3000001400 | OC E/F NON DIR NUMERIC BACK UP RELAY | RLAY.NUMBACKUP.A001 | ZSPR_ACT | ZSPR | NOS | 3 | 152877.51 | INR
4000 | Sourthern Zone, Berhampur | 4200 | EHT (O&M) Circle, Jeypore | 4202 | EHT (O&M) Division, Jayanagar | S22C | 132/33 kV S/S S/D Podagada | 3000001407 | OC E/F NON-DIR NUMERIC BACK UP RELAY | RLAY.NUMBACKUP.B011 | ZSPR_ACT | ZSPR | NOS | 1 | 69300.83 | INR
4000 | Sourthern Zone, Berhampur | 4200 | EHT (O&M) Circle, Jeypore | 4202 | EHT (O&M) Division, Jayanagar | S225 | 132/33 KV S/S S/D Pottangi | 3000001407 | OC E/F NON-DIR NUMERIC BACK UP RELAY | RLAY.NUMBACKUP.B011 | ZSPR_ACT | ZSPR | NOS | 1 | 69300.83 | INR
4000 | Sourthern Zone, Berhampur | 4200 | EHT (O&M) Circle, Jeypore | 4202 | EHT (O&M) Division, Jayanagar | S22A | 132/33 kV S/S S/D Dabugaon | 3000001411 | Instantaneous Over Voltage Relay | RLAY.OVERVOLT.A001 | ZSPR_ACT | ZSPR | NOS | 2 | 8566 | INR
4000 | Sourthern Zone, Berhampur | 4200 | EHT (O&M) Circle, Jeypore | 4202 | EHT (O&M) Division, Jayanagar | S22A | 132/33 kV S/S S/D Dabugaon | 3000001412 | DEFINITE TIME OVER CURRENT RELAY | RLAY.OVRCURNT.A001 | ZSPR_ACT | ZSPR | NOS | 1 | 9478 | INR
4000 | Sourthern Zone, Berhampur | 4200 | EHT (O&M) Circle, Jeypore | 4202 | EHT (O&M) Division, Jayanagar | S22C | 132/33 kV S/S S/D Podagada | 3000001420 | DC Supervision Relay | RLAY.SUPERVISION.A001 | ZSPR_ACT | ZSPR | NOS | 2 | 3718 | INR
4000 | Sourthern Zone, Berhampur | 4200 | EHT (O&M) Circle, Jeypore | 4202 | EHT (O&M) Division, Jayanagar | S22C | 132/33 kV S/S S/D Podagada | 3000001421 | TC Supervision Relay | RLAY.SUPERVISION.A002 | ZSPR_ACT | ZSPR | NOS | 1 | 14154 | INR
4000 | Sourthern Zone, Berhampur | 4200 | EHT (O&M) Circle, Jeypore | 4202 | EHT (O&M) Division, Jayanagar | S225 | 132/33 KV S/S S/D Pottangi | 3000001421 | TC Supervision Relay | RLAY.SUPERVISION.A002 | ZSPR_ACT | ZSPR | NOS | 3 | 42462 | INR
4000 | Sourthern Zone, Berhampur | 4200 | EHT (O&M) Circle, Jeypore | 4202 | EHT (O&M) Division, Jayanagar | S22B | 132/33 kV S/S S/D Umarkote | 3000001421 | TC Supervision Relay | RLAY.SUPERVISION.A002 | ZSPR_ACT | ZSPR | NOS | 3 | 42462 | INR
4000 | Sourthern Zone, Berhampur | 4200 | EHT (O&M) Circle, Jeypore | 4202 | EHT (O&M) Division, Jayanagar | S22A | 132/33 kV S/S S/D Dabugaon | 3000001425 | Instantaneous Under voltage relay 220V | RLAY.UNDRVOLT.A002 | ZSPR_ACT | ZSPR | NOS | 1 | 1283 | INR
4000 | Sourthern Zone, Berhampur | 4200 | EHT (O&M) Circle, Jeypore | 4202 | EHT (O&M) Division, Jayanagar | S22A | 132/33 kV S/S S/D Dabugaon | 3000001426 | Instantaneous Under Voltage Relay | RLAY.UNDRVOLT.A003 | ZSPR_ACT | ZSPR | NOS | 1 | 4283 | INR
4000 | Sourthern Zone, Berhampur | 4200 | EHT (O&M) Circle, Jeypore | 4202 | EHT (O&M) Division, Jayanagar | S22C | 132/33 kV S/S S/D Podagada | 3000001477 | E.cards for 300AH, 48V VRLA Bat charger | SPR.BAT.CHRG.A004 | ZSPR_ACT | ZSPR | NOS | 1 | 8500 | INR
4000 | Sourthern Zone, Berhampur | 4200 | EHT (O&M) Circle, Jeypore | 4202 | EHT (O&M) Division, Jayanagar | S225 | 132/33 KV S/S S/D Pottangi | 3000001478 | E.cards-350AH,220V Plante Bat charger | SPR.BAT.CHRG.A005 | ZSPR_ACT | ZSPR | SET | 1 | 7800.5 | INR
4000 | Sourthern Zone, Berhampur | 4200 | EHT (O&M) Circle, Jeypore | 4202 | EHT (O&M) Division, Jayanagar | S22C | 132/33 kV S/S S/D Podagada | 3000001478 | E.cards-350AH,220V Plante Bat charger | SPR.BAT.CHRG.A005 | ZSPR_ACT | ZSPR | SET | 1 | 7800.5 | INR
4000 | Sourthern Zone, Berhampur | 4200 | EHT (O&M) Circle, Jeypore | 4202 | EHT (O&M) Division, Jayanagar | S22C | 132/33 kV S/S S/D Podagada | 3000001489 | 48V BATTERY CELL W/O ELECTROLYTE EXIDE | SPR.BAT.EXDE.A001 | ZSPR_ACT | ZSPR | NOS | 1 | 72266 | INR
4000 | Sourthern Zone, Berhampur | 4200 | EHT (O&M) Circle, Jeypore | 4202 | EHT (O&M) Division, Jayanagar | S229 | 132/33 kV TL S/S S/D Tentulikhunti | 3000001495 | SCR-SCR MODULE STATCON FLOAT CHARGER | SPR.BAT.STATCON.A001 | ZSPR_ACT | ZSPR | NOS | 1 | 2000 | INR
4000 | Sourthern Zone, Berhampur | 4200 | EHT (O&M) Circle, Jeypore | 4202 | EHT (O&M) Division, Jayanagar | S229 | 132/33 kV TL S/S S/D Tentulikhunti | 3000001496 | BLOCKING DIODE of STATCON CHARGER | SPR.BAT.STATCON.A002 | ZSPR_ACT | ZSPR | NOS | 1 | 2000 | INR
4000 | Sourthern Zone, Berhampur | 4200 | EHT (O&M) Circle, Jeypore | 4202 | EHT (O&M) Division, Jayanagar | S229 | 132/33 kV TL S/S S/D Tentulikhunti | 3000001497 | FILTER CAPACITOR of STATCON CHARGER | SPR.BAT.STATCON.A003 | ZSPR_ACT | ZSPR | NOS | 2 | 4000 | INR
4000 | Sourthern Zone, Berhampur | 4200 | EHT (O&M) Circle, Jeypore | 4202 | EHT (O&M) Division, Jayanagar | S229 | 132/33 kV TL S/S S/D Tentulikhunti | 3000001498 | AUTO/MANUAL SWITCH of STATCON CHARGER | SPR.BAT.STATCON.A004 | ZSPR_ACT | ZSPR | NOS | 1 | 2000 | INR
4000 | Sourthern Zone, Berhampur | 4200 | EHT (O&M) Circle, Jeypore | 4202 | EHT (O&M) Division, Jayanagar | S229 | 132/33 kV TL S/S S/D Tentulikhunti | 3000001499 | INDICATION LED of STATCON CHARGER | SPR.BAT.STATCON.A005 | ZSPR_ACT | ZSPR | NOS | 1 | 2000 | INR
4000 | Sourthern Zone, Berhampur | 4200 | EHT (O&M) Circle, Jeypore | 4202 | EHT (O&M) Division, Jayanagar | S225 | 132/33 KV S/S S/D Pottangi | 3000001502 | Discrepancy Control switch Circuit (CB) | SPR.BKR.MISC.A001 | ZSPR_ACT | ZSPR | NOS | 1 | 17439.13 | INR
4000 | Sourthern Zone, Berhampur | 4200 | EHT (O&M) Circle, Jeypore | 4202 | EHT (O&M) Division, Jayanagar | S22B | 132/33 kV S/S S/D Umarkote | 3000001502 | Discrepancy Control switch Circuit (CB) | SPR.BKR.MISC.A001 | ZSPR_ACT | ZSPR | NOS | 4 | 69756.53 | INR
4000 | Sourthern Zone, Berhampur | 4200 | EHT (O&M) Circle, Jeypore | 4202 | EHT (O&M) Division, Jayanagar | S22C | 132/33 kV S/S S/D Podagada | 3000001502 | Discrepancy Control switch Circuit (CB) | SPR.BKR.MISC.A001 | ZSPR_ACT | ZSPR | NOS | 3 | 52317.4 | INR
4000 | Sourthern Zone, Berhampur | 4200 | EHT (O&M) Circle, Jeypore | 4202 | EHT (O&M) Division, Jayanagar | S22C | 132/33 kV S/S S/D Podagada | 3000001503 | CLOSING COIL of 145kV SF6 CB | SPR.BKR132.C001 | ZSPR_ACT | ZSPR | NOS | 4 | 6048.83 | INR
4000 | Sourthern Zone, Berhampur | 4200 | EHT (O&M) Circle, Jeypore | 4202 | EHT (O&M) Division, Jayanagar | S225 | 132/33 KV S/S S/D Pottangi | 3000001503 | CLOSING COIL of 145kV SF6 CB | SPR.BKR132.C001 | ZSPR_ACT | ZSPR | NOS | 1 | 1512.21 | INR
4000 | Sourthern Zone, Berhampur | 4200 | EHT (O&M) Circle, Jeypore | 4202 | EHT (O&M) Division, Jayanagar | S222 | 220/132/33 kV T/L S/S S/D Jayanagar | 3000001505 | Density Monitor of 145kV SF6 CB | SPR.BKR132.C003 | ZSPR_ACT | ZSPR | NOS | 1 | 1 | INR
4000 | Sourthern Zone, Berhampur | 4200 | EHT (O&M) Circle, Jeypore | 4202 | EHT (O&M) Division, Jayanagar | S222 | 220/132/33 kV T/L S/S S/D Jayanagar | 3000001510 | TRIPPING COIL FOR 132KV ABB MAKE SF6 CB | SPR.BKR132ABB.D004 | ZSPR_ACT | ZSPR | NOS | 5 | 9375 | INR
4000 | Sourthern Zone, Berhampur | 4200 | EHT (O&M) Circle, Jeypore | 4202 | EHT (O&M) Division, Jayanagar | S222 | 220/132/33 kV T/L S/S S/D Jayanagar | 3000001567 | CLOSING COIL FOR 132KV CGL MAKE SF6 CB | SPR.BKR132CGL.D005 | ZSPR_ACT | ZSPR | NOS | 4 | 7160 | INR
4000 | Sourthern Zone, Berhampur | 4200 | EHT (O&M) Circle, Jeypore | 4202 | EHT (O&M) Division, Jayanagar | S22A | 132/33 kV S/S S/D Dabugaon | 3000001568 | TRIPPING/CLOSING COIL 132KV CGL SF6 CB | SPR.BKR132CGL.D006 | ZSPR_ACT | ZSPR | NOS | 6 | 3600 | INR
4000 | Sourthern Zone, Berhampur | 4200 | EHT (O&M) Circle, Jeypore | 4202 | EHT (O&M) Division, Jayanagar | S22A | 132/33 kV S/S S/D Dabugaon | 3000001572 | ONE POLE ASSEMBLE 132KV CGL MAKE SF6 CB | SPR.BKR132CGL.D010 | ZSPR_ACT | ZSPR | NOS | 2 | 60000 | INR
4000 | Sourthern Zone, Berhampur | 4200 | EHT (O&M) Circle, Jeypore | 4202 | EHT (O&M) Division, Jayanagar | S22A | 132/33 kV S/S S/D Dabugaon | 3000001581 | Shock absorber 132 kV CGL make SF6 CB | SPR.BKR132CGL.D020 | ZSPR_ACT | ZSPR | NOS | 3 | 8400 | INR
4000 | Sourthern Zone, Berhampur | 4200 | EHT (O&M) Circle, Jeypore | 4202 | EHT (O&M) Division, Jayanagar | S225 | 132/33 KV S/S S/D Pottangi | 3000001650 | AUXILIARY CONTACT132KV SIEMENS SF6 CB | SPR.BKR132SMNS.B001 | ZSPR_ACT | ZSPR | NOS | 1 | 1320.5 | INR
4000 | Sourthern Zone, Berhampur | 4200 | EHT (O&M) Circle, Jeypore | 4202 | EHT (O&M) Division, Jayanagar | S22C | 132/33 kV S/S S/D Podagada | 3000001650 | AUXILIARY CONTACT132KV SIEMENS SF6 CB | SPR.BKR132SMNS.B001 | ZSPR_ACT | ZSPR | NOS | 1 | 1320.5 | INR
4000 | Sourthern Zone, Berhampur | 4200 | EHT (O&M) Circle, Jeypore | 4202 | EHT (O&M) Division, Jayanagar | S22C | 132/33 kV S/S S/D Podagada | 3000001651 | Trip/Close coil 132KV SF6 Seimens Brker | SPR.BKR132SMNS.B008 | ZSPR_ACT | ZSPR | NOS | 1 | 2262.03 | INR
4000 | Sourthern Zone, Berhampur | 4200 | EHT (O&M) Circle, Jeypore | 4202 | EHT (O&M) Division, Jayanagar | S22B | 132/33 kV S/S S/D Umarkote | 3000001651 | Trip/Close coil 132KV SF6 Seimens Brker | SPR.BKR132SMNS.B008 | ZSPR_ACT | ZSPR | NOS | 5 | 11310.17 | INR
4000 | Sourthern Zone, Berhampur | 4200 | EHT (O&M) Circle, Jeypore | 4202 | EHT (O&M) Division, Jayanagar | S222 | 220/132/33 kV T/L S/S S/D Jayanagar | 3000001651 | Trip/Close coil 132KV SF6 Seimens Brker | SPR.BKR132SMNS.B008 | ZSPR_ACT | ZSPR | NOS | 1 | 2262.03 | INR
4000 | Sourthern Zone, Berhampur | 4200 | EHT (O&M) Circle, Jeypore | 4202 | EHT (O&M) Division, Jayanagar | S229 | 132/33 kV TL S/S S/D Tentulikhunti | 3000001651 | Trip/Close coil 132KV SF6 Seimens Brker | SPR.BKR132SMNS.B008 | ZSPR_ACT | ZSPR | NOS | 2 | 4524.06 | INR
4000 | Sourthern Zone, Berhampur | 4200 | EHT (O&M) Circle, Jeypore | 4202 | EHT (O&M) Division, Jayanagar | S22C | 132/33 kV S/S S/D Podagada | 3000001653 | POWER CONTACT132KV SIEMENS SF6 CB | SPR.BKR132SMNS.D002 | ZSPR_ACT | ZSPR | NOS | 1 | 1800 | INR
4000 | Sourthern Zone, Berhampur | 4200 | EHT (O&M) Circle, Jeypore | 4202 | EHT (O&M) Division, Jayanagar | S22C | 132/33 kV S/S S/D Podagada | 3000001658 | DENSITY MONITOR 132KV SIEMENS SF6 CB | SPR.BKR132SMNS.D007 | ZSPR_ACT | ZSPR | NOS | 1 | 18900.59 | INR
4000 | Sourthern Zone, Berhampur | 4200 | EHT (O&M) Circle, Jeypore | 4202 | EHT (O&M) Division, Jayanagar | S225 | 132/33 KV S/S S/D Pottangi | 3000001658 | DENSITY MONITOR 132KV SIEMENS SF6 CB | SPR.BKR132SMNS.D007 | ZSPR_ACT | ZSPR | NOS | 1 | 18900.59 | INR
4000 | Sourthern Zone, Berhampur | 4200 | EHT (O&M) Circle, Jeypore | 4202 | EHT (O&M) Division, Jayanagar | S22B | 132/33 kV S/S S/D Umarkote | 3000001660 | Relay PC for 132KV SMNS Bkr | SPR.BKR132SMNS.D009 | ZSPR_ACT | ZSPR | NOS | 1 | 15434 | INR
4000 | Sourthern Zone, Berhampur | 4200 | EHT (O&M) Circle, Jeypore | 4202 | EHT (O&M) Division, Jayanagar | S22C | 132/33 kV S/S S/D Podagada | 3000001661 | ONE POLE ASSEMBLE 132KV SIEMENS SF6 CB | SPR.BKR132SMNS.D011 | ZSPR_ACT | ZSPR | NOS | 1 | 12600.56 | INR
4000 | Sourthern Zone, Berhampur | 4200 | EHT (O&M) Circle, Jeypore | 4202 | EHT (O&M) Division, Jayanagar | S225 | 132/33 KV S/S S/D Pottangi | 3000001661 | ONE POLE ASSEMBLE 132KV SIEMENS SF6 CB | SPR.BKR132SMNS.D011 | ZSPR_ACT | ZSPR | NOS | 1 | 12600.56 | INR
4000 | Sourthern Zone, Berhampur | 4200 | EHT (O&M) Circle, Jeypore | 4202 | EHT (O&M) Division, Jayanagar | S22B | 132/33 kV S/S S/D Umarkote | 3000001664 | AUXILIARY SWITCH 132KV SIEMENS SF6 CB | SPR.BKR132SMNS.D014 | ZSPR_ACT | ZSPR | NOS | 1 | 4555 | INR
4000 | Sourthern Zone, Berhampur | 4200 | EHT (O&M) Circle, Jeypore | 4202 | EHT (O&M) Division, Jayanagar | S222 | 220/132/33 kV T/L S/S S/D Jayanagar | 3000001664 | AUXILIARY SWITCH 132KV SIEMENS SF6 CB | SPR.BKR132SMNS.D014 | ZSPR_ACT | ZSPR | NOS | 2 | 9110 | INR
4000 | Sourthern Zone, Berhampur | 4200 | EHT (O&M) Circle, Jeypore | 4202 | EHT (O&M) Division, Jayanagar | S22B | 132/33 kV S/S S/D Umarkote | 3000001665 | SC MOTOR FOR 132KV SMENS SF6 CB | SPR.BKR132SMNS.D015 | ZSPR_ACT | ZSPR | NOS | 1 | 8898.53 | INR
4000 | Sourthern Zone, Berhampur | 4200 | EHT (O&M) Circle, Jeypore | 4202 | EHT (O&M) Division, Jayanagar | S22C | 132/33 kV S/S S/D Podagada | 3000001665 | SC MOTOR FOR 132KV SMENS SF6 CB | SPR.BKR132SMNS.D015 | ZSPR_ACT | ZSPR | NOS | 1 | 8898.52 | INR
4000 | Sourthern Zone, Berhampur | 4200 | EHT (O&M) Circle, Jeypore | 4202 | EHT (O&M) Division, Jayanagar | S22C | 132/33 kV S/S S/D Podagada | 3000001667 | GAS FILLING DEVICE 132KV SIEMENS SF6 CB | SPR.BKR132SMNS.D017 | ZSPR_ACT | ZSPR | NOS | 1 | 9631.34 | INR
4000 | Sourthern Zone, Berhampur | 4200 | EHT (O&M) Circle, Jeypore | 4202 | EHT (O&M) Division, Jayanagar | S22B | 132/33 kV S/S S/D Umarkote | 3000001667 | GAS FILLING DEVICE 132KV SIEMENS SF6 CB | SPR.BKR132SMNS.D017 | ZSPR_ACT | ZSPR | NOS | 1 | 9631.33 | INR
4000 | Sourthern Zone, Berhampur | 4200 | EHT (O&M) Circle, Jeypore | 4202 | EHT (O&M) Division, Jayanagar | S225 | 132/33 KV S/S S/D Pottangi | 3000001667 | GAS FILLING DEVICE 132KV SIEMENS SF6 CB | SPR.BKR132SMNS.D017 | ZSPR_ACT | ZSPR | NOS | 1 | 9631.33 | INR
4000 | Sourthern Zone, Berhampur | 4200 | EHT (O&M) Circle, Jeypore | 4202 | EHT (O&M) Division, Jayanagar | S22B | 132/33 kV S/S S/D Umarkote | 3000001671 | GASKETS,O-RINGS,SEALS 132KV SMNS SF6 CB | SPR.BKR132SMNS.D021 | ZSPR_ACT | ZSPR | NOS | 1 | 1253 | INR
4000 | Sourthern Zone, Berhampur | 4200 | EHT (O&M) Circle, Jeypore | 4202 | EHT (O&M) Division, Jayanagar | S22C | 132/33 kV S/S S/D Podagada | 3000001671 | GASKETS,O-RINGS,SEALS 132KV SMNS SF6 CB | SPR.BKR132SMNS.D021 | ZSPR_ACT | ZSPR | NOS | 1 | 1253 | INR
4000 | Sourthern Zone, Berhampur | 4200 | EHT (O&M) Circle, Jeypore | 4202 | EHT (O&M) Division, Jayanagar | S225 | 132/33 KV S/S S/D Pottangi | 3000001671 | GASKETS,O-RINGS,SEALS 132KV SMNS SF6 CB | SPR.BKR132SMNS.D021 | ZSPR_ACT | ZSPR | NOS | 1 | 1253 | INR
4000 | Sourthern Zone, Berhampur | 4200 | EHT (O&M) Circle, Jeypore | 4202 | EHT (O&M) Division, Jayanagar | S222 | 220/132/33 kV T/L S/S S/D Jayanagar | 3000001678 | Density Monitor of 245kV SF6 CB | SPR.BKR220.C003 | ZSPR_ACT | ZSPR | NOS | 1 | 5631 | INR
4000 | Sourthern Zone, Berhampur | 4200 | EHT (O&M) Circle, Jeypore | 4202 | EHT (O&M) Division, Jayanagar | S222 | 220/132/33 kV T/L S/S S/D Jayanagar | 3000001815 | Spring charging motor 220KV | SPR.BKR220ARVA.D005 | ZSPR_ACT | ZSPR | NOS | 1 | 2815 | INR
4000 | Sourthern Zone, Berhampur | 4200 | EHT (O&M) Circle, Jeypore | 4202 | EHT (O&M) Division, Jayanagar | S229 | 132/33 kV TL S/S S/D Tentulikhunti | 3000001869 | Tripping / Closing Coil of 36KV, 1250A,2 | SPR.BKR36.E001 | ZSPR_ACT | ZSPR | NOS | 2 | 893.29 | INR
4000 | Sourthern Zone, Berhampur | 4200 | EHT (O&M) Circle, Jeypore | 4202 | EHT (O&M) Division, Jayanagar | S229 | 132/33 kV TL S/S S/D Tentulikhunti | 3000001871 | CLOSING COIL FOR 36KV VCB | SPR.BKR36.E003 | ZSPR_ACT | ZSPR | NOS | 3 | 893.39 | INR
4000 | Sourthern Zone, Berhampur | 4200 | EHT (O&M) Circle, Jeypore | 4202 | EHT (O&M) Division, Jayanagar | S222 | 220/132/33 kV T/L S/S S/D Jayanagar | 3000001909 | TRIP COIL 220V DC 36 KV AREVA MAKE VCB | SPR.BKR36ARVA.E001 | ZSPR_ACT | ZSPR | NOS | 1 | 1275.7 | INR
4000 | Sourthern Zone, Berhampur | 4200 | EHT (O&M) Circle, Jeypore | 4202 | EHT (O&M) Division, Jayanagar | S222 | 220/132/33 kV T/L S/S S/D Jayanagar | 3000001910 | CLOSING COIL 220V DC 36 KV AREVA VCB | SPR.BKR36ARVA.E002 | ZSPR_ACT | ZSPR | NOS | 2 | 1786.38 | INR
4000 | Sourthern Zone, Berhampur | 4200 | EHT (O&M) Circle, Jeypore | 4202 | EHT (O&M) Division, Jayanagar | S22A | 132/33 kV S/S S/D Dabugaon | 3000001926 | SPRING CHARGE MOTOR FOR BHEL 36KV VCB | SPR.BKR36BHEL.E048 | ZSPR_ACT | ZSPR | NOS | 1 | 1100 | INR
4000 | Sourthern Zone, Berhampur | 4200 | EHT (O&M) Circle, Jeypore | 4202 | EHT (O&M) Division, Jayanagar | S229 | 132/33 kV TL S/S S/D Tentulikhunti | 3000001932 | SCM FOR 36KV CGL VCB | SPR.BKR36CGL.E004 | ZSPR_ACT | ZSPR | NOS | 2 | 2852.8 | INR
4000 | Sourthern Zone, Berhampur | 4200 | EHT (O&M) Circle, Jeypore | 4202 | EHT (O&M) Division, Jayanagar | S222 | 220/132/33 kV T/L S/S S/D Jayanagar | 3000001932 | SCM FOR 36KV CGL VCB | SPR.BKR36CGL.E004 | ZSPR_ACT | ZSPR | NOS | 1 | 1426.4 | INR
4000 | Sourthern Zone, Berhampur | 4200 | EHT (O&M) Circle, Jeypore | 4202 | EHT (O&M) Division, Jayanagar | S222 | 220/132/33 kV T/L S/S S/D Jayanagar | 3000001956 | Tripping coil for 36KV VCB SEIL | SPR.BKR36SEIL.E002 | ZSPR_ACT | ZSPR | NOS | 4 | 3575.6 | INR
4000 | Sourthern Zone, Berhampur | 4200 | EHT (O&M) Circle, Jeypore | 4202 | EHT (O&M) Division, Jayanagar | S22B | 132/33 kV S/S S/D Umarkote | 3000001971 | ONE POLE ASSEMBLY OF 36KV SIEMENS VCB | SPR.BKR36SMNS.E001 | ZSPR_ACT | ZSPR | NOS | 1 | 57877 | INR
4000 | Sourthern Zone, Berhampur | 4200 | EHT (O&M) Circle, Jeypore | 4202 | EHT (O&M) Division, Jayanagar | S22B | 132/33 kV S/S S/D Umarkote | 3000001972 | CLOSING COIL OF 36KV SIEMENS VCB | SPR.BKR36SMNS.E002 | ZSPR_ACT | ZSPR | NOS | 3 | 3956.19 | INR
4000 | Sourthern Zone, Berhampur | 4200 | EHT (O&M) Circle, Jeypore | 4202 | EHT (O&M) Division, Jayanagar | S225 | 132/33 KV S/S S/D Pottangi | 3000001972 | CLOSING COIL OF 36KV SIEMENS VCB | SPR.BKR36SMNS.E002 | ZSPR_ACT | ZSPR | NOS | 4 | 5274.93 | INR
4000 | Sourthern Zone, Berhampur | 4200 | EHT (O&M) Circle, Jeypore | 4202 | EHT (O&M) Division, Jayanagar | S22C | 132/33 kV S/S S/D Podagada | 3000001972 | CLOSING COIL OF 36KV SIEMENS VCB | SPR.BKR36SMNS.E002 | ZSPR_ACT | ZSPR | NOS | 3 | 3956.19 | INR
4000 | Sourthern Zone, Berhampur | 4200 | EHT (O&M) Circle, Jeypore | 4202 | EHT (O&M) Division, Jayanagar | S225 | 132/33 KV S/S S/D Pottangi | 3000001973 | TRIPPING COIL OF 36KV SIEMENS VCB | SPR.BKR36SMNS.E003 | ZSPR_ACT | ZSPR | NOS | 3 | 4346.34 | INR
4000 | Sourthern Zone, Berhampur | 4200 | EHT (O&M) Circle, Jeypore | 4202 | EHT (O&M) Division, Jayanagar | S22C | 132/33 kV S/S S/D Podagada | 3000001973 | TRIPPING COIL OF 36KV SIEMENS VCB | SPR.BKR36SMNS.E003 | ZSPR_ACT | ZSPR | NOS | 1 | 1448.78 | INR
4000 | Sourthern Zone, Berhampur | 4200 | EHT (O&M) Circle, Jeypore | 4202 | EHT (O&M) Division, Jayanagar | S22B | 132/33 kV S/S S/D Umarkote | 3000001973 | TRIPPING COIL OF 36KV SIEMENS VCB | SPR.BKR36SMNS.E003 | ZSPR_ACT | ZSPR | NOS | 4 | 5795.12 | INR
4000 | Sourthern Zone, Berhampur | 4200 | EHT (O&M) Circle, Jeypore | 4202 | EHT (O&M) Division, Jayanagar | S22C | 132/33 kV S/S S/D Podagada | 3000001974 | LIMB FOR 36KV SIEMENS MAKE VCB | SPR.BKR36SMNS.E004 | ZSPR_ACT | ZSPR | NOS | 1 | 5670.53 | INR
4000 | Sourthern Zone, Berhampur | 4200 | EHT (O&M) Circle, Jeypore | 4202 | EHT (O&M) Division, Jayanagar | S225 | 132/33 KV S/S S/D Pottangi | 3000001974 | LIMB FOR 36KV SIEMENS MAKE VCB | SPR.BKR36SMNS.E004 | ZSPR_ACT | ZSPR | NOS | 1 | 5670.52 | INR
4000 | Sourthern Zone, Berhampur | 4200 | EHT (O&M) Circle, Jeypore | 4202 | EHT (O&M) Division, Jayanagar | S22C | 132/33 kV S/S S/D Podagada | 3000001975 | SC MOTOR FOR 36KV,1250A,25KA, SIEMENS | SPR.BKR36SMNS.E005 | ZSPR_ACT | ZSPR | NOS | 1 | 7451.52 | INR
4000 | Sourthern Zone, Berhampur | 4200 | EHT (O&M) Circle, Jeypore | 4202 | EHT (O&M) Division, Jayanagar | S22B | 132/33 kV S/S S/D Umarkote | 3000001975 | SC MOTOR FOR 36KV,1250A,25KA, SIEMENS | SPR.BKR36SMNS.E005 | ZSPR_ACT | ZSPR | NOS | 1 | 7451.53 | INR
4000 | Sourthern Zone, Berhampur | 4200 | EHT (O&M) Circle, Jeypore | 4202 | EHT (O&M) Division, Jayanagar | S225 | 132/33 KV S/S S/D Pottangi | 3000001976 | Aux Switch C. Assembly for 36KV VCB SMNS | SPR.BKR36SMNS.E006 | ZSPR_ACT | ZSPR | NOS | 1 | 1396.75 | INR
4000 | Sourthern Zone, Berhampur | 4200 | EHT (O&M) Circle, Jeypore | 4202 | EHT (O&M) Division, Jayanagar | S22B | 132/33 kV S/S S/D Umarkote | 3000001976 | Aux Switch C. Assembly for 36KV VCB SMNS | SPR.BKR36SMNS.E006 | ZSPR_ACT | ZSPR | NOS | 1 | 1396.75 | INR
4000 | Sourthern Zone, Berhampur | 4200 | EHT (O&M) Circle, Jeypore | 4202 | EHT (O&M) Division, Jayanagar | S22C | 132/33 kV S/S S/D Podagada | 3000001976 | Aux Switch C. Assembly for 36KV VCB SMNS | SPR.BKR36SMNS.E006 | ZSPR_ACT | ZSPR | NOS | 1 | 1396.75 | INR
4000 | Sourthern Zone, Berhampur | 4200 | EHT (O&M) Circle, Jeypore | 4202 | EHT (O&M) Division, Jayanagar | S225 | 132/33 KV S/S S/D Pottangi | 3000001977 | GASKET,O-RING for 36KV VCB SMNS | SPR.BKR36SMNS.E007 | ZSPR_ACT | ZSPR | NOS | 1 | 250.5 | INR
4000 | Sourthern Zone, Berhampur | 4200 | EHT (O&M) Circle, Jeypore | 4202 | EHT (O&M) Division, Jayanagar | S22C | 132/33 kV S/S S/D Podagada | 3000001977 | GASKET,O-RING for 36KV VCB SMNS | SPR.BKR36SMNS.E007 | ZSPR_ACT | ZSPR | NOS | 1 | 250.5 | INR
4000 | Sourthern Zone, Berhampur | 4200 | EHT (O&M) Circle, Jeypore | 4202 | EHT (O&M) Division, Jayanagar | S22C | 132/33 kV S/S S/D Podagada | 3000001978 | PC RELAY MCB OF 36KV, 1250A,25KA, SMNS | SPR.BKR36SMNS.E008 | ZSPR_ACT | ZSPR | SET | 1 | 1560.3 | INR
4000 | Sourthern Zone, Berhampur | 4200 | EHT (O&M) Circle, Jeypore | 4202 | EHT (O&M) Division, Jayanagar | S229 | 132/33 kV TL S/S S/D Tentulikhunti | 3000002089 | Tripping coil 420KV SF6 CB of Simens | SPR.BKR420SMNS.D003 | ZSPR_ACT | ZSPR | NOS | 7 | 0.07 | INR
4000 | Sourthern Zone, Berhampur | 4200 | EHT (O&M) Circle, Jeypore | 4202 | EHT (O&M) Division, Jayanagar | S22A | 132/33 kV S/S S/D Dabugaon | 3000002107 | Control Card for 220 Volt DC Charger | SPR.CHRG.AMAR.A001 | ZSPR_ACT | ZSPR | NOS | 2 | 60000 | INR
4000 | Sourthern Zone, Berhampur | 4200 | EHT (O&M) Circle, Jeypore | 4202 | EHT (O&M) Division, Jayanagar | S22A | 132/33 kV S/S S/D Dabugaon | 3000002151 | 220 V DC Battery Earth Fault Relay | SPR.CHRG.CLDN.A045 | ZSPR_ACT | ZSPR | NOS | 1 | 16700 | INR
4000 | Sourthern Zone, Berhampur | 4200 | EHT (O&M) Circle, Jeypore | 4202 | EHT (O&M) Division, Jayanagar | S229 | 132/33 kV TL S/S S/D Tentulikhunti | 3000002173 | ANNUNTIATION CARD BAT CHARGER STCN | SPR.CHRG.STCN.A010 | ZSPR_ACT | ZSPR | NOS | 1 | 2000 | INR
4000 | Sourthern Zone, Berhampur | 4200 | EHT (O&M) Circle, Jeypore | 4202 | EHT (O&M) Division, Jayanagar | S229 | 132/33 kV TL S/S S/D Tentulikhunti | 3000002174 | DC CARD BAT CHARGER STCN | SPR.CHRG.STCN.A011 | ZSPR_ACT | ZSPR | NOS | 1 | 2000 | INR
4000 | Sourthern Zone, Berhampur | 4200 | EHT (O&M) Circle, Jeypore | 4202 | EHT (O&M) Division, Jayanagar | S229 | 132/33 kV TL S/S S/D Tentulikhunti | 3000002175 | FEED-BACK CARD BAT CHARGER STCN | SPR.CHRG.STCN.A012 | ZSPR_ACT | ZSPR | NOS | 1 | 2000 | INR
4000 | Sourthern Zone, Berhampur | 4200 | EHT (O&M) Circle, Jeypore | 4202 | EHT (O&M) Division, Jayanagar | S229 | 132/33 kV TL S/S S/D Tentulikhunti | 3000002176 | RESISTANCE CARD OF BAT CHARGER STCN | SPR.CHRG.STCN.A013 | ZSPR_ACT | ZSPR | NOS | 1 | 2000 | INR
4000 | Sourthern Zone, Berhampur | 4200 | EHT (O&M) Circle, Jeypore | 4202 | EHT (O&M) Division, Jayanagar | S229 | 132/33 kV TL S/S S/D Tentulikhunti | 3000002177 | DISCHARGED BLEEDER CARD BAT CHARGER STCN | SPR.CHRG.STCN.A014 | ZSPR_ACT | ZSPR | NOS | 1 | 2000 | INR
4000 | Sourthern Zone, Berhampur | 4200 | EHT (O&M) Circle, Jeypore | 4202 | EHT (O&M) Division, Jayanagar | S229 | 132/33 kV TL S/S S/D Tentulikhunti | 3000002178 | FUSE FOR CARD BAT CHARGER STCN | SPR.CHRG.STCN.A015 | ZSPR_ACT | ZSPR | NOS | 3 | 571.44 | INR
4000 | Sourthern Zone, Berhampur | 4200 | EHT (O&M) Circle, Jeypore | 4202 | EHT (O&M) Division, Jayanagar | S229 | 132/33 kV TL S/S S/D Tentulikhunti | 3000002179 | RYB LED CARD BAT CHARGER STCN | SPR.CHRG.STCN.A016 | ZSPR_ACT | ZSPR | NOS | 1 | 2000 | INR
4000 | Sourthern Zone, Berhampur | 4200 | EHT (O&M) Circle, Jeypore | 4202 | EHT (O&M) Division, Jayanagar | S229 | 132/33 kV TL S/S S/D Tentulikhunti | 3000002180 | DC OVERLOAD INDI. CARD BAT CHARGER STCN | SPR.CHRG.STCN.A017 | ZSPR_ACT | ZSPR | NOS | 1 | 2000 | INR
4000 | Sourthern Zone, Berhampur | 4200 | EHT (O&M) Circle, Jeypore | 4202 | EHT (O&M) Division, Jayanagar | S229 | 132/33 kV TL S/S S/D Tentulikhunti | 3000002181 | EARTH-FAULT CARD BAT CHARGER STCN | SPR.CHRG.STCN.A018 | ZSPR_ACT | ZSPR | NOS | 1 | 2000 | INR
4000 | Sourthern Zone, Berhampur | 4200 | EHT (O&M) Circle, Jeypore | 4202 | EHT (O&M) Division, Jayanagar | S229 | 132/33 kV TL S/S S/D Tentulikhunti | 3000002182 | SPR INDICATOINS CARD BAT CHARGER STCN | SPR.CHRG.STCN.A019 | ZSPR_ACT | ZSPR | NOS | 1 | 2000 | INR
4000 | Sourthern Zone, Berhampur | 4200 | EHT (O&M) Circle, Jeypore | 4202 | EHT (O&M) Division, Jayanagar | S229 | 132/33 kV TL S/S S/D Tentulikhunti | 3000002183 | V. SENSING CARD FOR BAT CHARGER STCN | SPR.CHRG.STCN.A020 | ZSPR_ACT | ZSPR | NOS | 1 | 2000 | INR
4000 | Sourthern Zone, Berhampur | 4200 | EHT (O&M) Circle, Jeypore | 4202 | EHT (O&M) Division, Jayanagar | S229 | 132/33 kV TL S/S S/D Tentulikhunti | 3000002184 | CONTACTOR COIL FOR BAT CHARGER STCN | SPR.CHRG.STCN.A021 | ZSPR_ACT | ZSPR | NOS | 1 | 2000 | INR
4000 | Sourthern Zone, Berhampur | 4200 | EHT (O&M) Circle, Jeypore | 4202 | EHT (O&M) Division, Jayanagar | S229 | 132/33 kV TL S/S S/D Tentulikhunti | 3000002185 | SELECTOR SWITCH STATCON F-C-B CHARGER | SPR.CHRG.STCN.A022 | ZSPR_ACT | ZSPR | NOS | 1 | 2000 | INR
4000 | Sourthern Zone, Berhampur | 4200 | EHT (O&M) Circle, Jeypore | 4202 | EHT (O&M) Division, Jayanagar | S229 | 132/33 kV TL S/S S/D Tentulikhunti | 3000002186 | LED (R,Y,B,G)STATCON F-C-B CHARGER | SPR.CHRG.STCN.A023 | ZSPR_ACT | ZSPR | NOS | 8 | 1560 | INR
4000 | Sourthern Zone, Berhampur | 4200 | EHT (O&M) Circle, Jeypore | 4202 | EHT (O&M) Division, Jayanagar | S229 | 132/33 kV TL S/S S/D Tentulikhunti | 3000002187 | SCR OF BAT CHARGER STCN | SPR.CHRG.STCN.B001 | ZSPR_ACT | ZSPR | NOS | 1 | 2000 | INR
4000 | Sourthern Zone, Berhampur | 4200 | EHT (O&M) Circle, Jeypore | 4202 | EHT (O&M) Division, Jayanagar | S229 | 132/33 kV TL S/S S/D Tentulikhunti | 3000002188 | BLOCKING DIODE FOR BAT CHARGER STCN | SPR.CHRG.STCN.B002 | ZSPR_ACT | ZSPR | NOS | 1 | 2000 | INR
4000 | Sourthern Zone, Berhampur | 4200 | EHT (O&M) Circle, Jeypore | 4202 | EHT (O&M) Division, Jayanagar | S229 | 132/33 kV TL S/S S/D Tentulikhunti | 3000002190 | AM-SWITCH FOR 220VBAT CHARGER STCN | SPR.CHRG.STCN.B004 | ZSPR_ACT | ZSPR | NOS | 1 | 2000 | INR
4000 | Sourthern Zone, Berhampur | 4200 | EHT (O&M) Circle, Jeypore | 4202 | EHT (O&M) Division, Jayanagar | S229 | 132/33 kV TL S/S S/D Tentulikhunti | 3000002191 | CONTACTOR FOR 220 VBAT CHARGER STCN | SPR.CHRG.STCN.B007 | ZSPR_ACT | ZSPR | NOS | 1 | 2000 | INR
4000 | Sourthern Zone, Berhampur | 4200 | EHT (O&M) Circle, Jeypore | 4202 | EHT (O&M) Division, Jayanagar | S22C | 132/33 kV S/S S/D Podagada | 3000002193 | AMMETER WITH TRANSDUCER 132KV CR PANEL | SPR.CRPNL132AE.A001 | ZSPR_ACT | ZSPR | NOS | 1 | 6750.5 | INR
4000 | Sourthern Zone, Berhampur | 4200 | EHT (O&M) Circle, Jeypore | 4202 | EHT (O&M) Division, Jayanagar | S225 | 132/33 KV S/S S/D Pottangi | 3000002193 | AMMETER WITH TRANSDUCER 132KV CR PANEL | SPR.CRPNL132AE.A001 | ZSPR_ACT | ZSPR | NOS | 1 | 6750.5 | INR
4000 | Sourthern Zone, Berhampur | 4200 | EHT (O&M) Circle, Jeypore | 4202 | EHT (O&M) Division, Jayanagar | S22B | 132/33 kV S/S S/D Umarkote | 3000002194 | VOLTMETER WITH TRANSDUCER-132KV CRP AE | SPR.CRPNL132AE.A002 | ZSPR_ACT | ZSPR | NOS | 2 | 14209.5 | INR
4000 | Sourthern Zone, Berhampur | 4200 | EHT (O&M) Circle, Jeypore | 4202 | EHT (O&M) Division, Jayanagar | S22C | 132/33 kV S/S S/D Podagada | 3000002194 | VOLTMETER WITH TRANSDUCER-132KV CRP AE | SPR.CRPNL132AE.A002 | ZSPR_ACT | ZSPR | NOS | 1 | 7104.75 | INR
4000 | Sourthern Zone, Berhampur | 4200 | EHT (O&M) Circle, Jeypore | 4202 | EHT (O&M) Division, Jayanagar | S225 | 132/33 KV S/S S/D Pottangi | 3000002194 | VOLTMETER WITH TRANSDUCER-132KV CRP AE | SPR.CRPNL132AE.A002 | ZSPR_ACT | ZSPR | NOS | 1 | 7104.75 | INR
4000 | Sourthern Zone, Berhampur | 4200 | EHT (O&M) Circle, Jeypore | 4202 | EHT (O&M) Division, Jayanagar | S22A | 132/33 kV S/S S/D Dabugaon | 3000002195 | WATTMETER WITH TRANSDUCER-132KV CRP AE | SPR.CRPNL132AE.A003 | ZSPR_ACT | ZSPR | NOS | 5 | 16250 | INR
4000 | Sourthern Zone, Berhampur | 4200 | EHT (O&M) Circle, Jeypore | 4202 | EHT (O&M) Division, Jayanagar | S225 | 132/33 KV S/S S/D Pottangi | 3000002200 | Voltmeter selector switch-132KV CRP AE | SPR.CRPNL132AE.A008 | ZSPR_ACT | ZSPR | NOS | 1 | 1 | INR
4000 | Sourthern Zone, Berhampur | 4200 | EHT (O&M) Circle, Jeypore | 4202 | EHT (O&M) Division, Jayanagar | S225 | 132/33 KV S/S S/D Pottangi | 3000002204 | 132KV AMMETER SELECTOR SWITCH | SPR.CRPNL132AE.A012 | ZSPR_ACT | ZSPR | NOS | 1 | 1 | INR
4000 | Sourthern Zone, Berhampur | 4200 | EHT (O&M) Circle, Jeypore | 4202 | EHT (O&M) Division, Jayanagar | S22B | 132/33 kV S/S S/D Umarkote | 3000002206 | MW Transducer (+ 40 MW) for 132 CR Panel | SPR.CRPNL132CS.A002 | ZSPR_ACT | ZSPR | NOS | 2 | 23920 | INR
4000 | Sourthern Zone, Berhampur | 4200 | EHT (O&M) Circle, Jeypore | 4202 | EHT (O&M) Division, Jayanagar | S22B | 132/33 kV S/S S/D Umarkote | 3000002207 | MVAR Transducer-132KV CR Panel | SPR.CRPNL132CS.A003 | ZSPR_ACT | ZSPR | NOS | 2 | 13468 | INR
4000 | Sourthern Zone, Berhampur | 4200 | EHT (O&M) Circle, Jeypore | 4202 | EHT (O&M) Division, Jayanagar | S22A | 132/33 kV S/S S/D Dabugaon | 3000002207 | MVAR Transducer-132KV CR Panel | SPR.CRPNL132CS.A003 | ZSPR_ACT | ZSPR | NOS | 3 | 20202 | INR
4000 | Sourthern Zone, Berhampur | 4200 | EHT (O&M) Circle, Jeypore | 4202 | EHT (O&M) Division, Jayanagar | S222 | 220/132/33 kV T/L S/S S/D Jayanagar | 3000002280 | Copper Contactor Fingure | SPR.ISO.33SS.A005 | ZSPR_US | ZSPR | NOS | 1 | 1 | INR
4000 | Sourthern Zone, Berhampur | 4200 | EHT (O&M) Circle, Jeypore | 4202 | EHT (O&M) Division, Jayanagar | S226 | 132/33 kV T/L S/S S/D Sunabeda | 3000002280 | Copper Contactor Fingure | SPR.ISO.33SS.A005 | ZSPR_ACT | ZSPR | NOS | 1 | 144000 | INR
4000 | Sourthern Zone, Berhampur | 4200 | EHT (O&M) Circle, Jeypore | 4202 | EHT (O&M) Division, Jayanagar | S22C | 132/33 kV S/S S/D Podagada | 3000002286 | Discrepancy Control switch for Isolator | SPR.ISO.MISC.A001 | ZSPR_ACT | ZSPR | NOS | 4 | 41006.46 | INR
4000 | Sourthern Zone, Berhampur | 4200 | EHT (O&M) Circle, Jeypore | 4202 | EHT (O&M) Division, Jayanagar | S22B | 132/33 kV S/S S/D Umarkote | 3000002286 | Discrepancy Control switch for Isolator | SPR.ISO.MISC.A001 | ZSPR_ACT | ZSPR | NOS | 1 | 10251.62 | INR
4000 | Sourthern Zone, Berhampur | 4200 | EHT (O&M) Circle, Jeypore | 4202 | EHT (O&M) Division, Jayanagar | S22C | 132/33 kV S/S S/D Podagada | 3000002287 | RPC,switch fuse for 132KV Isolator | SPR.ISO.MISC.A002 | ZSPR_ACT | ZSPR | NOS | 1 | 1560.3 | INR
4000 | Sourthern Zone, Berhampur | 4200 | EHT (O&M) Circle, Jeypore | 4202 | EHT (O&M) Division, Jayanagar | S22A | 132/33 kV S/S S/D Dabugaon | 3000002289 | Terminal pad 2000A for 132KV Isolators. | SPR.ISO.MISC.A004 | ZSPR_ACT | ZSPR | NOS | 14 | 840 | INR
4000 | Sourthern Zone, Berhampur | 4200 | EHT (O&M) Circle, Jeypore | 4202 | EHT (O&M) Division, Jayanagar | S22C | 132/33 kV S/S S/D Podagada | 3000002301 | Male&Female contacts of 132KV Isolator | SPR.ISO132.A001 | ZSPR_ACT | ZSPR | NOS | 1 | 13860.07 | INR
4000 | Sourthern Zone, Berhampur | 4200 | EHT (O&M) Circle, Jeypore | 4202 | EHT (O&M) Division, Jayanagar | S222 | 220/132/33 kV T/L S/S S/D Jayanagar | 3000002302 | 132KV Isolator female contaCTDBR 600A | SPR.ISO132.DB.A001 | ZSPR_ACT | ZSPR | NOS | 5 | 38250 | INR
4000 | Sourthern Zone, Berhampur | 4200 | EHT (O&M) Circle, Jeypore | 4202 | EHT (O&M) Division, Jayanagar | S22A | 132/33 kV S/S S/D Dabugaon | 3000002319 | 132KV SI Base Channel of GRP Isolator | SPR.ISO132GRP.A001 | ZSPR_ACT | ZSPR | NOS | 1 | 3000 | INR
4000 | Sourthern Zone, Berhampur | 4200 | EHT (O&M) Circle, Jeypore | 4202 | EHT (O&M) Division, Jayanagar | S22A | 132/33 kV S/S S/D Dabugaon | 3000002320 | 132KV SI Down Pipe of GR Power Isolator | SPR.ISO132GRP.A002 | ZSPR_ACT | ZSPR | NOS | 2 | 840 | INR
4000 | Sourthern Zone, Berhampur | 4200 | EHT (O&M) Circle, Jeypore | 4202 | EHT (O&M) Division, Jayanagar | S22A | 132/33 kV S/S S/D Dabugaon | 3000002323 | 132KV DI Base Channel of GRP Isolator | SPR.ISO132GRP.A005 | ZSPR_ACT | ZSPR | NOS | 2 | 13000 | INR
4000 | Sourthern Zone, Berhampur | 4200 | EHT (O&M) Circle, Jeypore | 4202 | EHT (O&M) Division, Jayanagar | S22A | 132/33 kV S/S S/D Dabugaon | 3000002326 | 132KV DI Female ContaCTof GRP Isolator | SPR.ISO132GRP.A008 | ZSPR_ACT | ZSPR | NOS | 2 | 2800 | INR
4000 | Sourthern Zone, Berhampur | 4200 | EHT (O&M) Circle, Jeypore | 4202 | EHT (O&M) Division, Jayanagar | S22A | 132/33 kV S/S S/D Dabugaon | 3000002331 | 132KV Isolator FC Finger of GRP | SPR.ISO132GRP.A013 | ZSPR_ACT | ZSPR | NOS | 25 | 500 | INR
4000 | Sourthern Zone, Berhampur | 4200 | EHT (O&M) Circle, Jeypore | 4202 | EHT (O&M) Division, Jayanagar | S22C | 132/33 kV S/S S/D Podagada | 3000002342 | POWER CONTACTOR RELAY 132 KV ISOLATOR | SPR.ISO132SLS.A001 | ZSPR_ACT | ZSPR | NOS | 1 | 1560.3 | INR
4000 | Sourthern Zone, Berhampur | 4200 | EHT (O&M) Circle, Jeypore | 4202 | EHT (O&M) Division, Jayanagar | S22A | 132/33 kV S/S S/D Dabugaon | 3000002345 | FEMALE CONTACT 132 KV SLS ISOLATOR | SPR.ISO132SLS.A004 | ZSPR_ACT | ZSPR | NOS | 4 | 4800 | INR
4000 | Sourthern Zone, Berhampur | 4200 | EHT (O&M) Circle, Jeypore | 4202 | EHT (O&M) Division, Jayanagar | S22C | 132/33 kV S/S S/D Podagada | 3000002347 | LIMIT SWITCH FOR 132 KV ISOLATOR | SPR.ISO132SMNS.A001 | ZSPR_ACT | ZSPR | NOS | 2 | 6301.03 | INR
4000 | Sourthern Zone, Berhampur | 4200 | EHT (O&M) Circle, Jeypore | 4202 | EHT (O&M) Division, Jayanagar | S225 | 132/33 KV S/S S/D Pottangi | 3000002347 | LIMIT SWITCH FOR 132 KV ISOLATOR | SPR.ISO132SMNS.A001 | ZSPR_ACT | ZSPR | NOS | 2 | 6301.03 | INR
4000 | Sourthern Zone, Berhampur | 4200 | EHT (O&M) Circle, Jeypore | 4202 | EHT (O&M) Division, Jayanagar | S22C | 132/33 kV S/S S/D Podagada | 3000002348 | MOTOR&GEAR A&BG A FOR132KV SMNS ISOLATOR | SPR.ISO132SMNS.A002 | ZSPR_ACT | ZSPR | NOS | 1 | 15120.07 | INR
4000 | Sourthern Zone, Berhampur | 4200 | EHT (O&M) Circle, Jeypore | 4202 | EHT (O&M) Division, Jayanagar | S22C | 132/33 kV S/S S/D Podagada | 3000002351 | power CONTACT switch 132KV SMNS ISOLATOR | SPR.ISO132SMNS.A007 | ZSPR_ACT | ZSPR | NOS | 1 | 1240.5 | INR
4000 | Sourthern Zone, Berhampur | 4200 | EHT (O&M) Circle, Jeypore | 4202 | EHT (O&M) Division, Jayanagar | S225 | 132/33 KV S/S S/D Pottangi | 3000002351 | power CONTACT switch 132KV SMNS ISOLATOR | SPR.ISO132SMNS.A007 | ZSPR_ACT | ZSPR | NOS | 1 | 1240.5 | INR
4000 | Sourthern Zone, Berhampur | 4200 | EHT (O&M) Circle, Jeypore | 4202 | EHT (O&M) Division, Jayanagar | S22C | 132/33 kV S/S S/D Podagada | 3000002352 | HINGE PINS,TC,TPAD-132KV SMNS ISOLATOR | SPR.ISO132SMNS.A008 | ZSPR_ACT | ZSPR | SET | 1 | 324 | INR
4000 | Sourthern Zone, Berhampur | 4200 | EHT (O&M) Circle, Jeypore | 4202 | EHT (O&M) Division, Jayanagar | S22B | 132/33 kV S/S S/D Umarkote | 3000002353 | PI SUPPORT 132 KV SIEMENS MAKE ISOLATOR | SPR.ISO132SMNS.A009 | ZSPR_ACT | ZSPR | NOS | 3 | 107559 | INR
4000 | Sourthern Zone, Berhampur | 4200 | EHT (O&M) Circle, Jeypore | 4202 | EHT (O&M) Division, Jayanagar | S22C | 132/33 kV S/S S/D Podagada | 3000002353 | PI SUPPORT 132 KV SIEMENS MAKE ISOLATOR | SPR.ISO132SMNS.A009 | ZSPR_ACT | ZSPR | NOS | 1 | 35853 | INR
4000 | Sourthern Zone, Berhampur | 4200 | EHT (O&M) Circle, Jeypore | 4202 | EHT (O&M) Division, Jayanagar | S222 | 220/132/33 kV T/L S/S S/D Jayanagar | 3000002354 | FEMALE CONTACT(FXD) 132KV SS ISOLATOR | SPR.ISO132SS.A001 | ZSPR_ACT | ZSPR | NOS | 3 | 38586 | INR
4000 | Sourthern Zone, Berhampur | 4200 | EHT (O&M) Circle, Jeypore | 4202 | EHT (O&M) Division, Jayanagar | S222 | 220/132/33 kV T/L S/S S/D Jayanagar | 3000002355 | FC ASSEMBLY & JUMPER 132KV SS ISOLATOR | SPR.ISO132SS.A002 | ZSPR_ACT | ZSPR | NOS | 6 | 77172 | INR
4000 | Sourthern Zone, Berhampur | 4200 | EHT (O&M) Circle, Jeypore | 4202 | EHT (O&M) Division, Jayanagar | S22A | 132/33 kV S/S S/D Dabugaon | 3000002358 | MECHANISM BOX ONLY 132 KV SS ISOLATOR | SPR.ISO132SS.A006 | ZSPR_ACT | ZSPR | NOS | 8 | 507040 | INR
4000 | Sourthern Zone, Berhampur | 4200 | EHT (O&M) Circle, Jeypore | 4202 | EHT (O&M) Division, Jayanagar | S22B | 132/33 kV S/S S/D Umarkote | 3000002359 | MALE & FEMALE CONTACT 132 KV ISOLATOR | SPR.ISO132SS.A007 | ZSPR_ACT | ZSPR | NOS | 1 | 5787 | INR
4000 | Sourthern Zone, Berhampur | 4200 | EHT (O&M) Circle, Jeypore | 4202 | EHT (O&M) Division, Jayanagar | S22A | 132/33 kV S/S S/D Dabugaon | 3000002364 | 132 KV Isolator pad clamp for Zebra | SPR.ISO132SS.A012 | ZSPR_ACT | ZSPR | NOS | 9 | 9473.68 | INR
4000 | Sourthern Zone, Berhampur | 4200 | EHT (O&M) Circle, Jeypore | 4202 | EHT (O&M) Division, Jayanagar | S229 | 132/33 kV TL S/S S/D Tentulikhunti | 3000002364 | 132 KV Isolator pad clamp for Zebra | SPR.ISO132SS.A012 | ZSPR_ACT | ZSPR | NOS | 48 | 50526.32 | INR
4000 | Sourthern Zone, Berhampur | 4200 | EHT (O&M) Circle, Jeypore | 4202 | EHT (O&M) Division, Jayanagar | S226 | 132/33 kV T/L S/S S/D Sunabeda | 3000002370 | FC WITH JUMPER PAD 132KV SS ISOLATOR | SPR.ISO132SS.A018 | ZSPR_ACT | ZSPR | NOS | 4 | 4 | INR
4000 | Sourthern Zone, Berhampur | 4200 | EHT (O&M) Circle, Jeypore | 4202 | EHT (O&M) Division, Jayanagar | S22A | 132/33 kV S/S S/D Dabugaon | 3000002371 | MALE CONTACTFOR 132 KV SS MAKE ISOLATOR | SPR.ISO132SS.A019 | ZSPR_ACT | ZSPR | NOS | 3 | 4800 | INR
4000 | Sourthern Zone, Berhampur | 4200 | EHT (O&M) Circle, Jeypore | 4202 | EHT (O&M) Division, Jayanagar | S22B | 132/33 kV S/S S/D Umarkote | 3000002373 | PC,RELAY,MCB,SWITCH,FUSE FOR 132KVSS ISO | SPR.ISO132SS.A021 | ZSPR_ACT | ZSPR | NOS | 1 | 10128 | INR
4000 | Sourthern Zone, Berhampur | 4200 | EHT (O&M) Circle, Jeypore | 4202 | EHT (O&M) Division, Jayanagar | S22B | 132/33 kV S/S S/D Umarkote | 3000002377 | EARTHING ROD & BLADE 132KV ISOLATOR | SPR.ISO132SS.A027 | ZSPR_ACT | ZSPR | NOS | 1 | 5787 | INR
4000 | Sourthern Zone, Berhampur | 4200 | EHT (O&M) Circle, Jeypore | 4202 | EHT (O&M) Division, Jayanagar | S22B | 132/33 kV S/S S/D Umarkote | 3000002378 | MOTOR WITH GEAR ASSEMBLY 132KV ISOLATOR | SPR.ISO132SS.A029 | ZSPR_ACT | ZSPR | NOS | 1 | 15434 | INR
4000 | Sourthern Zone, Berhampur | 4200 | EHT (O&M) Circle, Jeypore | 4202 | EHT (O&M) Division, Jayanagar | S22B | 132/33 kV S/S S/D Umarkote | 3000002380 | AUX SWITCH ASSEMBLY OF 132KV ISOLATOR | SPR.ISO132SS.A031 | ZSPR_ACT | ZSPR | NOS | 1 | 1929 | INR
4000 | Sourthern Zone, Berhampur | 4200 | EHT (O&M) Circle, Jeypore | 4202 | EHT (O&M) Division, Jayanagar | S222 | 220/132/33 kV T/L S/S S/D Jayanagar | 3000002428 | FEMALE CONTACTOF 220KV HIVELM ISOLATOR | SPR.ISO220HVLM.B01 | ZSPR_US | ZSPR | NOS | 4 | 4 | INR
4000 | Sourthern Zone, Berhampur | 4200 | EHT (O&M) Circle, Jeypore | 4202 | EHT (O&M) Division, Jayanagar | S222 | 220/132/33 kV T/L S/S S/D Jayanagar | 3000002430 | MALE CONTACTFOR 220KV SS MAKE ISOLATOR | SPR.ISO220SS.A002 | ZSPR_US | ZSPR | NOS | 4 | 4 | INR
4000 | Sourthern Zone, Berhampur | 4200 | EHT (O&M) Circle, Jeypore | 4202 | EHT (O&M) Division, Jayanagar | S226 | 132/33 kV T/L S/S S/D Sunabeda | 3000002450 | 33KV Isolator female contaCTDBR | SPR.ISO33.DB.A001 | ZSPR_ACT | ZSPR | NOS | 6 | 1137.33 | INR
4000 | Sourthern Zone, Berhampur | 4200 | EHT (O&M) Circle, Jeypore | 4202 | EHT (O&M) Division, Jayanagar | S22A | 132/33 kV S/S S/D Dabugaon | 3000002450 | 33KV Isolator female contaCTDBR | SPR.ISO33.DB.A001 | ZSPR_ACT | ZSPR | NOS | 3 | 568.67 | INR
4000 | Sourthern Zone, Berhampur | 4200 | EHT (O&M) Circle, Jeypore | 4202 | EHT (O&M) Division, Jayanagar | S22A | 132/33 kV S/S S/D Dabugaon | 3000002454 | 33KV SI Base Channel of GRP Isolator | SPR.ISO33GRP.A001 | ZSPR_ACT | ZSPR | NOS | 1 | 2000 | INR
4000 | Sourthern Zone, Berhampur | 4200 | EHT (O&M) Circle, Jeypore | 4202 | EHT (O&M) Division, Jayanagar | S22A | 132/33 kV S/S S/D Dabugaon | 3000002456 | 33KV DI Base Channel of GRP Isolator | SPR.ISO33GRP.A004 | ZSPR_ACT | ZSPR | NOS | 1 | 3800 | INR
4000 | Sourthern Zone, Berhampur | 4200 | EHT (O&M) Circle, Jeypore | 4202 | EHT (O&M) Division, Jayanagar | S222 | 220/132/33 kV T/L S/S S/D Jayanagar | 3000002462 | 33 KV SI female Contact | SPR.ISO33GRP.A012 | ZSPR_ACT | ZSPR | NOS | 1 | 11564 | INR
4000 | Sourthern Zone, Berhampur | 4200 | EHT (O&M) Circle, Jeypore | 4202 | EHT (O&M) Division, Jayanagar | S22A | 132/33 kV S/S S/D Dabugaon | 3000002470 | MOVING CONTACT33KV HIVELM ISOLATOR | SPR.ISO33HVLM.A011 | ZSPR_ACT | ZSPR | NOS | 2 | 185.19 | INR
4000 | Sourthern Zone, Berhampur | 4200 | EHT (O&M) Circle, Jeypore | 4202 | EHT (O&M) Division, Jayanagar | S22C | 132/33 kV S/S S/D Podagada | 3000002474 | Motor,GA&BGA FOR 33KV SIEMENS ISOLATOR | SPR.ISO33SMNS.A003 | ZSPR_ACT | ZSPR | SET | 1 | 9120.52 | INR
4000 | Sourthern Zone, Berhampur | 4200 | EHT (O&M) Circle, Jeypore | 4202 | EHT (O&M) Division, Jayanagar | S22B | 132/33 kV S/S S/D Umarkote | 3000002474 | Motor,GA&BGA FOR 33KV SIEMENS ISOLATOR | SPR.ISO33SMNS.A003 | ZSPR_ACT | ZSPR | SET | 1 | 9120.52 | INR
4000 | Sourthern Zone, Berhampur | 4200 | EHT (O&M) Circle, Jeypore | 4202 | EHT (O&M) Division, Jayanagar | S22A | 132/33 kV S/S S/D Dabugaon | 3000002474 | Motor,GA&BGA FOR 33KV SIEMENS ISOLATOR | SPR.ISO33SMNS.A003 | ZSPR_ACT | ZSPR | SET | 2 | 18241.03 | INR
4000 | Sourthern Zone, Berhampur | 4200 | EHT (O&M) Circle, Jeypore | 4202 | EHT (O&M) Division, Jayanagar | S22B | 132/33 kV S/S S/D Umarkote | 3000002475 | ER & Blade contaCT33KV SMNS ISOLATOR | SPR.ISO33SMNS.A004 | ZSPR_ACT | ZSPR | SET | 1 | 3858 | INR
4000 | Sourthern Zone, Berhampur | 4200 | EHT (O&M) Circle, Jeypore | 4202 | EHT (O&M) Division, Jayanagar | S22C | 132/33 kV S/S S/D Podagada | 3000002476 | LIMIT SWITCH | SPR.ISO33SMNS.A007 | ZSPR_ACT | ZSPR | NOS | 2 | 1681 | INR
4000 | Sourthern Zone, Berhampur | 4200 | EHT (O&M) Circle, Jeypore | 4202 | EHT (O&M) Division, Jayanagar | S225 | 132/33 KV S/S S/D Pottangi | 3000002476 | LIMIT SWITCH | SPR.ISO33SMNS.A007 | ZSPR_ACT | ZSPR | NOS | 2 | 1681 | INR
4000 | Sourthern Zone, Berhampur | 4200 | EHT (O&M) Circle, Jeypore | 4202 | EHT (O&M) Division, Jayanagar | S22B | 132/33 kV S/S S/D Umarkote | 3000002477 | AUX SW CONTACTASSEMBLY 36KV ISOLATOR | SPR.ISO33SMNS.A008 | ZSPR_ACT | ZSPR | NOS | 1 | 1396.75 | INR
4000 | Sourthern Zone, Berhampur | 4200 | EHT (O&M) Circle, Jeypore | 4202 | EHT (O&M) Division, Jayanagar | S225 | 132/33 KV S/S S/D Pottangi | 3000002477 | AUX SW CONTACTASSEMBLY 36KV ISOLATOR | SPR.ISO33SMNS.A008 | ZSPR_ACT | ZSPR | NOS | 1 | 1396.75 | INR
4000 | Sourthern Zone, Berhampur | 4200 | EHT (O&M) Circle, Jeypore | 4202 | EHT (O&M) Division, Jayanagar | S22C | 132/33 kV S/S S/D Podagada | 3000002477 | AUX SW CONTACTASSEMBLY 36KV ISOLATOR | SPR.ISO33SMNS.A008 | ZSPR_ACT | ZSPR | NOS | 1 | 1396.75 | INR
4000 | Sourthern Zone, Berhampur | 4200 | EHT (O&M) Circle, Jeypore | 4202 | EHT (O&M) Division, Jayanagar | S22B | 132/33 kV S/S S/D Umarkote | 3000002478 | HINGE PINS,TC,TPAD OF 33KV SMNS ISOLATOR | SPR.ISO33SMNS.A009 | ZSPR_ACT | ZSPR | NOS | 1 | 1030 | INR
4000 | Sourthern Zone, Berhampur | 4200 | EHT (O&M) Circle, Jeypore | 4202 | EHT (O&M) Division, Jayanagar | S22C | 132/33 kV S/S S/D Podagada | 3000002478 | HINGE PINS,TC,TPAD OF 33KV SMNS ISOLATOR | SPR.ISO33SMNS.A009 | ZSPR_ACT | ZSPR | NOS | 1 | 1030 | INR
4000 | Sourthern Zone, Berhampur | 4200 | EHT (O&M) Circle, Jeypore | 4202 | EHT (O&M) Division, Jayanagar | S22B | 132/33 kV S/S S/D Umarkote | 3000002480 | FEMALE CONTACTFOR 33KV SS MAKE ISOLATOR | SPR.ISO33SS.A002 | ZSPR_ACT | ZSPR | NOS | 1 | 5787 | INR
4000 | Sourthern Zone, Berhampur | 4200 | EHT (O&M) Circle, Jeypore | 4202 | EHT (O&M) Division, Jayanagar | S22A | 132/33 kV S/S S/D Dabugaon | 3000002490 | Cu. Finger FC for 33KV SS Isolator | SPR.ISO33SS.A016 | ZSPR_ACT | ZSPR | NOS | 12 | 300 | INR
4000 | Sourthern Zone, Berhampur | 4200 | EHT (O&M) Circle, Jeypore | 4202 | EHT (O&M) Division, Jayanagar | S229 | 132/33 kV TL S/S S/D Tentulikhunti | 3000002554 | MISCELLANEOUS SPARE ITEMS | SPR.MISC.A001 | ZSPR_ACT | ZSPR | NOS | 160 | 190686.32 | INR
4000 | Sourthern Zone, Berhampur | 4200 | EHT (O&M) Circle, Jeypore | 4202 | EHT (O&M) Division, Jayanagar | S229 | 132/33 kV TL S/S S/D Tentulikhunti | 3000002554 | MISCELLANEOUS SPARE ITEMS | SPR.MISC.A001 | ZSPR_SH | ZSPR | NOS | 1 | 0.1 | INR
4000 | Sourthern Zone, Berhampur | 4200 | EHT (O&M) Circle, Jeypore | 4202 | EHT (O&M) Division, Jayanagar | S226 | 132/33 kV T/L S/S S/D Sunabeda | 3000002558 | SELECTOR SWITCH | SPR.MISC.A011 | ZSPR_ACT | ZSPR | NOS | 2 | 2 | INR
4000 | Sourthern Zone, Berhampur | 4200 | EHT (O&M) Circle, Jeypore | 4202 | EHT (O&M) Division, Jayanagar | S222 | 220/132/33 kV T/L S/S S/D Jayanagar | 3000002559 | AUXILIARY SWITCH CONTACTS ASSEMBLY | SPR.MISC.A012 | ZSPR_ACT | ZSPR | NOS | 1 | 1126 | INR
4000 | Sourthern Zone, Berhampur | 4200 | EHT (O&M) Circle, Jeypore | 4202 | EHT (O&M) Division, Jayanagar | S22A | 132/33 kV S/S S/D Dabugaon | 3000002578 | TRIP CKT SUPERVISION RELAY FOR CR PNL | SPR.MISC.A056 | ZSPR_ACT | ZSPR | NOS | 4 | 4600 | INR
4000 | Sourthern Zone, Berhampur | 4200 | EHT (O&M) Circle, Jeypore | 4202 | EHT (O&M) Division, Jayanagar | S22A | 132/33 kV S/S S/D Dabugaon | 3000002595 | 48 V DC Battery Earth Fault Relay | SPR.MISC.A097 | ZSPR_ACT | ZSPR | NOS | 1 | 16700 | INR
4000 | Sourthern Zone, Berhampur | 4200 | EHT (O&M) Circle, Jeypore | 4202 | EHT (O&M) Division, Jayanagar | S229 | 132/33 kV TL S/S S/D Tentulikhunti | 3000002649 | Breather DTO-2 | SPR.MISC.A229 | ZSPR_ACT | ZSPR | NOS | 1 | 0.01 | INR
4000 | Sourthern Zone, Berhampur | 4200 | EHT (O&M) Circle, Jeypore | 4202 | EHT (O&M) Division, Jayanagar | S22A | 132/33 kV S/S S/D Dabugaon | 3000002665 | Motor operating mechanism box of 33kV | SPR.MISC.A253 | ZSPR_ACT | ZSPR | NOS | 4 | 253520 | INR
4000 | Sourthern Zone, Berhampur | 4200 | EHT (O&M) Circle, Jeypore | 4202 | EHT (O&M) Division, Jayanagar | S226 | 132/33 kV T/L S/S S/D Sunabeda | 3000002720 | LA Clamp | SPR.MISC.A353 | ZSPR_ACT | ZSPR | NOS | 26 | 15080 | INR
4000 | Sourthern Zone, Berhampur | 4200 | EHT (O&M) Circle, Jeypore | 4202 | EHT (O&M) Division, Jayanagar | S22A | 132/33 kV S/S S/D Dabugaon | 3000002793 | AMMETER / CURRENT TRANSDUCER | SPR.MISC.A565 | ZSPR_ACT | ZSPR | NOS | 2 | 6500 | INR
4000 | Sourthern Zone, Berhampur | 4200 | EHT (O&M) Circle, Jeypore | 4202 | EHT (O&M) Division, Jayanagar | S22C | 132/33 kV S/S S/D Podagada | 3000002808 | PROTECTION TRANSFER SWITCH | SPR.PNL.A002 | ZSPR_ACT | ZSPR | NOS | 1 | 5040.02 | INR
4000 | Sourthern Zone, Berhampur | 4200 | EHT (O&M) Circle, Jeypore | 4202 | EHT (O&M) Division, Jayanagar | S22C | 132/33 kV S/S S/D Podagada | 3000002813 | Protection Transfer Switch(NIT) | SPR.PNL33.A001 | ZSPR_ACT | ZSPR | NOS | 1 | 5040.02 | INR
4000 | Sourthern Zone, Berhampur | 4200 | EHT (O&M) Circle, Jeypore | 4202 | EHT (O&M) Division, Jayanagar | S225 | 132/33 KV S/S S/D Pottangi | 3000002814 | Ammeter selector switch | SPR.PNL33.A002 | ZSPR_ACT | ZSPR | NOS | 1 | 450.33 | INR
4000 | Sourthern Zone, Berhampur | 4200 | EHT (O&M) Circle, Jeypore | 4202 | EHT (O&M) Division, Jayanagar | S22B | 132/33 kV S/S S/D Umarkote | 3000002814 | Ammeter selector switch | SPR.PNL33.A002 | ZSPR_ACT | ZSPR | NOS | 2 | 900.67 | INR
4000 | Sourthern Zone, Berhampur | 4200 | EHT (O&M) Circle, Jeypore | 4202 | EHT (O&M) Division, Jayanagar | S225 | 132/33 KV S/S S/D Pottangi | 3000002815 | Voltmeter Selector Switch | SPR.PNL33.A003 | ZSPR_ACT | ZSPR | NOS | 1 | 2397.01 | INR
4000 | Sourthern Zone, Berhampur | 4200 | EHT (O&M) Circle, Jeypore | 4202 | EHT (O&M) Division, Jayanagar | S22A | 132/33 kV S/S S/D Dabugaon | 3000002815 | Voltmeter Selector Switch | SPR.PNL33.A003 | ZSPR_ACT | ZSPR | NOS | 2 | 4794.02 | INR
4000 | Sourthern Zone, Berhampur | 4200 | EHT (O&M) Circle, Jeypore | 4202 | EHT (O&M) Division, Jayanagar | S22B | 132/33 kV S/S S/D Umarkote | 3000002815 | Voltmeter Selector Switch | SPR.PNL33.A003 | ZSPR_ACT | ZSPR | NOS | 2 | 4794.03 | INR
4000 | Sourthern Zone, Berhampur | 4200 | EHT (O&M) Circle, Jeypore | 4202 | EHT (O&M) Division, Jayanagar | S22C | 132/33 kV S/S S/D Podagada | 3000002815 | Voltmeter Selector Switch | SPR.PNL33.A003 | ZSPR_ACT | ZSPR | NOS | 2 | 4794.02 | INR
4000 | Sourthern Zone, Berhampur | 4200 | EHT (O&M) Circle, Jeypore | 4202 | EHT (O&M) Division, Jayanagar | S225 | 132/33 KV S/S S/D Pottangi | 3000002816 | Voltmeter with Transducer of 33KV Panel | SPR.PNL33.A004 | ZSPR_ACT | ZSPR | NOS | 1 | 6750.5 | INR
4000 | Sourthern Zone, Berhampur | 4200 | EHT (O&M) Circle, Jeypore | 4202 | EHT (O&M) Division, Jayanagar | S22C | 132/33 kV S/S S/D Podagada | 3000002816 | Voltmeter with Transducer of 33KV Panel | SPR.PNL33.A004 | ZSPR_ACT | ZSPR | NOS | 1 | 6750.5 | INR
4000 | Sourthern Zone, Berhampur | 4200 | EHT (O&M) Circle, Jeypore | 4202 | EHT (O&M) Division, Jayanagar | S22C | 132/33 kV S/S S/D Podagada | 3000002817 | Ammeter with Transducer of 33KV Panel | SPR.PNL33.A005 | ZSPR_ACT | ZSPR | NOS | 1 | 7104.75 | INR
4000 | Sourthern Zone, Berhampur | 4200 | EHT (O&M) Circle, Jeypore | 4202 | EHT (O&M) Division, Jayanagar | S22B | 132/33 kV S/S S/D Umarkote | 3000002817 | Ammeter with Transducer of 33KV Panel | SPR.PNL33.A005 | ZSPR_ACT | ZSPR | NOS | 2 | 14209.5 | INR
4000 | Sourthern Zone, Berhampur | 4200 | EHT (O&M) Circle, Jeypore | 4202 | EHT (O&M) Division, Jayanagar | S225 | 132/33 KV S/S S/D Pottangi | 3000002817 | Ammeter with Transducer of 33KV Panel | SPR.PNL33.A005 | ZSPR_ACT | ZSPR | NOS | 1 | 7104.75 | INR
4000 | Sourthern Zone, Berhampur | 4200 | EHT (O&M) Circle, Jeypore | 4202 | EHT (O&M) Division, Jayanagar | S225 | 132/33 KV S/S S/D Pottangi | 3000002818 | 33KV MW METER ALONG WITH TRANSDUCER | SPR.PNL33.A006 | ZSPR_ACT | ZSPR | SET | 1 | 7100.5 | INR
4000 | Sourthern Zone, Berhampur | 4200 | EHT (O&M) Circle, Jeypore | 4202 | EHT (O&M) Division, Jayanagar | S22C | 132/33 kV S/S S/D Podagada | 3000002818 | 33KV MW METER ALONG WITH TRANSDUCER | SPR.PNL33.A006 | ZSPR_ACT | ZSPR | SET | 1 | 7100.5 | INR
4000 | Sourthern Zone, Berhampur | 4200 | EHT (O&M) Circle, Jeypore | 4202 | EHT (O&M) Division, Jayanagar | S22C | 132/33 kV S/S S/D Podagada | 3000002819 | 33KV DIGITAL MVAR METER WITH TRANSDUCER | SPR.PNL33.A007 | ZSPR_ACT | ZSPR | SET | 1 | 7100.5 | INR
4000 | Sourthern Zone, Berhampur | 4200 | EHT (O&M) Circle, Jeypore | 4202 | EHT (O&M) Division, Jayanagar | S225 | 132/33 KV S/S S/D Pottangi | 3000002819 | 33KV DIGITAL MVAR METER WITH TRANSDUCER | SPR.PNL33.A007 | ZSPR_ACT | ZSPR | SET | 1 | 7100.5 | INR
4000 | Sourthern Zone, Berhampur | 4200 | EHT (O&M) Circle, Jeypore | 4202 | EHT (O&M) Division, Jayanagar | S22A | 132/33 kV S/S S/D Dabugaon | 3000002827 | BUSBAR INSULATOR FOR ACDC | SPR.PNL400MKTL.A004 | ZSPR_ACT | ZSPR | NOS | 5 | 100 | INR
4000 | Sourthern Zone, Berhampur | 4200 | EHT (O&M) Circle, Jeypore | 4202 | EHT (O&M) Division, Jayanagar | S22A | 132/33 kV S/S S/D Dabugaon | 3000002858 | Surge Monitor for 132/220 KV LA | SPR.SA220.A002 | ZSPR_SCRAP | ZSPR | NOS | 1 | 0 | INR
4000 | Sourthern Zone, Berhampur | 4200 | EHT (O&M) Circle, Jeypore | 4202 | EHT (O&M) Division, Jayanagar | S22C | 132/33 kV S/S S/D Podagada | 3000002899 | OTI of 12.5 MVA 132/33KV Tfr Of CGL | SPR.TFR12.5CGL.EC01 | ZSPR_ACT | ZSPR | NOS | 1 | 8200 | INR
4000 | Sourthern Zone, Berhampur | 4200 | EHT (O&M) Circle, Jeypore | 4202 | EHT (O&M) Division, Jayanagar | S22C | 132/33 kV S/S S/D Podagada | 3000002900 | WTI of 12.5MVA 132/33KV Tfrof CGL | SPR.TFR12.5CGL.EC02 | ZSPR_ACT | ZSPR | NOS | 1 | 9700 | INR
4000 | Sourthern Zone, Berhampur | 4200 | EHT (O&M) Circle, Jeypore | 4202 | EHT (O&M) Division, Jayanagar | S222 | 220/132/33 kV T/L S/S S/D Jayanagar | 3000002917 | Fuses-160MVA 220/132/33KV ASTM AT | SPR.TFR160ALSM.DA01 | ZSPR_ACT | ZSPR | NOS | 2 | 2 | INR
4000 | Sourthern Zone, Berhampur | 4200 | EHT (O&M) Circle, Jeypore | 4202 | EHT (O&M) Division, Jayanagar | S222 | 220/132/33 kV T/L S/S S/D Jayanagar | 3000002918 | C Fan&motor 160MVA 220/132/33KV ASTM AT | SPR.TFR160ALSM.DA02 | ZSPR_US | ZSPR | NOS | 3 | 3 | INR
4000 | Sourthern Zone, Berhampur | 4200 | EHT (O&M) Circle, Jeypore | 4202 | EHT (O&M) Division, Jayanagar | S222 | 220/132/33 kV T/L S/S S/D Jayanagar | 3000002919 | PRD-160MVA 220/132/33KV ASTM Auto Tfr | SPR.TFR160ALSM.DC01 | ZSPR_US | ZSPR | NOS | 2 | 2 | INR
4000 | Sourthern Zone, Berhampur | 4200 | EHT (O&M) Circle, Jeypore | 4202 | EHT (O&M) Division, Jayanagar | S222 | 220/132/33 kV T/L S/S S/D Jayanagar | 3000002920 | OTI for 160MVA 220/132/33KV Alstom AT | SPR.TFR160ALSM.DC02 | ZSPR_US | ZSPR | SET | 2 | 2 | INR
4000 | Sourthern Zone, Berhampur | 4200 | EHT (O&M) Circle, Jeypore | 4202 | EHT (O&M) Division, Jayanagar | S222 | 220/132/33 kV T/L S/S S/D Jayanagar | 3000002921 | WTI for 160MVA 220/132/33KV Alstom AT | SPR.TFR160ALSM.DC03 | ZSPR_US | ZSPR | SET | 2 | 2 | INR
4000 | Sourthern Zone, Berhampur | 4200 | EHT (O&M) Circle, Jeypore | 4202 | EHT (O&M) Division, Jayanagar | S222 | 220/132/33 kV T/L S/S S/D Jayanagar | 3000002922 | MOLG for 160MVA 220/132/33KV Alstom AT | SPR.TFR160ALSM.DC04 | ZSPR_ACT | ZSPR | NOS | 2 | 2 | INR
4000 | Sourthern Zone, Berhampur | 4200 | EHT (O&M) Circle, Jeypore | 4202 | EHT (O&M) Division, Jayanagar | S222 | 220/132/33 kV T/L S/S S/D Jayanagar | 3000002923 | OFI for 160MVA 220/132/33KV Alstom AT | SPR.TFR160ALSM.DC05 | ZSPR_ACT | ZSPR | NOS | 2 | 2 | INR
4000 | Sourthern Zone, Berhampur | 4200 | EHT (O&M) Circle, Jeypore | 4202 | EHT (O&M) Division, Jayanagar | S222 | 220/132/33 kV T/L S/S S/D Jayanagar | 3000002924 | BR of 160MVA 220/132/33KV ASTM AT | SPR.TFR160ALSM.DC06 | ZSPR_ACT | ZSPR | NOS | 2 | 2 | INR
4000 | Sourthern Zone, Berhampur | 4200 | EHT (O&M) Circle, Jeypore | 4202 | EHT (O&M) Division, Jayanagar | S222 | 220/132/33 kV T/L S/S S/D Jayanagar | 3000002925 | Starter&Relay-160MVA220/132/33KV ALSM AT | SPR.TFR160ALSM.DC07 | ZSPR_ACT | ZSPR | SET | 2 | 2 | INR
4000 | Sourthern Zone, Berhampur | 4200 | EHT (O&M) Circle, Jeypore | 4202 | EHT (O&M) Division, Jayanagar | S222 | 220/132/33 kV T/L S/S S/D Jayanagar | 3000002926 | TPI for 160MVA 220/132/33KV Alstom AT | SPR.TFR160ALSM.DC08 | ZSPR_ACT | ZSPR | NOS | 2 | 2 | INR
4000 | Sourthern Zone, Berhampur | 4200 | EHT (O&M) Circle, Jeypore | 4202 | EHT (O&M) Division, Jayanagar | S222 | 220/132/33 kV T/L S/S S/D Jayanagar | 3000002927 | Expansionjoint-160MVA 220-33KV Alstom AT | SPR.TFR160ALSM.DG01 | ZSPR_ACT | ZSPR | SET | 2 | 2 | INR
4000 | Sourthern Zone, Berhampur | 4200 | EHT (O&M) Circle, Jeypore | 4202 | EHT (O&M) Division, Jayanagar | S226 | 132/33 kV T/L S/S S/D Sunabeda | 3000003033 | PRV FOR 20MVA 132/33KV BHEL Tfr | SPR.TFR20BHEL.EC10 | ZSPR_ACT | ZSPR | NOS | 1 | 1 | INR
4000 | Sourthern Zone, Berhampur | 4200 | EHT (O&M) Circle, Jeypore | 4202 | EHT (O&M) Division, Jayanagar | S226 | 132/33 kV T/L S/S S/D Sunabeda | 3000003034 | Gas C.device&Pipe 132/33KV20MVA BHELTfr | SPR.TFR20BHEL.ED01 | ZSPR_ACT | ZSPR | NOS | 1 | 1 | INR
4000 | Sourthern Zone, Berhampur | 4200 | EHT (O&M) Circle, Jeypore | 4202 | EHT (O&M) Division, Jayanagar | S226 | 132/33 kV T/L S/S S/D Sunabeda | 3000003037 | 132kV Bushing -132/33KV 20MVA BHEL Tfr | SPR.TFR20BHEL.ED05 | ZSPR_ACT | ZSPR | NOS | 1 | 1 | INR
4000 | Sourthern Zone, Berhampur | 4200 | EHT (O&M) Circle, Jeypore | 4202 | EHT (O&M) Division, Jayanagar | S226 | 132/33 kV T/L S/S S/D Sunabeda | 3000003038 | 36KV Bushing 132/33KV 20MVA BHEL Tfr | SPR.TFR20BHEL.ED06 | ZSPR_ACT | ZSPR | NOS | 2 | 2 | INR
4000 | Sourthern Zone, Berhampur | 4200 | EHT (O&M) Circle, Jeypore | 4202 | EHT (O&M) Division, Jayanagar | S226 | 132/33 kV T/L S/S S/D Sunabeda | 3000003039 | Fan Motor control-132/33KV 20MVA BHELTfr | SPR.TFR20BHEL.ED08 | ZSPR_ACT | ZSPR | NOS | 1 | 1 | INR
4000 | Sourthern Zone, Berhampur | 4200 | EHT (O&M) Circle, Jeypore | 4202 | EHT (O&M) Division, Jayanagar | S226 | 132/33 kV T/L S/S S/D Sunabeda | 3000003045 | Sync. Timer 20MVA 132/33KV BHEL Tfr | SPR.TFR20BHEL.ED16 | ZSPR_ACT | ZSPR | NOS | 1 | 1 | INR
4000 | Sourthern Zone, Berhampur | 4200 | EHT (O&M) Circle, Jeypore | 4202 | EHT (O&M) Division, Jayanagar | S226 | 132/33 kV T/L S/S S/D Sunabeda | 3000003046 | Time Delay Relay 132/33kV 20MVA BHEL Tfr | SPR.TFR20BHEL.ED17 | ZSPR_ACT | ZSPR | NOS | 1 | 1 | INR
4000 | Sourthern Zone, Berhampur | 4200 | EHT (O&M) Circle, Jeypore | 4202 | EHT (O&M) Division, Jayanagar | S226 | 132/33 kV T/L S/S S/D Sunabeda | 3000003047 | MOLG 20MVA 132/33kV BHEL Tfr | SPR.TFR20BHEL.ED18 | ZSPR_ACT | ZSPR | NOS | 2 | 2 | INR
4000 | Sourthern Zone, Berhampur | 4200 | EHT (O&M) Circle, Jeypore | 4202 | EHT (O&M) Division, Jayanagar | S226 | 132/33 kV T/L S/S S/D Sunabeda | 3000003048 | WTI(LOCAL) FOR 20MVA BHEL Tfr | SPR.TFR20BHEL.ED19 | ZSPR_ACT | ZSPR | NOS | 1 | 1 | INR
4000 | Sourthern Zone, Berhampur | 4200 | EHT (O&M) Circle, Jeypore | 4202 | EHT (O&M) Division, Jayanagar | S226 | 132/33 kV T/L S/S S/D Sunabeda | 3000003049 | OTI 20MVA 132/33kV BHEL Tfr | SPR.TFR20BHEL.ED20 | ZSPR_ACT | ZSPR | NOS | 1 | 1 | INR
4000 | Sourthern Zone, Berhampur | 4200 | EHT (O&M) Circle, Jeypore | 4202 | EHT (O&M) Division, Jayanagar | S226 | 132/33 kV T/L S/S S/D Sunabeda | 3000003050 | 10A S. Switch 132/33kV 20MVA BHEL Tfr | SPR.TFR20BHEL.ED22 | ZSPR_ACT | ZSPR | NOS | 1 | 1 | INR
4000 | Sourthern Zone, Berhampur | 4200 | EHT (O&M) Circle, Jeypore | 4202 | EHT (O&M) Division, Jayanagar | S226 | 132/33 kV T/L S/S S/D Sunabeda | 3000003051 | HV N Bushing 132/33kV 20MVA BHEL Tfr | SPR.TFR20BHEL.ED25 | ZSPR_ACT | ZSPR | NOS | 1 | 1 | INR
4000 | Sourthern Zone, Berhampur | 4200 | EHT (O&M) Circle, Jeypore | 4202 | EHT (O&M) Division, Jayanagar | S22B | 132/33 kV S/S S/D Umarkote | 3000003060 | WTI for 20MVA 132/33KV IMP Tfr | SPR.TFR20IMP.BC01 | ZSPR_ACT | ZSPR | NOS | 1 | 22505 | INR
4000 | Sourthern Zone, Berhampur | 4200 | EHT (O&M) Circle, Jeypore | 4202 | EHT (O&M) Division, Jayanagar | S229 | 132/33 kV TL S/S S/D Tentulikhunti | 3000003060 | WTI for 20MVA 132/33KV IMP Tfr | SPR.TFR20IMP.BC01 | ZSPR_ACT | ZSPR | NOS | 1 | 22505 | INR
4000 | Sourthern Zone, Berhampur | 4200 | EHT (O&M) Circle, Jeypore | 4202 | EHT (O&M) Division, Jayanagar | S22B | 132/33 kV S/S S/D Umarkote | 3000003061 | OTI with contacts 20MVA 132/33KV IMP Tfr | SPR.TFR20IMP.BC02 | ZSPR_ACT | ZSPR | NOS | 2 | 22356.67 | INR
4000 | Sourthern Zone, Berhampur | 4200 | EHT (O&M) Circle, Jeypore | 4202 | EHT (O&M) Division, Jayanagar | S229 | 132/33 kV TL S/S S/D Tentulikhunti | 3000003061 | OTI with contacts 20MVA 132/33KV IMP Tfr | SPR.TFR20IMP.BC02 | ZSPR_ACT | ZSPR | NOS | 1 | 11178.33 | INR
4000 | Sourthern Zone, Berhampur | 4200 | EHT (O&M) Circle, Jeypore | 4202 | EHT (O&M) Division, Jayanagar | S22B | 132/33 kV S/S S/D Umarkote | 3000003062 | PRD of 20MVA 132/33KV IMP Tfr | SPR.TFR20IMP.BC03 | ZSPR_ACT | ZSPR | NOS | 2 | 22356.67 | INR
4000 | Sourthern Zone, Berhampur | 4200 | EHT (O&M) Circle, Jeypore | 4202 | EHT (O&M) Division, Jayanagar | S229 | 132/33 kV TL S/S S/D Tentulikhunti | 3000003062 | PRD of 20MVA 132/33KV IMP Tfr | SPR.TFR20IMP.BC03 | ZSPR_ACT | ZSPR | NOS | 1 | 11178.33 | INR
4000 | Sourthern Zone, Berhampur | 4200 | EHT (O&M) Circle, Jeypore | 4202 | EHT (O&M) Division, Jayanagar | S229 | 132/33 kV TL S/S S/D Tentulikhunti | 3000003063 | MOLG for 20MVA 132/33KV IMP Tfr | SPR.TFR20IMP.BC04 | ZSPR_ACT | ZSPR | NOS | 1 | 8942.67 | INR
4000 | Sourthern Zone, Berhampur | 4200 | EHT (O&M) Circle, Jeypore | 4202 | EHT (O&M) Division, Jayanagar | S22B | 132/33 kV S/S S/D Umarkote | 3000003063 | MOLG for 20MVA 132/33KV IMP Tfr | SPR.TFR20IMP.BC04 | ZSPR_ACT | ZSPR | NOS | 2 | 17885.33 | INR
4000 | Sourthern Zone, Berhampur | 4200 | EHT (O&M) Circle, Jeypore | 4202 | EHT (O&M) Division, Jayanagar | S22B | 132/33 kV S/S S/D Umarkote | 3000003065 | Buchholz relay 20MVA 132/33KV IMP Tfr | SPR.TFR20IMP.BC06 | ZSPR_ACT | ZSPR | NOS | 2 | 11030 | INR
4000 | Sourthern Zone, Berhampur | 4200 | EHT (O&M) Circle, Jeypore | 4202 | EHT (O&M) Division, Jayanagar | S22B | 132/33 kV S/S S/D Umarkote | 3000003066 | Starter&Relay for 20MVA 132/33KV IMP Tfr | SPR.TFR20IMP.BC07 | ZSPR_ACT | ZSPR | NOS | 2 | 44713.33 | INR
4000 | Sourthern Zone, Berhampur | 4200 | EHT (O&M) Circle, Jeypore | 4202 | EHT (O&M) Division, Jayanagar | S229 | 132/33 kV TL S/S S/D Tentulikhunti | 3000003066 | Starter&Relay for 20MVA 132/33KV IMP Tfr | SPR.TFR20IMP.BC07 | ZSPR_ACT | ZSPR | NOS | 1 | 22356.67 | INR
4000 | Sourthern Zone, Berhampur | 4200 | EHT (O&M) Circle, Jeypore | 4202 | EHT (O&M) Division, Jayanagar | S229 | 132/33 kV TL S/S S/D Tentulikhunti | 3000003067 | TPI (L & R) 20MVA 132/33KV IMP Tfr | SPR.TFR20IMP.BC08 | ZSPR_ACT | ZSPR | NOS | 1 | 4192.25 | INR
4000 | Sourthern Zone, Berhampur | 4200 | EHT (O&M) Circle, Jeypore | 4202 | EHT (O&M) Division, Jayanagar | S226 | 132/33 kV T/L S/S S/D Sunabeda | 3000003067 | TPI (L & R) 20MVA 132/33KV IMP Tfr | SPR.TFR20IMP.BC08 | ZSPR_ACT | ZSPR | NOS | 1 | 4192.25 | INR
4000 | Sourthern Zone, Berhampur | 4200 | EHT (O&M) Circle, Jeypore | 4202 | EHT (O&M) Division, Jayanagar | S22B | 132/33 kV S/S S/D Umarkote | 3000003067 | TPI (L & R) 20MVA 132/33KV IMP Tfr | SPR.TFR20IMP.BC08 | ZSPR_ACT | ZSPR | NOS | 2 | 8384.5 | INR
4000 | Sourthern Zone, Berhampur | 4200 | EHT (O&M) Circle, Jeypore | 4202 | EHT (O&M) Division, Jayanagar | S22B | 132/33 kV S/S S/D Umarkote | 3000003068 | Fuses control for 20MVA 132/33KV IMP Tfr | SPR.TFR20IMP.BC09 | ZSPR_ACT | ZSPR | NOS | 1 | 5626.5 | INR
4000 | Sourthern Zone, Berhampur | 4200 | EHT (O&M) Circle, Jeypore | 4202 | EHT (O&M) Division, Jayanagar | S229 | 132/33 kV TL S/S S/D Tentulikhunti | 3000003068 | Fuses control for 20MVA 132/33KV IMP Tfr | SPR.TFR20IMP.BC09 | ZSPR_ACT | ZSPR | NOS | 1 | 5626.5 | INR
4000 | Sourthern Zone, Berhampur | 4200 | EHT (O&M) Circle, Jeypore | 4202 | EHT (O&M) Division, Jayanagar | S229 | 132/33 kV TL S/S S/D Tentulikhunti | 3000003069 | Lamps for20MVA 132/33KV IMP Tfr | SPR.TFR20IMP.BC10 | ZSPR_ACT | ZSPR | NOS | 1 | 3353.67 | INR
4000 | Sourthern Zone, Berhampur | 4200 | EHT (O&M) Circle, Jeypore | 4202 | EHT (O&M) Division, Jayanagar | S22B | 132/33 kV S/S S/D Umarkote | 3000003069 | Lamps for20MVA 132/33KV IMP Tfr | SPR.TFR20IMP.BC10 | ZSPR_ACT | ZSPR | NOS | 2 | 6707.33 | INR
4000 | Sourthern Zone, Berhampur | 4200 | EHT (O&M) Circle, Jeypore | 4202 | EHT (O&M) Division, Jayanagar | S222 | 220/132/33 kV T/L S/S S/D Jayanagar | 3000003355 | 220KV-PI Clamp of Single Moose | SS.CLAMP.A004 | ZSPR_ACT | ZSPR | NOS | 10 | 12390 | INR
4000 | Sourthern Zone, Berhampur | 4200 | EHT (O&M) Circle, Jeypore | 4202 | EHT (O&M) Division, Jayanagar | S225 | 132/33 KV S/S S/D Pottangi | 3000003368 | 132KV-CT Clamp(Bimetallic, Single Moose) | SS.CLAMP.A017 | ZSPR_ACT | ZSPR | NOS | 2 | 3800 | INR
4000 | Sourthern Zone, Berhampur | 4200 | EHT (O&M) Circle, Jeypore | 4202 | EHT (O&M) Division, Jayanagar | S222 | 220/132/33 kV T/L S/S S/D Jayanagar | 3000003371 | 132KV-PI Clamp of Single Moose | SS.CLAMP.A020 | ZSPR_ACT | ZSPR | NOS | 14 | 17346 | INR
4000 | Sourthern Zone, Berhampur | 4200 | EHT (O&M) Circle, Jeypore | 4202 | EHT (O&M) Division, Jayanagar | S225 | 132/33 KV S/S S/D Pottangi | 3000003372 | 132KV-CB Clamp of Single Moose | SS.CLAMP.A021 | ZSPR_ACT | ZSPR | NOS | 2 | 2300 | INR
4000 | Sourthern Zone, Berhampur | 4200 | EHT (O&M) Circle, Jeypore | 4202 | EHT (O&M) Division, Jayanagar | S22B | 132/33 kV S/S S/D Umarkote | 3000003376 | 132KV-T Clamp for Moose-Moose | SS.CLAMP.A029 | ZSPR_ACT | ZSPR | NOS | 3 | 7800 | INR
4000 | Sourthern Zone, Berhampur | 4200 | EHT (O&M) Circle, Jeypore | 4202 | EHT (O&M) Division, Jayanagar | S22A | 132/33 kV S/S S/D Dabugaon | 3000003381 | 33 KV CT Clamp(Bimetallic, Single Moose) | SS.CLAMP.A035 | ZSPR_ACT | ZSPR | NOS | 20 | 6290 | INR
4000 | Sourthern Zone, Berhampur | 4200 | EHT (O&M) Circle, Jeypore | 4202 | EHT (O&M) Division, Jayanagar | S222 | 220/132/33 kV T/L S/S S/D Jayanagar | 3000003397 | Equipment structure of CTfor 132KV | STRS.132EQPT.A013 | ZSPR_ACT | ZSPR | MT | 0.226 | 3901.21 | INR
4000 | Sourthern Zone, Berhampur | 4200 | EHT (O&M) Circle, Jeypore | 4202 | EHT (O&M) Division, Jayanagar | S226 | 132/33 kV T/L S/S S/D Sunabeda | 3000003400 | Equipment structure of LA/SA for 132KV | STRS.132EQPT.A017 | ZSPR_ACT | ZSPR | MT | 0.85 | 9635.95 | INR
4000 | Sourthern Zone, Berhampur | 4200 | EHT (O&M) Circle, Jeypore | 4202 | EHT (O&M) Division, Jayanagar | S222 | 220/132/33 kV T/L S/S S/D Jayanagar | 3000003400 | Equipment structure of LA/SA for 132KV | STRS.132EQPT.A017 | ZSPR_ACT | ZSPR | MT | 0.573 | 6495.76 | INR
4000 | Sourthern Zone, Berhampur | 4200 | EHT (O&M) Circle, Jeypore | 4202 | EHT (O&M) Division, Jayanagar | S229 | 132/33 kV TL S/S S/D Tentulikhunti | 3000003428 | G4 33 KV BEAM STRUCTURE | STRS.33BEAM.A001 | ZSPR_ACT | ZSPR | MT | 0.87 | 29062.46 | INR
4000 | Sourthern Zone, Berhampur | 4200 | EHT (O&M) Circle, Jeypore | 4202 | EHT (O&M) Division, Jayanagar | S229 | 132/33 kV TL S/S S/D Tentulikhunti | 3000003430 | G6 33 KV BEAM STRUCTURE | STRS.33BEAM.A003 | ZSPR_ACT | ZSPR | MT | 0.36 | 32760 | INR
4000 | Sourthern Zone, Berhampur | 4200 | EHT (O&M) Circle, Jeypore | 4202 | EHT (O&M) Division, Jayanagar | S229 | 132/33 kV TL S/S S/D Tentulikhunti | 3000003431 | T8S 33 KV COLUMN STRUCTURE | STRS.33COLMN.A001 | ZSPR_ACT | ZSPR | MT | 1.68 | 152880 | INR
4000 | Sourthern Zone, Berhampur | 4200 | EHT (O&M) Circle, Jeypore | 4202 | EHT (O&M) Division, Jayanagar | S229 | 132/33 kV TL S/S S/D Tentulikhunti | 3000003432 | T9S 33 KV COLUMN STRUCTURE | STRS.33COLMN.A002 | ZSPR_ACT | ZSPR | MT | 1.68 | 152880 | INR
4000 | Sourthern Zone, Berhampur | 4200 | EHT (O&M) Circle, Jeypore | 4202 | EHT (O&M) Division, Jayanagar | S229 | 132/33 kV TL S/S S/D Tentulikhunti | 3000003435 | Equipment structure - 33kV CT/NCT | STRS.33EQPT.A010 | ZSPR_ACT | ZSPR | MT | 0.768 | 4572.18 | INR
4000 | Sourthern Zone, Berhampur | 4200 | EHT (O&M) Circle, Jeypore | 4202 | EHT (O&M) Division, Jayanagar | S229 | 132/33 kV TL S/S S/D Tentulikhunti | 3000003437 | Equipment structure-33kV SI w/o ES | STRS.33EQPT.A012 | ZSPR_ACT | ZSPR | MT | 0.6 | 54600 | INR
4000 | Sourthern Zone, Berhampur | 4200 | EHT (O&M) Circle, Jeypore | 4202 | EHT (O&M) Division, Jayanagar | S229 | 132/33 kV TL S/S S/D Tentulikhunti | 3000003438 | Equipment structure-33kV DI w/o ES | STRS.33EQPT.A013 | ZSPR_ACT | ZSPR | MT | 1.35 | 122850 | INR
4000 | Sourthern Zone, Berhampur | 4200 | EHT (O&M) Circle, Jeypore | 4202 | EHT (O&M) Division, Jayanagar | S222 | 220/132/33 kV T/L S/S S/D Jayanagar | 3000003440 | Equipment structure of PI for 33KV | STRS.33EQPT.A017 | ZSPR_ACT | ZSPR | MT | 0.775 | 10673.07 | INR
4000 | Sourthern Zone, Berhampur | 4200 | EHT (O&M) Circle, Jeypore | 4202 | EHT (O&M) Division, Jayanagar | S229 | 132/33 kV TL S/S S/D Tentulikhunti | 3000003440 | Equipment structure of PI for 33KV | STRS.33EQPT.A017 | ZSPR_ACT | ZSPR | MT | 0.3 | 4131.51 | INR
4000 | Sourthern Zone, Berhampur | 4200 | EHT (O&M) Circle, Jeypore | 4202 | EHT (O&M) Division, Jayanagar | SL2B | 132/33 kV S/S S/D Umarkote_Line | 3000003443 | Substation Assorted Structure as per BoQ | STRS.ASSORTED.A001 | ZSPR_ACT | ZSPR | MT | 19.75 | 234130.06 | INR
4000 | Sourthern Zone, Berhampur | 4200 | EHT (O&M) Circle, Jeypore | 4202 | EHT (O&M) Division, Jayanagar | S22A | 132/33 kV S/S S/D Dabugaon | 3000003452 | VOLTAGE TRANSDUCER | TEL.MISC.A578 | ZSPR_ACT | ZSPR | NOS | 2 | 6500 | INR
4000 | Sourthern Zone, Berhampur | 4200 | EHT (O&M) Circle, Jeypore | 4202 | EHT (O&M) Division, Jayanagar | S224 | 132 kV Line S/D Jayanagar | 3000003463 | 132 KV ASSORTED DA EMC DESIGN TOWER | TWR.132DA.L.B002 | ZSPR_US | ZSPR | MT | 8.08 | 8.08 | INR
4000 | Sourthern Zone, Berhampur | 4200 | EHT (O&M) Circle, Jeypore | 4202 | EHT (O&M) Division, Jayanagar | S224 | 132 kV Line S/D Jayanagar | 3000003480 | 132KV P Type Tower Member | TWR.132P.L.A001 | ZSPR_US | ZSPR | MT | 6.83 | 6.83 | INR
4000 | Sourthern Zone, Berhampur | 4200 | EHT (O&M) Circle, Jeypore | 4202 | EHT (O&M) Division, Jayanagar | S224 | 132 kV Line S/D Jayanagar | 3000003482 | 132 KV PA TYPE TOWER COMPLETE SET | TWR.132PA.L.A001 | ZSPR_ACT | ZSPR | MT | 3.119 | 202413.79 | INR
4000 | Sourthern Zone, Berhampur | 4200 | EHT (O&M) Circle, Jeypore | 4202 | EHT (O&M) Division, Jayanagar | S22A | 132/33 kV S/S S/D Dabugaon | 3000003485 | 132 KV PA TYPE TEMPLATE | TWR.132PA.TMPL.A001 | ZSPR_ACT | ZSPR | MT | 0.492 | 9000 | INR
4000 | Sourthern Zone, Berhampur | 4200 | EHT (O&M) Circle, Jeypore | 4202 | EHT (O&M) Division, Jayanagar | S224 | 132 kV Line S/D Jayanagar | 3000003489 | 132 KV PB TYPE STUB | TWR.132PB.STUB.A001 | ZSPR_ACT | ZSPR | MT | 0.432 | 0.43 | INR
4000 | Sourthern Zone, Berhampur | 4200 | EHT (O&M) Circle, Jeypore | 4202 | EHT (O&M) Division, Jayanagar | S222 | 220/132/33 kV T/L S/S S/D Jayanagar | 3000003513 | 220 KV OA TYPE TOWER | TWR.220OA.L.A001 | ZSPR_ACT | ZSPR | MT | 4.155 | 273225.61 | INR
4000 | Sourthern Zone, Berhampur | 4200 | EHT (O&M) Circle, Jeypore | 4202 | EHT (O&M) Division, Jayanagar | S22A | 132/33 kV S/S S/D Dabugaon | 3000003557 | BIRD GUARD | TWR.BD.GRD.A001 | ZSPR_ACT | ZSPR | NOS | 27 | 638.65 | INR
4000 | Sourthern Zone, Berhampur | 4200 | EHT (O&M) Circle, Jeypore | 4202 | EHT (O&M) Division, Jayanagar | SL2B | 132/33 kV S/S S/D Umarkote_Line | 3000003557 | BIRD GUARD | TWR.BD.GRD.A001 | ZSPR_ACT | ZSPR | NOS | 363 | 8586.35 | INR
4000 | Sourthern Zone, Berhampur | 4200 | EHT (O&M) Circle, Jeypore | 4202 | EHT (O&M) Division, Jayanagar | S223 | 220 kV Line S/D Jayanagar | 3000003560 | DISMANTLED TOWER MEMBERS | TWR.DISMENTAL.A001 | ZSPR_ACT | ZSPR | MT | 1.979 | 219.97 | INR
4000 | Sourthern Zone, Berhampur | 4200 | EHT (O&M) Circle, Jeypore | 4202 | EHT (O&M) Division, Jayanagar | S222 | 220/132/33 kV T/L S/S S/D Jayanagar | 3000003560 | DISMANTLED TOWER MEMBERS | TWR.DISMENTAL.A001 | ZSPR_THEFT | ZSPR | MT | 3 | 257400 | INR
4000 | Sourthern Zone, Berhampur | 4200 | EHT (O&M) Circle, Jeypore | 4202 | EHT (O&M) Division, Jayanagar | S222 | 220/132/33 kV T/L S/S S/D Jayanagar | 3000003562 | ASSORTED GI TOWER ANGLE | TWR.GI.ANGLE.A001 | ZSPR_ACT | ZSPR | MT | 12.434 | 578357.89 | INR
4000 | Sourthern Zone, Berhampur | 4200 | EHT (O&M) Circle, Jeypore | 4202 | EHT (O&M) Division, Jayanagar | SL29 | 132/33 kV TL S/S S/D Tentulikhunti_Line | 3000003562 | ASSORTED GI TOWER ANGLE | TWR.GI.ANGLE.A001 | ZSPR_ACT | ZSPR | MT | 2.1 | 97679.88 | INR
4000 | Sourthern Zone, Berhampur | 4200 | EHT (O&M) Circle, Jeypore | 4202 | EHT (O&M) Division, Jayanagar | S22A | 132/33 kV S/S S/D Dabugaon | 3000003562 | ASSORTED GI TOWER ANGLE | TWR.GI.ANGLE.A001 | ZSPR_ACT | ZSPR | MT | 1.5 | 69771.34 | INR
4000 | Sourthern Zone, Berhampur | 4200 | EHT (O&M) Circle, Jeypore | 4202 | EHT (O&M) Division, Jayanagar | S223 | 220 kV Line S/D Jayanagar | 3000003562 | ASSORTED GI TOWER ANGLE | TWR.GI.ANGLE.A001 | ZSPR_ACT | ZSPR | MT | 2.042 | 94982.05 | INR
4000 | Sourthern Zone, Berhampur | 4200 | EHT (O&M) Circle, Jeypore | 4202 | EHT (O&M) Division, Jayanagar | SL26 | 132/33 kV T/L S/S S/D Sunabeda_Line | 3000003562 | ASSORTED GI TOWER ANGLE | TWR.GI.ANGLE.A001 | ZSPR_US | ZSPR | MT | 0.15 | 7678.39 | INR
4000 | Sourthern Zone, Berhampur | 4200 | EHT (O&M) Circle, Jeypore | 4202 | EHT (O&M) Division, Jayanagar | S224 | 132 kV Line S/D Jayanagar | 3000003563 | 45X45X5MM SIZE GI TOWER ANGLE | TWR.GI.ANGLE.A002 | ZSPR_ACT | ZSPR | MT | 1 | 34840.37 | INR
4000 | Sourthern Zone, Berhampur | 4200 | EHT (O&M) Circle, Jeypore | 4202 | EHT (O&M) Division, Jayanagar | S224 | 132 kV Line S/D Jayanagar | 3000003565 | 50X50X6MM SIZE GI ANGLE | TWR.GI.ANGLE.A004 | ZSPR_ACT | ZSPR | MT | 1 | 10000 | INR
4000 | Sourthern Zone, Berhampur | 4200 | EHT (O&M) Circle, Jeypore | 4202 | EHT (O&M) Division, Jayanagar | S222 | 220/132/33 kV T/L S/S S/D Jayanagar | 3000003567 | 65X65X6MM SIZE GI TOWER ANGLE | TWR.GI.ANGLE.A006 | ZSPR_ACT | ZSPR | MT | 4.047 | 241603.03 | INR
4000 | Sourthern Zone, Berhampur | 4200 | EHT (O&M) Circle, Jeypore | 4202 | EHT (O&M) Division, Jayanagar | S223 | 220 kV Line S/D Jayanagar | 3000003568 | 75X75X6MM SIZE GI TOWER ANGLE | TWR.GI.ANGLE.A007 | ZSPR_ACT | ZSPR | MT | 0.269 | 17847.67 | INR
4000 | Sourthern Zone, Berhampur | 4200 | EHT (O&M) Circle, Jeypore | 4202 | EHT (O&M) Division, Jayanagar | S223 | 220 kV Line S/D Jayanagar | 3000003574 | TOWER HANGER | TWR.HNGR.A001 | ZSPR_ACT | ZSPR | NOS | 15 | 16421.39 | INR
4000 | Sourthern Zone, Berhampur | 4200 | EHT (O&M) Circle, Jeypore | 4202 | EHT (O&M) Division, Jayanagar | S22A | 132/33 kV S/S S/D Dabugaon | 3000003574 | TOWER HANGER | TWR.HNGR.A001 | ZSPR_ACT | ZSPR | NOS | 297 | 325143.61 | INR
4000 | Sourthern Zone, Berhampur | 4200 | EHT (O&M) Circle, Jeypore | 4202 | EHT (O&M) Division, Jayanagar | S22A | 132/33 kV S/S S/D Dabugaon | 3000003584 | U' BOLT | TWR.UBOLT.A001 | ZSPR_ACT | ZSPR | KG | 3 | 900 | INR
4000 | Sourthern Zone, Berhampur | 4200 | EHT (O&M) Circle, Jeypore | 4202 | EHT (O&M) Division, Jayanagar | S22C | 132/33 kV S/S S/D Podagada | 3000003586 | 132KV WAVE TRAP 800A/0.5mH | WT.132.E005 | ZSPR_ACT | ZSPR | NOS | 1 | 167862.01 | INR
4000 | Sourthern Zone, Berhampur | 4200 | EHT (O&M) Circle, Jeypore | 4202 | EHT (O&M) Division, Jayanagar | S22A | 132/33 kV S/S S/D Dabugaon | 3000003586 | 132KV WAVE TRAP 800A/0.5mH | WT.132.E005 | ZSPR_SCRAP | ZSPR | NOS | 4 | 0 | INR
4000 | Sourthern Zone, Berhampur | 4200 | EHT (O&M) Circle, Jeypore | 4202 | EHT (O&M) Division, Jayanagar | S225 | 132/33 KV S/S S/D Pottangi | 3000003586 | 132KV WAVE TRAP 800A/0.5mH | WT.132.E005 | ZSPR_ACT | ZSPR | NOS | 1 | 167862 | INR
4000 | Sourthern Zone, Berhampur | 4200 | EHT (O&M) Circle, Jeypore | 4202 | EHT (O&M) Division, Jayanagar | S22B | 132/33 kV S/S S/D Umarkote | 3000003586 | 132KV WAVE TRAP 800A/0.5mH | WT.132.E005 | ZSPR_ACT | ZSPR | NOS | 1 | 167862.01 | INR
4000 | Sourthern Zone, Berhampur | 4200 | EHT (O&M) Circle, Jeypore | 4202 | EHT (O&M) Division, Jayanagar | S22C | 132/33 kV S/S S/D Podagada | 3000003598 | BIMETALIC T CLAMP COPPER FOR 30MM | CLMP.T.CU.C005 | ZSPR_ACT | ZSPR | NOS | 22 | 22 | INR
4000 | Sourthern Zone, Berhampur | 4200 | EHT (O&M) Circle, Jeypore | 4202 | EHT (O&M) Division, Jayanagar | S222 | 220/132/33 kV T/L S/S S/D Jayanagar | 3000003617 | Lamps-160MVA 220-33KV Alstom AT | SPR.TFR160ALSM.DG02 | ZSPR_ACT | ZSPR | SET | 2 | 2 | INR
4000 | Sourthern Zone, Berhampur | 4200 | EHT (O&M) Circle, Jeypore | 4202 | EHT (O&M) Division, Jayanagar | S229 | 132/33 kV TL S/S S/D Tentulikhunti | 3000003623 | MAIN CONTROL CARD- STATCON FLOAT CHARGER | SPR.BAT.STATCON.A008 | ZSPR_ACT | ZSPR | NOS | 1 | 2000 | INR
4000 | Sourthern Zone, Berhampur | 4200 | EHT (O&M) Circle, Jeypore | 4202 | EHT (O&M) Division, Jayanagar | S22B | 132/33 kV S/S S/D Umarkote | 3000003697 | 3 Bolted PG clamp for ACSR panther-moose | CLMP.PG.C009 | ZSPR_ACT | ZSPR | NOS | 15 | 40500 | INR
4000 | Sourthern Zone, Berhampur | 4200 | EHT (O&M) Circle, Jeypore | 4202 | EHT (O&M) Division, Jayanagar | S222 | 220/132/33 kV T/L S/S S/D Jayanagar | 3000003752 | 132KV recovery(Used) IVT/PT | RCVR.132PT.A001 | ZSPR_US | ZSPR | NOS | 2 | 2 | INR
4000 | Sourthern Zone, Berhampur | 4200 | EHT (O&M) Circle, Jeypore | 4202 | EHT (O&M) Division, Jayanagar | SL2B | 132/33 kV S/S S/D Umarkote_Line | 4000000047 | D SHACKLE 1" | TNP.DSHAKLE.A001 | ZTNP_ACT | ZTNP | NOS | 74 | 1258 | INR
4000 | Sourthern Zone, Berhampur | 4200 | EHT (O&M) Circle, Jeypore | 4202 | EHT (O&M) Division, Jayanagar | S229 | 132/33 kV TL S/S S/D Tentulikhunti | 4000000178 | Hacksaw blade | TNP.HAKSAWBLDE.A001 | ZTNP_ACT | ZTNP | NOS | 46 | 5750 | INR
4000 | Sourthern Zone, Berhampur | 4200 | EHT (O&M) Circle, Jeypore | 4202 | EHT (O&M) Division, Jayanagar | S222 | 220/132/33 kV T/L S/S S/D Jayanagar | 5000000034 | SCRAP 220KV OIL IVT | SCRP.IVT.220OIL.B001 | ZSRP_SCRAP | ZSRP | NOS | 1 | 1 | INR
4000 | Sourthern Zone, Berhampur | 4200 | EHT (O&M) Circle, Jeypore | 4202 | EHT (O&M) Division, Jayanagar | S222 | 220/132/33 kV T/L S/S S/D Jayanagar | 5000000068 | SCRAP BUSHING | SCRP.MISC.A133 | ZSRP_SCRAP | ZSRP | NOS | 1 | 1 | INR
4000 | Sourthern Zone, Berhampur | 4200 | EHT (O&M) Circle, Jeypore | 4202 | EHT (O&M) Division, Jayanagar | S222 | 220/132/33 kV T/L S/S S/D Jayanagar | 5000000069 | Scrap 33 KV VCB | SCRP.MISC.A136 | ZSRP_SCRAP | ZSRP | NOS | 3 | 3 | INR
4000 | Sourthern Zone, Berhampur | 4200 | EHT (O&M) Circle, Jeypore | 4202 | EHT (O&M) Division, Jayanagar | S222 | 220/132/33 kV T/L S/S S/D Jayanagar | 5000000087 | 33KV VCB LIMB | SCRP.MISC.A228 | ZSRP_SCRAP | ZSRP | NOS | 1 | 1 | INR
4000 | Sourthern Zone, Berhampur | 4200 | EHT (O&M) Circle, Jeypore | 4202 | EHT (O&M) Division, Jayanagar | S222 | 220/132/33 kV T/L S/S S/D Jayanagar | 5000000093 | 250 KVA 33/0.433 ST with all Accessories | SCRP.MISC.A242 | ZSRP_SCRAP | ZSRP | NOS | 1 | 1 | INR
4000 | Sourthern Zone, Berhampur | 4200 | EHT (O&M) Circle, Jeypore | 4202 | EHT (O&M) Division, Jayanagar | S22A | 132/33 kV S/S S/D Dabugaon | 5000000105 | Scrap Battery cell container | SCRP.MISC.A325 | ZSRP_SCRAP | ZSRP | NOS | 2 | 0 | INR
4000 | Sourthern Zone, Berhampur | 4200 | EHT (O&M) Circle, Jeypore | 4202 | EHT (O&M) Division, Jayanagar | S225 | 132/33 KV S/S S/D Pottangi | 5000000109 | Scrap Breather complete | SCRP.MISC.A333 | ZSRP_SCRAP | ZSRP | NOS | 1 | 1 | INR
4000 | Sourthern Zone, Berhampur | 4200 | EHT (O&M) Circle, Jeypore | 4202 | EHT (O&M) Division, Jayanagar | S222 | 220/132/33 kV T/L S/S S/D Jayanagar | 5000000149 | SCRAP APEX METER | SCRP.MTR.APEX.A001 | ZSRP_SCRAP | ZSRP | NOS | 6 | 6 | INR
4000 | Sourthern Zone, Berhampur | 4200 | EHT (O&M) Circle, Jeypore | 4202 | EHT (O&M) Division, Jayanagar | S222 | 220/132/33 kV T/L S/S S/D Jayanagar | 5000000150 | SCRAP APEX METERING PANEL | SCRP.MTR.APEXPNL.A001 | ZSRP_SCRAP | ZSRP | NOS | 1 | 1 | INR
4000 | Sourthern Zone, Berhampur | 4200 | EHT (O&M) Circle, Jeypore | 4202 | EHT (O&M) Division, Jayanagar | S222 | 220/132/33 kV T/L S/S S/D Jayanagar | 5000000159 | SCRAP DIR/NON-DIR BACK UP RELAY OF | SCRP.RLAY.BACKUP.A001 | ZSRP_SCRAP | ZSRP | NOS | 3 | 3 | INR
4000 | Sourthern Zone, Berhampur | 4200 | EHT (O&M) Circle, Jeypore | 4202 | EHT (O&M) Division, Jayanagar | S223 | 220 kV Line S/D Jayanagar | 5000000180 | SCRAP OPGW WIRE | SCRP.MISC.A107 | ZSRP_SCRAP | ZSRP | KG | 2000 | 40 | INR
4000 | Sourthern Zone, Berhampur | 4200 | EHT (O&M) Circle, Jeypore | 4203 | EHT (O&M) Division, Malkangiri | S232 | 220/33 kV T/L S/S S/D Balimela | 1000000017 | ACSR ZEBRA CONDUCTOR | COND.ACSR.A003 | ZCAP_ACT | ZCAP | KM | 1.19 | 378302.09 | INR
4000 | Sourthern Zone, Berhampur | 4200 | EHT (O&M) Circle, Jeypore | 4203 | EHT (O&M) Division, Malkangiri | S232 | 220/33 kV T/L S/S S/D Balimela | 1000000017 | ACSR ZEBRA CONDUCTOR | COND.ACSR.A003 | ZCAP_SCRAP | ZCAP | KM | 0.08 | 12479.51 | INR
4000 | Sourthern Zone, Berhampur | 4200 | EHT (O&M) Circle, Jeypore | 4203 | EHT (O&M) Division, Malkangiri | S234 | 220/33 kV S/S S/D Kalimela | 1000000017 | ACSR ZEBRA CONDUCTOR | COND.ACSR.A003 | ZCAP_ACT | ZCAP | KM | 3.706 | 1178140.81 | INR
4000 | Sourthern Zone, Berhampur | 4200 | EHT (O&M) Circle, Jeypore | 4203 | EHT (O&M) Division, Malkangiri | S234 | 220/33 kV S/S S/D Kalimela | 1000000018 | ACSR MOOSE CONDUCTOR | COND.ACSR.A004 | ZCAP_ACT | ZCAP | KM | 0.034 | 11580.05 | INR
4000 | Sourthern Zone, Berhampur | 4200 | EHT (O&M) Circle, Jeypore | 4203 | EHT (O&M) Division, Malkangiri | S232 | 220/33 kV T/L S/S S/D Balimela | 1000000018 | ACSR MOOSE CONDUCTOR | COND.ACSR.A004 | ZCAP_ACT | ZCAP | KM | 0.816 | 277921.16 | INR
4000 | Sourthern Zone, Berhampur | 4200 | EHT (O&M) Circle, Jeypore | 4203 | EHT (O&M) Division, Malkangiri | S234 | 220/33 kV S/S S/D Kalimela | 1000000053 | 220KV CT-1200-600-300/1A of 5C with TC | CT1.220OIL1200.A005 | ZCAP_ACT | ZCAP | NOS | 1 | 496202.62 | INR
4000 | Sourthern Zone, Berhampur | 4200 | EHT (O&M) Circle, Jeypore | 4203 | EHT (O&M) Division, Malkangiri | S233 | 220/33 kV S/S S/D Malkangiri | 1000000054 | 220KV CT 1200-600-300/1-1-1-1-1A w/o TC | CT1.220OIL1200.B005 | ZCAP_US | ZCAP | NOS | 1 | 347315 | INR
4000 | Sourthern Zone, Berhampur | 4200 | EHT (O&M) Circle, Jeypore | 4203 | EHT (O&M) Division, Malkangiri | S232 | 220/33 kV T/L S/S S/D Balimela | 1000000062 | 36KV CT OF RATIO 400-200-100/1-1-1A | CT1.36OIL400.C003 | ZCAP_SCRAP | ZCAP | NOS | 3 | 2373.96 | INR
4000 | Sourthern Zone, Berhampur | 4200 | EHT (O&M) Circle, Jeypore | 4203 | EHT (O&M) Division, Malkangiri | S234 | 220/33 kV S/S S/D Kalimela | 1000000064 | 36KV CT 800-400-200/1-1-1A 0.2s | CT1.36OIL800.B003 | ZCAP_ACT | ZCAP | NOS | 1 | 61659.43 | INR
4000 | Sourthern Zone, Berhampur | 4200 | EHT (O&M) Circle, Jeypore | 4203 | EHT (O&M) Division, Malkangiri | S232 | 220/33 kV T/L S/S S/D Balimela | 1000000065 | 36KV CT 800-400-200/1-1-1-1A 0.2s | CT1.36OIL800.B004 | ZCAP_SCRAP | ZCAP | NOS | 1 | 791.32 | INR
4000 | Sourthern Zone, Berhampur | 4200 | EHT (O&M) Circle, Jeypore | 4203 | EHT (O&M) Division, Malkangiri | S234 | 220/33 kV S/S S/D Kalimela | 1000000065 | 36KV CT 800-400-200/1-1-1-1A 0.2s | CT1.36OIL800.B004 | ZCAP_ACT | ZCAP | NOS | 1 | 63449.68 | INR
4000 | Sourthern Zone, Berhampur | 4200 | EHT (O&M) Circle, Jeypore | 4203 | EHT (O&M) Division, Malkangiri | S232 | 220/33 kV T/L S/S S/D Balimela | 1000000070 | 220 KV CVT | CVT.220OIL.S.B002 | ZCAP_US | ZCAP | NOS | 1 | 1 | INR
4000 | Sourthern Zone, Berhampur | 4200 | EHT (O&M) Circle, Jeypore | 4203 | EHT (O&M) Division, Malkangiri | S234 | 220/33 kV S/S S/D Kalimela | 1000000070 | 220 KV CVT | CVT.220OIL.S.B002 | ZCAP_ACT | ZCAP | NOS | 1 | 309111.39 | INR
4000 | Sourthern Zone, Berhampur | 4200 | EHT (O&M) Circle, Jeypore | 4203 | EHT (O&M) Division, Malkangiri | S234 | 220/33 kV S/S S/D Kalimela | 1000000074 | 7/3.15 MM SIZE G.I. EARTH WIRE | EW.STEEL.A002 | ZCAP_ACT | ZCAP | KM | 3.623 | 140702.2 | INR
4000 | Sourthern Zone, Berhampur | 4200 | EHT (O&M) Circle, Jeypore | 4203 | EHT (O&M) Division, Malkangiri | S232 | 220/33 kV T/L S/S S/D Balimela | 1000000074 | 7/3.15 MM SIZE G.I. EARTH WIRE | EW.STEEL.A002 | ZCAP_ACT | ZCAP | KM | 0.85 | 33010.45 | INR
4000 | Sourthern Zone, Berhampur | 4200 | EHT (O&M) Circle, Jeypore | 4203 | EHT (O&M) Division, Malkangiri | S234 | 220/33 kV S/S S/D Kalimela | 1000000120 | 220KV OIL 2C IVT/PT | IVT.220OIL.S.B003 | ZCAP_ACT | ZCAP | NOS | 1 | 354060.74 | INR
4000 | Sourthern Zone, Berhampur | 4200 | EHT (O&M) Circle, Jeypore | 4203 | EHT (O&M) Division, Malkangiri | S232 | 220/33 kV T/L S/S S/D Balimela | 1000000120 | 220KV OIL 2C IVT/PT | IVT.220OIL.S.B003 | ZCAP_ACT | ZCAP | NOS | 1 | 354060.74 | INR
4000 | Sourthern Zone, Berhampur | 4200 | EHT (O&M) Circle, Jeypore | 4203 | EHT (O&M) Division, Malkangiri | S234 | 220/33 kV S/S S/D Kalimela | 1000000121 | 36KV OIL SP 1C IVT | IVT.36OIL.S.A001 | ZCAP_ACT | ZCAP | NOS | 1 | 43926.92 | INR
4000 | Sourthern Zone, Berhampur | 4200 | EHT (O&M) Circle, Jeypore | 4203 | EHT (O&M) Division, Malkangiri | S233 | 220/33 kV S/S S/D Malkangiri | 1000000122 | 36KV 2C SP IVT/PT | IVT.36OIL.S.B003 | ZCAP_ACT | ZCAP | NOS | 1 | 30098.11 | INR
4000 | Sourthern Zone, Berhampur | 4200 | EHT (O&M) Circle, Jeypore | 4203 | EHT (O&M) Division, Malkangiri | S232 | 220/33 kV T/L S/S S/D Balimela | 1000000122 | 36KV 2C SP IVT/PT | IVT.36OIL.S.B003 | ZCAP_ACT | ZCAP | NOS | 3 | 90294.34 | INR
4000 | Sourthern Zone, Berhampur | 4200 | EHT (O&M) Circle, Jeypore | 4203 | EHT (O&M) Division, Malkangiri | S233 | 220/33 kV S/S S/D Malkangiri | 1000000131 | 216KV SURGE ARRESTER & SAS integration | SA.216MO.A005 | ZCAP_ACT | ZCAP | NOS | 1 | 52549.76 | INR
4000 | Sourthern Zone, Berhampur | 4200 | EHT (O&M) Circle, Jeypore | 4203 | EHT (O&M) Division, Malkangiri | S232 | 220/33 kV T/L S/S S/D Balimela | 1000000131 | 216KV SURGE ARRESTER & SAS integration | SA.216MO.A005 | ZCAP_ACT | ZCAP | NOS | 1 | 52549.75 | INR
4000 | Sourthern Zone, Berhampur | 4200 | EHT (O&M) Circle, Jeypore | 4203 | EHT (O&M) Division, Malkangiri | S234 | 220/33 kV S/S S/D Kalimela | 1000000132 | 220KV MO WITH RING SURGE ARRESTER | SA.245MO.WR.A005 | ZCAP_ACT | ZCAP | NOS | 1 | 73211.1 | INR
4000 | Sourthern Zone, Berhampur | 4200 | EHT (O&M) Circle, Jeypore | 4203 | EHT (O&M) Division, Malkangiri | S232 | 220/33 kV T/L S/S S/D Balimela | 1000000132 | 220KV MO WITH RING SURGE ARRESTER | SA.245MO.WR.A005 | ZCAP_US | ZCAP | NOS | 1 | 1 | INR
4000 | Sourthern Zone, Berhampur | 4200 | EHT (O&M) Circle, Jeypore | 4203 | EHT (O&M) Division, Malkangiri | S233 | 220/33 kV S/S S/D Malkangiri | 1000000133 | 30KV MO SURGE ARRESTER | SA.30MO.A001 | ZCAP_ACT | ZCAP | NOS | 3 | 41676 | INR
4000 | Sourthern Zone, Berhampur | 4200 | EHT (O&M) Circle, Jeypore | 4203 | EHT (O&M) Division, Malkangiri | S234 | 220/33 kV S/S S/D Kalimela | 1000000134 | 36KV MO W/O SURGE ARRESTER | SA.36MO.WOR.A001 | ZCAP_ACT | ZCAP | NOS | 3 | 35156.18 | INR
4000 | Sourthern Zone, Berhampur | 4200 | EHT (O&M) Circle, Jeypore | 4203 | EHT (O&M) Division, Malkangiri | S232 | 220/33 kV T/L S/S S/D Balimela | 1000000134 | 36KV MO W/O SURGE ARRESTER | SA.36MO.WOR.A001 | ZCAP_ACT | ZCAP | NOS | 3 | 35156.17 | INR
4000 | Sourthern Zone, Berhampur | 4200 | EHT (O&M) Circle, Jeypore | 4203 | EHT (O&M) Division, Malkangiri | S232 | 220/33 kV T/L S/S S/D Balimela | 1000000134 | 36KV MO W/O SURGE ARRESTER | SA.36MO.WOR.A001 | ZCAP_SCRAP | ZCAP | NOS | 1 | 1 | INR
4000 | Sourthern Zone, Berhampur | 4200 | EHT (O&M) Circle, Jeypore | 4203 | EHT (O&M) Division, Malkangiri | S232 | 220/33 kV T/L S/S S/D Balimela | 1000000147 | 250KVA 33/0.4KV STATION Tfr or 200KVA | TFR.200ST11H.D001 | ZCAP_ACT | ZCAP | NOS | 1 | 417171.75 | INR
4000 | Sourthern Zone, Berhampur | 4200 | EHT (O&M) Circle, Jeypore | 4203 | EHT (O&M) Division, Malkangiri | S232 | 220/33 kV T/L S/S S/D Balimela | 1000000150 | 20MVA 220/33KV POWER Tfr | TFR.20PWR220H.D003 | ZCAP_ACT | ZCAP | NOS | 1 | 1 | INR
4000 | Sourthern Zone, Berhampur | 4200 | EHT (O&M) Circle, Jeypore | 4203 | EHT (O&M) Division, Malkangiri | S232 | 220/33 kV T/L S/S S/D Balimela | 2000000065 | PVC PASS OVER PIPE (50MM) | CVL.PVC.PIPE.A019 | ZCON_ACT | ZCON | NOS | 18 | 135 | INR
4000 | Sourthern Zone, Berhampur | 4200 | EHT (O&M) Circle, Jeypore | 4203 | EHT (O&M) Division, Malkangiri | S232 | 220/33 kV T/L S/S S/D Balimela | 2000000075 | Copper wire | ILWR.C.WIRE.C010 | ZCON_ACT | ZCON | M | 100 | 1050 | INR
4000 | Sourthern Zone, Berhampur | 4200 | EHT (O&M) Circle, Jeypore | 4203 | EHT (O&M) Division, Malkangiri | S233 | 220/33 kV S/S S/D Malkangiri | 2000000109 | FUSE HOLDER | ILWR.FUSE.E001 | ZCON_ACT | ZCON | NOS | 10 | 0.1 | INR
4000 | Sourthern Zone, Berhampur | 4200 | EHT (O&M) Circle, Jeypore | 4203 | EHT (O&M) Division, Malkangiri | S232 | 220/33 kV T/L S/S S/D Balimela | 2000000114 | HBC FUSE BASE CARRIER 40 AMP | ILWR.FUSE.J001 | ZCON_ACT | ZCON | NOS | 50 | 15500 | INR
4000 | Sourthern Zone, Berhampur | 4200 | EHT (O&M) Circle, Jeypore | 4203 | EHT (O&M) Division, Malkangiri | S232 | 220/33 kV T/L S/S S/D Balimela | 2000000145 | LED TYPE INDICATION LAMP (RED) | ILWR.INDIC.LAMP.A001 | ZCON_ACT | ZCON | NOS | 30 | 1719.3 | INR
4000 | Sourthern Zone, Berhampur | 4200 | EHT (O&M) Circle, Jeypore | 4203 | EHT (O&M) Division, Malkangiri | S232 | 220/33 kV T/L S/S S/D Balimela | 2000000147 | LED TYPE INDICATION LAMP (GREEN) | ILWR.INDIC.LAMP.A002 | ZCON_ACT | ZCON | NOS | 13 | 520 | INR
4000 | Sourthern Zone, Berhampur | 4200 | EHT (O&M) Circle, Jeypore | 4203 | EHT (O&M) Division, Malkangiri | S232 | 220/33 kV T/L S/S S/D Balimela | 2000000149 | LED TYPE INDICATION LAMP (AMBER/ORANGE) | ILWR.INDIC.LAMP.A004 | ZCON_ACT | ZCON | NOS | 11 | 440 | INR
4000 | Sourthern Zone, Berhampur | 4200 | EHT (O&M) Circle, Jeypore | 4203 | EHT (O&M) Division, Malkangiri | S232 | 220/33 kV T/L S/S S/D Balimela | 2000000150 | LED TYPE INDICATION LAMP (BLUE) | ILWR.INDIC.LAMP.A005 | ZCON_ACT | ZCON | NOS | 5 | 500 | INR
4000 | Sourthern Zone, Berhampur | 4200 | EHT (O&M) Circle, Jeypore | 4203 | EHT (O&M) Division, Malkangiri | S232 | 220/33 kV T/L S/S S/D Balimela | 2000000154 | INDICATING LED 110V AC | ILWR.INDIC.LAMP.A010 | ZCON_ACT | ZCON | NOS | 15 | 15 | INR
4000 | Sourthern Zone, Berhampur | 4200 | EHT (O&M) Circle, Jeypore | 4203 | EHT (O&M) Division, Malkangiri | S232 | 220/33 kV T/L S/S S/D Balimela | 2000000159 | LED based Flood light fitting | ILWR.LED.FT.A012 | ZCON_ACT | ZCON | NOS | 2 | 24386 | INR
4000 | Sourthern Zone, Berhampur | 4200 | EHT (O&M) Circle, Jeypore | 4203 | EHT (O&M) Division, Malkangiri | S232 | 220/33 kV T/L S/S S/D Balimela | 2000000162 | 10 AMP (SP) single Pole MCB | ILWR.MCB.A002 | ZCON_ACT | ZCON | NOS | 3 | 683.34 | INR
4000 | Sourthern Zone, Berhampur | 4200 | EHT (O&M) Circle, Jeypore | 4203 | EHT (O&M) Division, Malkangiri | S232 | 220/33 kV T/L S/S S/D Balimela | 2000000163 | 16 AMP MCB | ILWR.MCB.A003 | ZCON_ACT | ZCON | NOS | 7 | 1435 | INR
4000 | Sourthern Zone, Berhampur | 4200 | EHT (O&M) Circle, Jeypore | 4203 | EHT (O&M) Division, Malkangiri | S232 | 220/33 kV T/L S/S S/D Balimela | 2000000164 | TWO POLE 10A MCB | ILWR.MCB.A004 | ZCON_ACT | ZCON | NOS | 18 | 11700 | INR
4000 | Sourthern Zone, Berhampur | 4200 | EHT (O&M) Circle, Jeypore | 4203 | EHT (O&M) Division, Malkangiri | S232 | 220/33 kV T/L S/S S/D Balimela | 2000000167 | FOUR POLE 63A MCB | ILWR.MCB.A007 | ZCON_ACT | ZCON | NOS | 10 | 22125 | INR
4000 | Sourthern Zone, Berhampur | 4200 | EHT (O&M) Circle, Jeypore | 4203 | EHT (O&M) Division, Malkangiri | S232 | 220/33 kV T/L S/S S/D Balimela | 2000000169 | 16A Double Pole (DP) MCB | ILWR.MCB.B002 | ZCON_ACT | ZCON | NOS | 18 | 12187.44 | INR
4000 | Sourthern Zone, Berhampur | 4200 | EHT (O&M) Circle, Jeypore | 4203 | EHT (O&M) Division, Malkangiri | S232 | 220/33 kV T/L S/S S/D Balimela | 2000000174 | 32A Tripple Pole (TP) MCB | ILWR.MCB.C003 | ZCON_ACT | ZCON | NOS | 14 | 14910 | INR
4000 | Sourthern Zone, Berhampur | 4200 | EHT (O&M) Circle, Jeypore | 4203 | EHT (O&M) Division, Malkangiri | S232 | 220/33 kV T/L S/S S/D Balimela | 2000000175 | 63A Tripple Pole (TP) MCB | ILWR.MCB.C004 | ZCON_ACT | ZCON | NOS | 7 | 21000 | INR
4000 | Sourthern Zone, Berhampur | 4200 | EHT (O&M) Circle, Jeypore | 4203 | EHT (O&M) Division, Malkangiri | S232 | 220/33 kV T/L S/S S/D Balimela | 3000000001 | 220V 350AH BATTERY CHARGER | BAT.220CHRG.T.A007 | ZSPR_ACT | ZSPR | SET | 1 | 485728 | INR
4000 | Sourthern Zone, Berhampur | 4200 | EHT (O&M) Circle, Jeypore | 4203 | EHT (O&M) Division, Malkangiri | S233 | 220/33 kV S/S S/D Malkangiri | 3000000004 | YKP29 350AH BATTERY Cell | BAT.350AH.A001 | ZSPR_ACT | ZSPR | SET | 1 | 0.01 | INR
4000 | Sourthern Zone, Berhampur | 4200 | EHT (O&M) Circle, Jeypore | 4203 | EHT (O&M) Division, Malkangiri | S232 | 220/33 kV T/L S/S S/D Balimela | 3000000004 | YKP29 350AH BATTERY Cell | BAT.350AH.A001 | ZSPR_US | ZSPR | SET | 106 | 106 | INR
4000 | Sourthern Zone, Berhampur | 4200 | EHT (O&M) Circle, Jeypore | 4203 | EHT (O&M) Division, Malkangiri | S232 | 220/33 kV T/L S/S S/D Balimela | 3000000054 | BUSHING W/OROD OF 40MVA 220/33KV TR Tfr | BUSH.220TR.AB06 | ZSPR_ACT | ZSPR | NOS | 1 | 1 | INR
4000 | Sourthern Zone, Berhampur | 4200 | EHT (O&M) Circle, Jeypore | 4203 | EHT (O&M) Division, Malkangiri | S232 | 220/33 kV T/L S/S S/D Balimela | 3000000056 | N.BUSHING OF of 40MVA 220/33KV TR Tfr | BUSH.220TR.AD06 | ZSPR_ACT | ZSPR | NOS | 1 | 1 | INR
4000 | Sourthern Zone, Berhampur | 4200 | EHT (O&M) Circle, Jeypore | 4203 | EHT (O&M) Division, Malkangiri | S234 | 220/33 kV S/S S/D Kalimela | 3000000108 | 2.5SQMM 5C CONTROL CABLE | CBLE.CTRL.AR.C005 | ZSPR_ACT | ZSPR | KM | 0.185 | 34391.5 | INR
4000 | Sourthern Zone, Berhampur | 4200 | EHT (O&M) Circle, Jeypore | 4203 | EHT (O&M) Division, Malkangiri | S232 | 220/33 kV T/L S/S S/D Balimela | 3000000137 | 2.5 SQMM 7C UR CONTROL CABLE | CBLE.CTRL.UAR.C007 | ZSPR_ACT | ZSPR | KM | 0.378 | 62426.7 | INR
4000 | Sourthern Zone, Berhampur | 4200 | EHT (O&M) Circle, Jeypore | 4203 | EHT (O&M) Division, Malkangiri | S232 | 220/33 kV T/L S/S S/D Balimela | 3000000140 | 2.5 SQMM 12C CONTROL CABLE | CBLE.CTRL.UAR.C012 | ZSPR_ACT | ZSPR | KM | 0.045 | 16423.2 | INR
4000 | Sourthern Zone, Berhampur | 4200 | EHT (O&M) Circle, Jeypore | 4203 | EHT (O&M) Division, Malkangiri | S232 | 220/33 kV T/L S/S S/D Balimela | 3000000153 | 19CX2.5SQMM CONTROL UR CABLE | CBLE.CTRL.UAR.D019 | ZSPR_ACT | ZSPR | KM | 0.91 | 261151.8 | INR
4000 | Sourthern Zone, Berhampur | 4200 | EHT (O&M) Circle, Jeypore | 4203 | EHT (O&M) Division, Malkangiri | S232 | 220/33 kV T/L S/S S/D Balimela | 3000000159 | 1.5SQMM ( 0 TO 9) CABLE FERRULE | CBLE.FERRULE.A002 | ZSPR_ACT | ZSPR | NOS | 3 | 450 | INR
4000 | Sourthern Zone, Berhampur | 4200 | EHT (O&M) Circle, Jeypore | 4203 | EHT (O&M) Division, Malkangiri | S232 | 220/33 kV T/L S/S S/D Balimela | 3000000160 | 2.5SQMM (A TO Z) CABLE FERRULE IN PKT | CBLE.FERRULE.A003 | ZSPR_ACT | ZSPR | NOS | 4 | 1560 | INR
4000 | Sourthern Zone, Berhampur | 4200 | EHT (O&M) Circle, Jeypore | 4203 | EHT (O&M) Division, Malkangiri | S232 | 220/33 kV T/L S/S S/D Balimela | 3000000164 | 25 SQ.MM CABLE GLAND | CBLE.GLAND.A007 | ZSPR_ACT | ZSPR | NOS | 15 | 5223.9 | INR
4000 | Sourthern Zone, Berhampur | 4200 | EHT (O&M) Circle, Jeypore | 4203 | EHT (O&M) Division, Malkangiri | S232 | 220/33 kV T/L S/S S/D Balimela | 3000000182 | 10SQMM RING TYPE CABLE LUGS IN PKTS | CBLE.LUG.RING.A002 | ZSPR_ACT | ZSPR | NOS | 10 | 34000 | INR
4000 | Sourthern Zone, Berhampur | 4200 | EHT (O&M) Circle, Jeypore | 4203 | EHT (O&M) Division, Malkangiri | S234 | 220/33 kV S/S S/D Kalimela | 3000000186 | 1Cx120SQMM AL POWER CABLE | CBLE.PWR.AL.AR.A008 | ZSPR_ACT | ZSPR | KM | 0.5 | 527870 | INR
4000 | Sourthern Zone, Berhampur | 4200 | EHT (O&M) Circle, Jeypore | 4203 | EHT (O&M) Division, Malkangiri | S234 | 220/33 kV S/S S/D Kalimela | 3000000189 | 2Cx10SQMM AL POWER CABLE | CBLE.PWR.AL.AR.A013 | ZSPR_ACT | ZSPR | KM | 1.648 | 161668.8 | INR
4000 | Sourthern Zone, Berhampur | 4200 | EHT (O&M) Circle, Jeypore | 4203 | EHT (O&M) Division, Malkangiri | S232 | 220/33 kV T/L S/S S/D Balimela | 3000000192 | 3.5Cx25Sqmm AL PWR cable | CBLE.PWR.AL.AR.D003 | ZSPR_ACT | ZSPR | KM | 0.25 | 22692.5 | INR
4000 | Sourthern Zone, Berhampur | 4200 | EHT (O&M) Circle, Jeypore | 4203 | EHT (O&M) Division, Malkangiri | S234 | 220/33 kV S/S S/D Kalimela | 3000000193 | 3.5Cx35 Sqmm AL PWR cable | CBLE.PWR.AL.AR.D004 | ZSPR_ACT | ZSPR | KM | 0.076 | 5755.48 | INR
4000 | Sourthern Zone, Berhampur | 4200 | EHT (O&M) Circle, Jeypore | 4203 | EHT (O&M) Division, Malkangiri | S234 | 220/33 kV S/S S/D Kalimela | 3000000195 | 3.5Cx70 Sqmm AL PWR cable | CBLE.PWR.AL.AR.D006 | ZSPR_ACT | ZSPR | KM | 0.154 | 6824.82 | INR
4000 | Sourthern Zone, Berhampur | 4200 | EHT (O&M) Circle, Jeypore | 4203 | EHT (O&M) Division, Malkangiri | S232 | 220/33 kV T/L S/S S/D Balimela | 3000000196 | 3.5Cx95 Sqmm AL PWR cable | CBLE.PWR.AL.AR.D007 | ZSPR_ACT | ZSPR | KM | 0.604 | 159733.84 | INR
4000 | Sourthern Zone, Berhampur | 4200 | EHT (O&M) Circle, Jeypore | 4203 | EHT (O&M) Division, Malkangiri | S234 | 220/33 kV S/S S/D Kalimela | 3000000198 | 3.5Cx185 Sqmm AL PWR cable | CBLE.PWR.AL.AR.D010 | ZSPR_ACT | ZSPR | KM | 0.274 | 30756.5 | INR
4000 | Sourthern Zone, Berhampur | 4200 | EHT (O&M) Circle, Jeypore | 4203 | EHT (O&M) Division, Malkangiri | S234 | 220/33 kV S/S S/D Kalimela | 3000000199 | 3.5Cx300 Sqmm AL PWR cable | CBLE.PWR.AL.AR.D011 | ZSPR_ACT | ZSPR | KM | 0.187 | 25553.55 | INR
4000 | Sourthern Zone, Berhampur | 4200 | EHT (O&M) Circle, Jeypore | 4203 | EHT (O&M) Division, Malkangiri | S234 | 220/33 kV S/S S/D Kalimela | 3000000200 | 4Cx16 Sqmm AL PWR cable | CBLE.PWR.AL.AR.E002 | ZSPR_ACT | ZSPR | KM | 1.095 | 153059.1 | INR
4000 | Sourthern Zone, Berhampur | 4200 | EHT (O&M) Circle, Jeypore | 4203 | EHT (O&M) Division, Malkangiri | S233 | 220/33 kV S/S S/D Malkangiri | 3000000208 | 4Cx6 Sqmm AL POWER CABLE | CBLE.PWR.AL.AR.E018 | ZSPR_ACT | ZSPR | KM | 0.23 | 29497.5 | INR
4000 | Sourthern Zone, Berhampur | 4200 | EHT (O&M) Circle, Jeypore | 4203 | EHT (O&M) Division, Malkangiri | S235 | 220/33 kV S/S S/D Govindapalli | 3000000208 | 4Cx6 Sqmm AL POWER CABLE | CBLE.PWR.AL.AR.E018 | ZSPR_ACT | ZSPR | KM | 0 | 0 | INR
4000 | Sourthern Zone, Berhampur | 4200 | EHT (O&M) Circle, Jeypore | 4203 | EHT (O&M) Division, Malkangiri | S234 | 220/33 kV S/S S/D Kalimela | 3000000208 | 4Cx6 Sqmm AL POWER CABLE | CBLE.PWR.AL.AR.E018 | ZSPR_ACT | ZSPR | KM | 0.429 | 55019.25 | INR
4000 | Sourthern Zone, Berhampur | 4200 | EHT (O&M) Circle, Jeypore | 4203 | EHT (O&M) Division, Malkangiri | S232 | 220/33 kV T/L S/S S/D Balimela | 3000000241 | CABLE TAG IN PKTS | CBLE.TAG.A001 | ZSPR_ACT | ZSPR | NOS | 4 | 1400 | INR
4000 | Sourthern Zone, Berhampur | 4200 | EHT (O&M) Circle, Jeypore | 4203 | EHT (O&M) Division, Malkangiri | S232 | 220/33 kV T/L S/S S/D Balimela | 3000000251 | C TYPE CABLE TRAY | CBLE.TRAY.A004 | ZSPR_ACT | ZSPR | NOS | 11 | 550 | INR
4000 | Sourthern Zone, Berhampur | 4200 | EHT (O&M) Circle, Jeypore | 4203 | EHT (O&M) Division, Malkangiri | S233 | 220/33 kV S/S S/D Malkangiri | 3000000255 | 150x75x2500 cable tray in mtr | CBLE.TRAY.A016 | ZSPR_ACT | ZSPR | M | 440 | 194920 | INR
4000 | Sourthern Zone, Berhampur | 4200 | EHT (O&M) Circle, Jeypore | 4203 | EHT (O&M) Division, Malkangiri | S232 | 220/33 kV T/L S/S S/D Balimela | 3000000265 | CTStud connector 40 mm stud 2way Zebra | CLMP.ASRT.A002 | ZSPR_ACT | ZSPR | NOS | 14 | 12490.38 | INR
4000 | Sourthern Zone, Berhampur | 4200 | EHT (O&M) Circle, Jeypore | 4203 | EHT (O&M) Division, Malkangiri | S233 | 220/33 kV S/S S/D Malkangiri | 3000000285 | 33kV CVT clamp | CLMP.CVT.A001 | ZSPR_ACT | ZSPR | NOS | 5 | 8035 | INR
4000 | Sourthern Zone, Berhampur | 4200 | EHT (O&M) Circle, Jeypore | 4203 | EHT (O&M) Division, Malkangiri | S233 | 220/33 kV S/S S/D Malkangiri | 3000000302 | 220KV-Isolater Pad Clamp for Moose | CLMP.ISO.AL.B001 | ZSPR_ACT | ZSPR | NOS | 10 | 8500 | INR
4000 | Sourthern Zone, Berhampur | 4200 | EHT (O&M) Circle, Jeypore | 4203 | EHT (O&M) Division, Malkangiri | S232 | 220/33 kV T/L S/S S/D Balimela | 3000000319 | 33kV CB PAD CLAMP AL FOR ZEBRA | CLMP.PAD.AL.A002 | ZSPR_ACT | ZSPR | NOS | 11 | 6380 | INR
4000 | Sourthern Zone, Berhampur | 4200 | EHT (O&M) Circle, Jeypore | 4203 | EHT (O&M) Division, Malkangiri | S232 | 220/33 kV T/L S/S S/D Balimela | 3000000322 | 33kV CB PAD CLAMP FOR TWIN ACSR MOOSE | CLMP.PAD.AL.A005 | ZSPR_ACT | ZSPR | NOS | 3 | 4500 | INR
4000 | Sourthern Zone, Berhampur | 4200 | EHT (O&M) Circle, Jeypore | 4203 | EHT (O&M) Division, Malkangiri | S232 | 220/33 kV T/L S/S S/D Balimela | 3000000328 | 6 BOLTED PAD CLAMP ALLUMINIUM FOR ZEBRA | CLMP.PAD.AL.B004 | ZSPR_ACT | ZSPR | NOS | 2 | 3520 | INR
4000 | Sourthern Zone, Berhampur | 4200 | EHT (O&M) Circle, Jeypore | 4203 | EHT (O&M) Division, Malkangiri | S232 | 220/33 kV T/L S/S S/D Balimela | 3000000341 | PI CLAMP FOR TWIN ACSR MOOSE | CLMP.PAD.BI.A017 | ZSPR_ACT | ZSPR | NOS | 3 | 1950 | INR
4000 | Sourthern Zone, Berhampur | 4200 | EHT (O&M) Circle, Jeypore | 4203 | EHT (O&M) Division, Malkangiri | S233 | 220/33 kV S/S S/D Malkangiri | 3000000356 | 3 BOLTED PG CLAMP FOR ZEBRA - ZEBRA | CLMP.PG.C002 | ZSPR_ACT | ZSPR | NOS | 6 | 1449.8 | INR
4000 | Sourthern Zone, Berhampur | 4200 | EHT (O&M) Circle, Jeypore | 4203 | EHT (O&M) Division, Malkangiri | S232 | 220/33 kV T/L S/S S/D Balimela | 3000000356 | 3 BOLTED PG CLAMP FOR ZEBRA - ZEBRA | CLMP.PG.C002 | ZSPR_ACT | ZSPR | NOS | 5 | 1208.16 | INR
4000 | Sourthern Zone, Berhampur | 4200 | EHT (O&M) Circle, Jeypore | 4203 | EHT (O&M) Division, Malkangiri | S233 | 220/33 kV S/S S/D Malkangiri | 3000000373 | PI Clamp suitable 4' IPS Aluminium Tube | CLMP.PI.AL.B004 | ZSPR_ACT | ZSPR | NOS | 9 | 33102 | INR
4000 | Sourthern Zone, Berhampur | 4200 | EHT (O&M) Circle, Jeypore | 4203 | EHT (O&M) Division, Malkangiri | S233 | 220/33 kV S/S S/D Malkangiri | 3000000377 | P.I Clamp for single ACSR Moose | CLMP.PI.AL.D002 | ZSPR_ACT | ZSPR | NOS | 1 | 3678 | INR
4000 | Sourthern Zone, Berhampur | 4200 | EHT (O&M) Circle, Jeypore | 4203 | EHT (O&M) Division, Malkangiri | S232 | 220/33 kV T/L S/S S/D Balimela | 3000000380 | 12bolted T Clamp for ACSR Zebra to Zebra | CLMP.SP.CT.AL.A001 | ZSPR_ACT | ZSPR | NOS | 3 | 3681.6 | INR
4000 | Sourthern Zone, Berhampur | 4200 | EHT (O&M) Circle, Jeypore | 4203 | EHT (O&M) Division, Malkangiri | S233 | 220/33 kV S/S S/D Malkangiri | 3000000384 | CT Clamp for 4' IPS Aluminium Tube | CLMP.SP.CT.AL.A014 | ZSPR_ACT | ZSPR | NOS | 2 | 6990 | INR
4000 | Sourthern Zone, Berhampur | 4200 | EHT (O&M) Circle, Jeypore | 4203 | EHT (O&M) Division, Malkangiri | S232 | 220/33 kV T/L S/S S/D Balimela | 3000000391 | T CLAMP ALFOR ZEBRA RUN - ZEBRA DROP | CLMP.T.AL.A004 | ZSPR_ACT | ZSPR | NOS | 6 | 4200 | INR
4000 | Sourthern Zone, Berhampur | 4200 | EHT (O&M) Circle, Jeypore | 4203 | EHT (O&M) Division, Malkangiri | S232 | 220/33 kV T/L S/S S/D Balimela | 3000000394 | T-CLAMP ACSR MOOSE RUN AND MOOSE DROP | CLMP.T.AL.A007 | ZSPR_ACT | ZSPR | NOS | 6 | 6262.29 | INR
4000 | Sourthern Zone, Berhampur | 4200 | EHT (O&M) Circle, Jeypore | 4203 | EHT (O&M) Division, Malkangiri | S233 | 220/33 kV S/S S/D Malkangiri | 3000000394 | T-CLAMP ACSR MOOSE RUN AND MOOSE DROP | CLMP.T.AL.A007 | ZSPR_ACT | ZSPR | NOS | 22 | 22961.71 | INR
4000 | Sourthern Zone, Berhampur | 4200 | EHT (O&M) Circle, Jeypore | 4203 | EHT (O&M) Division, Malkangiri | S232 | 220/33 kV T/L S/S S/D Balimela | 3000000395 | T CLAMP ALFOR MOOSE RUN- ZEBRA DROP | CLMP.T.AL.A008 | ZSPR_ACT | ZSPR | NOS | 10 | 7000 | INR
4000 | Sourthern Zone, Berhampur | 4200 | EHT (O&M) Circle, Jeypore | 4203 | EHT (O&M) Division, Malkangiri | S233 | 220/33 kV S/S S/D Malkangiri | 3000000403 | T clamp twin Moose run to Moose drop | CLMP.T.AL.A027 | ZSPR_ACT | ZSPR | NOS | 5 | 5660 | INR
4000 | Sourthern Zone, Berhampur | 4200 | EHT (O&M) Circle, Jeypore | 4203 | EHT (O&M) Division, Malkangiri | S232 | 220/33 kV T/L S/S S/D Balimela | 3000000414 | JUMPER CONE FOR ACSR ZEBRA CONDUCTOR | COND.ACCES.A003 | ZSPR_ACT | ZSPR | NOS | 3 | 2100 | INR
4000 | Sourthern Zone, Berhampur | 4200 | EHT (O&M) Circle, Jeypore | 4203 | EHT (O&M) Division, Malkangiri | S232 | 220/33 kV T/L S/S S/D Balimela | 3000000415 | JUMPER CONE FOR ACSR MOOSE CONDUCTOR | COND.ACCES.A004 | ZSPR_ACT | ZSPR | NOS | 6 | 4200 | INR
4000 | Sourthern Zone, Berhampur | 4200 | EHT (O&M) Circle, Jeypore | 4203 | EHT (O&M) Division, Malkangiri | S233 | 220/33 kV S/S S/D Malkangiri | 3000000428 | PA ROD ACSR ZEBRA IN SET | COND.ACCES.B003 | ZSPR_ACT | ZSPR | NOS | 51 | 0.51 | INR
4000 | Sourthern Zone, Berhampur | 4200 | EHT (O&M) Circle, Jeypore | 4203 | EHT (O&M) Division, Malkangiri | S234 | 220/33 kV S/S S/D Kalimela | 3000000431 | PA ROD AAAC ZEBRA EQUIVALENT IN SET | COND.ACCES.B008 | ZSPR_ACT | ZSPR | NOS | 534 | 972841.2 | INR
4000 | Sourthern Zone, Berhampur | 4200 | EHT (O&M) Circle, Jeypore | 4203 | EHT (O&M) Division, Malkangiri | S234 | 220/33 kV S/S S/D Kalimela | 3000000438 | MS JOINT FOR ACSR ZEBRA CONDUCTOR | COND.ACCES.C003 | ZSPR_ACT | ZSPR | NOS | 6 | 1200.85 | INR
4000 | Sourthern Zone, Berhampur | 4200 | EHT (O&M) Circle, Jeypore | 4203 | EHT (O&M) Division, Malkangiri | S233 | 220/33 kV S/S S/D Malkangiri | 3000000438 | MS JOINT FOR ACSR ZEBRA CONDUCTOR | COND.ACCES.C003 | ZSPR_ACT | ZSPR | NOS | 30 | 6004.25 | INR
4000 | Sourthern Zone, Berhampur | 4200 | EHT (O&M) Circle, Jeypore | 4203 | EHT (O&M) Division, Malkangiri | S232 | 220/33 kV T/L S/S S/D Balimela | 3000000447 | SPACER FOR ACSR TWIN ZEBRA CONDUCTOR | COND.ACCES.D001 | ZSPR_ACT | ZSPR | NOS | 9 | 11044.8 | INR
4000 | Sourthern Zone, Berhampur | 4200 | EHT (O&M) Circle, Jeypore | 4203 | EHT (O&M) Division, Malkangiri | S233 | 220/33 kV S/S S/D Malkangiri | 3000000448 | SPACER FOR ACSR TWIN MOOSE CONDUCTOR | COND.ACCES.D002 | ZSPR_ACT | ZSPR | NOS | 7 | 4144 | INR
4000 | Sourthern Zone, Berhampur | 4200 | EHT (O&M) Circle, Jeypore | 4203 | EHT (O&M) Division, Malkangiri | S233 | 220/33 kV S/S S/D Malkangiri | 3000000456 | VD OF ACSR ZEBRA CONDUCTOR | COND.ACCES.E003 | ZSPR_ACT | ZSPR | NOS | 49 | 23440.24 | INR
4000 | Sourthern Zone, Berhampur | 4200 | EHT (O&M) Circle, Jeypore | 4203 | EHT (O&M) Division, Malkangiri | S234 | 220/33 kV S/S S/D Kalimela | 3000000456 | VD OF ACSR ZEBRA CONDUCTOR | COND.ACCES.E003 | ZSPR_ACT | ZSPR | NOS | 76 | 36356.29 | INR
4000 | Sourthern Zone, Berhampur | 4200 | EHT (O&M) Circle, Jeypore | 4203 | EHT (O&M) Division, Malkangiri | S233 | 220/33 kV S/S S/D Malkangiri | 3000000466 | REPAIR SLEEVE FOR ACSR ZEBRA CONDUCTOR | COND.ACCES.F003 | ZSPR_ACT | ZSPR | NOS | 61 | 0.61 | INR
4000 | Sourthern Zone, Berhampur | 4200 | EHT (O&M) Circle, Jeypore | 4203 | EHT (O&M) Division, Malkangiri | S232 | 220/33 kV T/L S/S S/D Balimela | 3000000578 | 100 X 5 MM COPPER EARTH FLAT | ERTH.FLAT.CU.A009 | ZSPR_ACT | ZSPR | KG | 30 | 12000 | INR
4000 | Sourthern Zone, Berhampur | 4200 | EHT (O&M) Circle, Jeypore | 4203 | EHT (O&M) Division, Malkangiri | S233 | 220/33 kV S/S S/D Malkangiri | 3000000592 | 50 MM GI PERFORATED EARTHING PIPE | ERTH.PIPE.GI.A005 | ZSPR_ACT | ZSPR | NOS | 20 | 125760 | INR
4000 | Sourthern Zone, Berhampur | 4200 | EHT (O&M) Circle, Jeypore | 4203 | EHT (O&M) Division, Malkangiri | S234 | 220/33 kV S/S S/D Kalimela | 3000000613 | MID SPAN JOINT FOR 7/3.15MM EARTH WIRE | EW.ACCES.A002 | ZSPR_ACT | ZSPR | NOS | 4 | 860.88 | INR
4000 | Sourthern Zone, Berhampur | 4200 | EHT (O&M) Circle, Jeypore | 4203 | EHT (O&M) Division, Malkangiri | S234 | 220/33 kV S/S S/D Kalimela | 3000000801 | DT HARDWARE FITTING ACSR MOOSE | HWF.DT.A004 | ZSPR_ACT | ZSPR | NOS | 3 | 17083.2 | INR
4000 | Sourthern Zone, Berhampur | 4200 | EHT (O&M) Circle, Jeypore | 4203 | EHT (O&M) Division, Malkangiri | S234 | 220/33 kV S/S S/D Kalimela | 3000000822 | SUSPENSION HANGER OF HARDWARE FITTING | HWF.S.HANGER.A001 | ZSPR_ACT | ZSPR | NOS | 306 | 306 | INR
4000 | Sourthern Zone, Berhampur | 4200 | EHT (O&M) Circle, Jeypore | 4203 | EHT (O&M) Division, Malkangiri | S234 | 220/33 kV S/S S/D Kalimela | 3000000824 | SUSPENSION CLAMP FOR 7/3.15MM EARTHWIRE | HWF.SC.EW.A002 | ZSPR_ACT | ZSPR | NOS | 1 | 795.03 | INR
4000 | Sourthern Zone, Berhampur | 4200 | EHT (O&M) Circle, Jeypore | 4203 | EHT (O&M) Division, Malkangiri | S232 | 220/33 kV T/L S/S S/D Balimela | 3000000847 | SS HARDWARE FITTING ACSR ZEBRA | HWF.SS.A003 | ZSPR_ACT | ZSPR | NOS | 15 | 20029.2 | INR
4000 | Sourthern Zone, Berhampur | 4200 | EHT (O&M) Circle, Jeypore | 4203 | EHT (O&M) Division, Malkangiri | S233 | 220/33 kV S/S S/D Malkangiri | 3000000848 | SS H/W Fitting ACSR Moose | HWF.SS.A004 | ZSPR_ACT | ZSPR | NOS | 6 | 16001.78 | INR
4000 | Sourthern Zone, Berhampur | 4200 | EHT (O&M) Circle, Jeypore | 4203 | EHT (O&M) Division, Malkangiri | S232 | 220/33 kV T/L S/S S/D Balimela | 3000000848 | SS H/W Fitting ACSR Moose | HWF.SS.A004 | ZSPR_ACT | ZSPR | NOS | 9 | 24002.68 | INR
4000 | Sourthern Zone, Berhampur | 4200 | EHT (O&M) Circle, Jeypore | 4203 | EHT (O&M) Division, Malkangiri | S234 | 220/33 kV S/S S/D Kalimela | 3000000858 | SS HWF AGS TYPE FOR ACSR ZEBRA | HWF.SS.A017 | ZSPR_ACT | ZSPR | SET | 64 | 142780.98 | INR
4000 | Sourthern Zone, Berhampur | 4200 | EHT (O&M) Circle, Jeypore | 4203 | EHT (O&M) Division, Malkangiri | S233 | 220/33 kV S/S S/D Malkangiri | 3000000858 | SS HWF AGS TYPE FOR ACSR ZEBRA | HWF.SS.A017 | ZSPR_ACT | ZSPR | SET | 48 | 107085.74 | INR
4000 | Sourthern Zone, Berhampur | 4200 | EHT (O&M) Circle, Jeypore | 4203 | EHT (O&M) Division, Malkangiri | S234 | 220/33 kV S/S S/D Kalimela | 3000000864 | HARDWARES & FITTINGS / SPRS MOOSE SET | HWF.SS.B015 | ZSPR_ACT | ZSPR | NOS | 3 | 372712.43 | INR
4000 | Sourthern Zone, Berhampur | 4200 | EHT (O&M) Circle, Jeypore | 4203 | EHT (O&M) Division, Malkangiri | S234 | 220/33 kV S/S S/D Kalimela | 3000000878 | ST HWF FOR ACSR ZEBRA | HWF.ST.A003 | ZSPR_ACT | ZSPR | NOS | 45 | 146421 | INR
4000 | Sourthern Zone, Berhampur | 4200 | EHT (O&M) Circle, Jeypore | 4203 | EHT (O&M) Division, Malkangiri | S233 | 220/33 kV S/S S/D Malkangiri | 3000000881 | ST HARDWARE FITTING ACSR TWIN MOOSE | HWF.ST.A006 | ZSPR_ACT | ZSPR | NOS | 6 | 101868 | INR
4000 | Sourthern Zone, Berhampur | 4200 | EHT (O&M) Circle, Jeypore | 4203 | EHT (O&M) Division, Malkangiri | S233 | 220/33 kV S/S S/D Malkangiri | 3000000885 | ST HWF ACSR S. MOOSE W/O TB | HWF.ST.A011 | ZSPR_ACT | ZSPR | NOS | 3 | 18954 | INR
4000 | Sourthern Zone, Berhampur | 4200 | EHT (O&M) Circle, Jeypore | 4203 | EHT (O&M) Division, Malkangiri | S232 | 220/33 kV T/L S/S S/D Balimela | 3000000906 | TENSION CLAMP FOR EARTHWIRE | HWF.TC.EW.A002 | ZSPR_ACT | ZSPR | NOS | 8 | 2349.2 | INR
4000 | Sourthern Zone, Berhampur | 4200 | EHT (O&M) Circle, Jeypore | 4203 | EHT (O&M) Division, Malkangiri | S232 | 220/33 kV T/L S/S S/D Balimela | 3000000925 | ROTARY SWITCH | ILWR.SWITCH.G001 | ZSPR_ACT | ZSPR | NOS | 4 | 10926.32 | INR
4000 | Sourthern Zone, Berhampur | 4200 | EHT (O&M) Circle, Jeypore | 4203 | EHT (O&M) Division, Malkangiri | S233 | 220/33 kV S/S S/D Malkangiri | 3000000931 | 90KN ANTIFOG DISC INSULATOR | INS.AF.DISC.B002 | ZSPR_ACT | ZSPR | NOS | 120 | 80121.98 | INR
4000 | Sourthern Zone, Berhampur | 4200 | EHT (O&M) Circle, Jeypore | 4203 | EHT (O&M) Division, Malkangiri | S232 | 220/33 kV T/L S/S S/D Balimela | 3000000931 | 90KN ANTIFOG DISC INSULATOR | INS.AF.DISC.B002 | ZSPR_ACT | ZSPR | NOS | 92 | 61426.86 | INR
4000 | Sourthern Zone, Berhampur | 4200 | EHT (O&M) Circle, Jeypore | 4203 | EHT (O&M) Division, Malkangiri | S234 | 220/33 kV S/S S/D Kalimela | 3000000932 | 120KN ANTIFOG DISC INSULATOR | INS.AF.DISC.B003 | ZSPR_ACT | ZSPR | NOS | 90 | 109782 | INR
4000 | Sourthern Zone, Berhampur | 4200 | EHT (O&M) Circle, Jeypore | 4203 | EHT (O&M) Division, Malkangiri | S234 | 220/33 kV S/S S/D Kalimela | 3000000933 | 160KN ANTIFOG DISC INSULATOR | INS.AF.DISC.B004 | ZSPR_ACT | ZSPR | NOS | 807 | 1247202.36 | INR
4000 | Sourthern Zone, Berhampur | 4200 | EHT (O&M) Circle, Jeypore | 4203 | EHT (O&M) Division, Malkangiri | S234 | 220/33 kV S/S S/D Kalimela | 3000000936 | 33KV Insulator String for SS HWF | INS.DISC.L.PIN.B004 | ZSPR_ACT | ZSPR | SET | 4 | 39045.64 | INR
4000 | Sourthern Zone, Berhampur | 4200 | EHT (O&M) Circle, Jeypore | 4203 | EHT (O&M) Division, Malkangiri | S234 | 220/33 kV S/S S/D Kalimela | 3000000937 | Insulator strings DT- 220 kv | INS.DT.INS.A001 | ZSPR_ACT | ZSPR | SET | 2 | 97614.14 | INR
4000 | Sourthern Zone, Berhampur | 4200 | EHT (O&M) Circle, Jeypore | 4203 | EHT (O&M) Division, Malkangiri | S234 | 220/33 kV S/S S/D Kalimela | 3000000938 | Insulator strings ST- 220 kv | INS.DT.INS.A002 | ZSPR_ACT | ZSPR | SET | 6 | 159437.42 | INR
4000 | Sourthern Zone, Berhampur | 4200 | EHT (O&M) Circle, Jeypore | 4203 | EHT (O&M) Division, Malkangiri | S235 | 220/33 kV S/S S/D Govindapalli | 3000000943 | 33 KV Bus Post Insulator | INS.POR.BPI.C001 | ZSPR_ACT | ZSPR | NOS | 6 | 8897.39 | INR
4000 | Sourthern Zone, Berhampur | 4200 | EHT (O&M) Circle, Jeypore | 4203 | EHT (O&M) Division, Malkangiri | S234 | 220/33 kV S/S S/D Kalimela | 3000000943 | 33 KV Bus Post Insulator | INS.POR.BPI.C001 | ZSPR_ACT | ZSPR | NOS | 7 | 10380.29 | INR
4000 | Sourthern Zone, Berhampur | 4200 | EHT (O&M) Circle, Jeypore | 4203 | EHT (O&M) Division, Malkangiri | S233 | 220/33 kV S/S S/D Malkangiri | 3000000943 | 33 KV Bus Post Insulator | INS.POR.BPI.C001 | ZSPR_ACT | ZSPR | NOS | 2 | 2965.8 | INR
4000 | Sourthern Zone, Berhampur | 4200 | EHT (O&M) Circle, Jeypore | 4203 | EHT (O&M) Division, Malkangiri | S232 | 220/33 kV T/L S/S S/D Balimela | 3000000943 | 33 KV Bus Post Insulator | INS.POR.BPI.C001 | ZSPR_ACT | ZSPR | NOS | 17 | 25209.26 | INR
4000 | Sourthern Zone, Berhampur | 4200 | EHT (O&M) Circle, Jeypore | 4203 | EHT (O&M) Division, Malkangiri | S233 | 220/33 kV S/S S/D Malkangiri | 3000000945 | 220KV Bus Post Insulator | INS.POR.BPI.E001 | ZSPR_ACT | ZSPR | NOS | 2 | 0.02 | INR
4000 | Sourthern Zone, Berhampur | 4200 | EHT (O&M) Circle, Jeypore | 4203 | EHT (O&M) Division, Malkangiri | S232 | 220/33 kV T/L S/S S/D Balimela | 3000000948 | 120KN PORCELAIN DISC INSULATOR | INS.POR.DISC.B003 | ZSPR_ACT | ZSPR | NOS | 45 | 25845.75 | INR
4000 | Sourthern Zone, Berhampur | 4200 | EHT (O&M) Circle, Jeypore | 4203 | EHT (O&M) Division, Malkangiri | S232 | 220/33 kV T/L S/S S/D Balimela | 3000000949 | 160KN PORCELAIN DISC INSULATOR | INS.POR.DISC.B004 | ZSPR_ACT | ZSPR | NOS | 56 | 56667.52 | INR
4000 | Sourthern Zone, Berhampur | 4200 | EHT (O&M) Circle, Jeypore | 4203 | EHT (O&M) Division, Malkangiri | S232 | 220/33 kV T/L S/S S/D Balimela | 3000001002 | EMPTY Tfr OIL BARREL | MISC.EMPTYBRL.A001 | ZSPR_ACT | ZSPR | NOS | 5 | 579.67 | INR
4000 | Sourthern Zone, Berhampur | 4200 | EHT (O&M) Circle, Jeypore | 4203 | EHT (O&M) Division, Malkangiri | S233 | 220/33 kV S/S S/D Malkangiri | 3000001002 | EMPTY Tfr OIL BARREL | MISC.EMPTYBRL.A001 | ZSPR_ACT | ZSPR | NOS | 8 | 927.46 | INR
4000 | Sourthern Zone, Berhampur | 4200 | EHT (O&M) Circle, Jeypore | 4203 | EHT (O&M) Division, Malkangiri | S232 | 220/33 kV T/L S/S S/D Balimela | 3000001002 | EMPTY Tfr OIL BARREL | MISC.EMPTYBRL.A001 | ZSPR_SCRAP | ZSPR | NOS | 40 | 2078.8 | INR
4000 | Sourthern Zone, Berhampur | 4200 | EHT (O&M) Circle, Jeypore | 4203 | EHT (O&M) Division, Malkangiri | S234 | 220/33 kV S/S S/D Kalimela | 3000001007 | FLEXIBLE COPPER EARTH BOND | MISC.FL.CU.BOND.A001 | ZSPR_ACT | ZSPR | NOS | 21 | 16695.63 | INR
4000 | Sourthern Zone, Berhampur | 4200 | EHT (O&M) Circle, Jeypore | 4203 | EHT (O&M) Division, Malkangiri | S232 | 220/33 kV T/L S/S S/D Balimela | 3000001058 | 10 MM POLYPROPELENE ROPE | MISC.ROPE.B010 | ZSPR_SCRAP | ZSPR | KG | 10 | 10 | INR
4000 | Sourthern Zone, Berhampur | 4200 | EHT (O&M) Circle, Jeypore | 4203 | EHT (O&M) Division, Malkangiri | S232 | 220/33 kV T/L S/S S/D Balimela | 3000001065 | SPACE HEATER | MISC.S.HEATER.A001 | ZSPR_ACT | ZSPR | NOS | 1 | 50 | INR
4000 | Sourthern Zone, Berhampur | 4200 | EHT (O&M) Circle, Jeypore | 4203 | EHT (O&M) Division, Malkangiri | S232 | 220/33 kV T/L S/S S/D Balimela | 3000001077 | SAFTY HELMET | MISC.SFTYHELMET.A002 | ZSPR_SCRAP | ZSPR | NOS | 3 | 180 | INR
4000 | Sourthern Zone, Berhampur | 4200 | EHT (O&M) Circle, Jeypore | 4203 | EHT (O&M) Division, Malkangiri | S232 | 220/33 kV T/L S/S S/D Balimela | 3000001085 | T.B CONNECTOR 1000V | MISC.TB.CONCTR.A001 | ZSPR_ACT | ZSPR | NOS | 90 | 2340 | INR
4000 | Sourthern Zone, Berhampur | 4200 | EHT (O&M) Circle, Jeypore | 4203 | EHT (O&M) Division, Malkangiri | S234 | 220/33 kV S/S S/D Kalimela | 3000001115 | Digital AC Ammeter | MTR.AMMETER.D.A003 | ZSPR_ACT | ZSPR | NOS | 2 | 32992.21 | INR
4000 | Sourthern Zone, Berhampur | 4200 | EHT (O&M) Circle, Jeypore | 4203 | EHT (O&M) Division, Malkangiri | S234 | 220/33 kV S/S S/D Kalimela | 3000001129 | 4 POSITION AMMETER SEL. SWITCH | MTR.MISC.A529 | ZSPR_ACT | ZSPR | NOS | 1 | 1627.41 | INR
4000 | Sourthern Zone, Berhampur | 4200 | EHT (O&M) Circle, Jeypore | 4203 | EHT (O&M) Division, Malkangiri | S234 | 220/33 kV S/S S/D Kalimela | 3000001131 | MVAR Meter along with Transducer | MTR.MVAR.TDCR.A001 | ZSPR_ACT | ZSPR | NOS | 2 | 32340.35 | INR
4000 | Sourthern Zone, Berhampur | 4200 | EHT (O&M) Circle, Jeypore | 4203 | EHT (O&M) Division, Malkangiri | S233 | 220/33 kV S/S S/D Malkangiri | 3000001131 | MVAR Meter along with Transducer | MTR.MVAR.TDCR.A001 | ZSPR_ACT | ZSPR | NOS | 2 | 32340.36 | INR
4000 | Sourthern Zone, Berhampur | 4200 | EHT (O&M) Circle, Jeypore | 4203 | EHT (O&M) Division, Malkangiri | S234 | 220/33 kV S/S S/D Kalimela | 3000001134 | Digital MW Meter with externalTransducer | MTR.MW.TDCR.A001 | ZSPR_ACT | ZSPR | NOS | 2 | 43120.47 | INR
4000 | Sourthern Zone, Berhampur | 4200 | EHT (O&M) Circle, Jeypore | 4203 | EHT (O&M) Division, Malkangiri | S233 | 220/33 kV S/S S/D Malkangiri | 3000001134 | Digital MW Meter with externalTransducer | MTR.MW.TDCR.A001 | ZSPR_ACT | ZSPR | NOS | 1 | 21560.23 | INR
4000 | Sourthern Zone, Berhampur | 4200 | EHT (O&M) Circle, Jeypore | 4203 | EHT (O&M) Division, Malkangiri | S234 | 220/33 kV S/S S/D Kalimela | 3000001143 | 0-50 V AC VOLT METER | MTR.VOLTMETER.A.A001 | ZSPR_ACT | ZSPR | NOS | 2 | 32992.21 | INR
4000 | Sourthern Zone, Berhampur | 4200 | EHT (O&M) Circle, Jeypore | 4203 | EHT (O&M) Division, Malkangiri | S234 | 220/33 kV S/S S/D Kalimela | 3000001154 | NUTS AND BOLTS | NBW.ASRT.GINB.A001 | ZSPR_ACT | ZSPR | KG | 1322 | 150746.7 | INR
4000 | Sourthern Zone, Berhampur | 4200 | EHT (O&M) Circle, Jeypore | 4203 | EHT (O&M) Division, Malkangiri | S233 | 220/33 kV S/S S/D Malkangiri | 3000001154 | NUTS AND BOLTS | NBW.ASRT.GINB.A001 | ZSPR_ACT | ZSPR | KG | 150 | 17104.39 | INR
4000 | Sourthern Zone, Berhampur | 4200 | EHT (O&M) Circle, Jeypore | 4203 | EHT (O&M) Division, Malkangiri | S232 | 220/33 kV T/L S/S S/D Balimela | 3000001154 | NUTS AND BOLTS | NBW.ASRT.GINB.A001 | ZSPR_ACT | ZSPR | KG | 95 | 10832.78 | INR
4000 | Sourthern Zone, Berhampur | 4200 | EHT (O&M) Circle, Jeypore | 4203 | EHT (O&M) Division, Malkangiri | S232 | 220/33 kV T/L S/S S/D Balimela | 3000001169 | 20X600mm Foundation Bolt with nuts | NBW.FDN.NB.A030 | ZSPR_ACT | ZSPR | NOS | 12 | 3000 | INR
4000 | Sourthern Zone, Berhampur | 4200 | EHT (O&M) Circle, Jeypore | 4203 | EHT (O&M) Division, Malkangiri | S232 | 220/33 kV T/L S/S S/D Balimela | 3000001183 | 16 X 40 MM GI HALF THREAD NUT & BOLT | NBW.GINB.A007 | ZSPR_ACT | ZSPR | KG | 50 | 1000 | INR
4000 | Sourthern Zone, Berhampur | 4200 | EHT (O&M) Circle, Jeypore | 4203 | EHT (O&M) Division, Malkangiri | S232 | 220/33 kV T/L S/S S/D Balimela | 3000001185 | 16X50MM GI HALF THREAD NUT & BOLT | NBW.GINB.A009 | ZSPR_ACT | ZSPR | KG | 50 | 1000 | INR
4000 | Sourthern Zone, Berhampur | 4200 | EHT (O&M) Circle, Jeypore | 4203 | EHT (O&M) Division, Malkangiri | S232 | 220/33 kV T/L S/S S/D Balimela | 3000001187 | 16X60MM GI HALF THREAD NUT & BOLT | NBW.GINB.A011 | ZSPR_ACT | ZSPR | KG | 200 | 9106 | INR
4000 | Sourthern Zone, Berhampur | 4200 | EHT (O&M) Circle, Jeypore | 4203 | EHT (O&M) Division, Malkangiri | S232 | 220/33 kV T/L S/S S/D Balimela | 3000001194 | 20 X 45 MM GI HALF THREAD NUT & BOLT | NBW.GINB.A018 | ZSPR_ACT | ZSPR | KG | 300 | 6000 | INR
4000 | Sourthern Zone, Berhampur | 4200 | EHT (O&M) Circle, Jeypore | 4203 | EHT (O&M) Division, Malkangiri | S232 | 220/33 kV T/L S/S S/D Balimela | 3000001195 | 20 X 50 MM GI HALF THREAD NUT & BOLT | NBW.GINB.A019 | ZSPR_ACT | ZSPR | KG | 45 | 900 | INR
4000 | Sourthern Zone, Berhampur | 4200 | EHT (O&M) Circle, Jeypore | 4203 | EHT (O&M) Division, Malkangiri | S233 | 220/33 kV S/S S/D Malkangiri | 3000001306 | BAY MARSHALLING KIOSK | PNL.MBOX.A001 | ZSPR_ACT | ZSPR | NOS | 1 | 107917.97 | INR
4000 | Sourthern Zone, Berhampur | 4200 | EHT (O&M) Circle, Jeypore | 4203 | EHT (O&M) Division, Malkangiri | S234 | 220/33 kV S/S S/D Kalimela | 3000001327 | 12/16 WINDOW FACIA ANNUNCIATOR RELAY | RLAY.ANCITOR.A003 | ZSPR_ACT | ZSPR | NOS | 1 | 30911.64 | INR
4000 | Sourthern Zone, Berhampur | 4200 | EHT (O&M) Circle, Jeypore | 4203 | EHT (O&M) Division, Malkangiri | S233 | 220/33 kV S/S S/D Malkangiri | 3000001333 | Auxiliary relay | RLAY.AUX.A023 | ZSPR_ACT | ZSPR | NOS | 15 | 109098.27 | INR
4000 | Sourthern Zone, Berhampur | 4200 | EHT (O&M) Circle, Jeypore | 4203 | EHT (O&M) Division, Malkangiri | S234 | 220/33 kV S/S S/D Kalimela | 3000001333 | Auxiliary relay | RLAY.AUX.A023 | ZSPR_ACT | ZSPR | NOS | 2 | 14546.44 | INR
4000 | Sourthern Zone, Berhampur | 4200 | EHT (O&M) Circle, Jeypore | 4203 | EHT (O&M) Division, Malkangiri | S233 | 220/33 kV S/S S/D Malkangiri | 3000001347 | NUMERIC DIFFERENTIAL RELAY | RLAY.DIFFTIAL.C001 | ZSPR_ACT | ZSPR | NOS | 1 | 0.01 | INR
4000 | Sourthern Zone, Berhampur | 4200 | EHT (O&M) Circle, Jeypore | 4203 | EHT (O&M) Division, Malkangiri | S232 | 220/33 kV T/L S/S S/D Balimela | 3000001349 | TIMER DIFFERENTIAL RELAY | RLAY.DIFFTIAL.C008 | ZSPR_ACT | ZSPR | NOS | 5 | 13000 | INR
4000 | Sourthern Zone, Berhampur | 4200 | EHT (O&M) Circle, Jeypore | 4203 | EHT (O&M) Division, Malkangiri | S234 | 220/33 kV S/S S/D Kalimela | 3000001350 | Distance Protection Relay | RLAY.DP.B003 | ZSPR_ACT | ZSPR | NOS | 1 | 341649.43 | INR
4000 | Sourthern Zone, Berhampur | 4200 | EHT (O&M) Circle, Jeypore | 4203 | EHT (O&M) Division, Malkangiri | S233 | 220/33 kV S/S S/D Malkangiri | 3000001350 | Distance Protection Relay | RLAY.DP.B003 | ZSPR_ACT | ZSPR | NOS | 1 | 341649.42 | INR
4000 | Sourthern Zone, Berhampur | 4200 | EHT (O&M) Circle, Jeypore | 4203 | EHT (O&M) Division, Malkangiri | S234 | 220/33 kV S/S S/D Kalimela | 3000001355 | OC EF NON-DIR BACK-UP RELAY | RLAY.EMBACKUP.A002 | ZSPR_ACT | ZSPR | NOS | 1 | 146421.18 | INR
4000 | Sourthern Zone, Berhampur | 4200 | EHT (O&M) Circle, Jeypore | 4203 | EHT (O&M) Division, Malkangiri | S232 | 220/33 kV T/L S/S S/D Balimela | 3000001381 | P.FAILURE RELAY & VARIABLE U/O V CUTOUT | RLAY.MISC.A004 | ZSPR_ACT | ZSPR | NOS | 1 | 2800 | INR
4000 | Sourthern Zone, Berhampur | 4200 | EHT (O&M) Circle, Jeypore | 4203 | EHT (O&M) Division, Malkangiri | S233 | 220/33 kV S/S S/D Malkangiri | 3000001386 | Master Trip Relay | RLAY.MTRIP.A002 | ZSPR_ACT | ZSPR | NOS | 5 | 55779.54 | INR
4000 | Sourthern Zone, Berhampur | 4200 | EHT (O&M) Circle, Jeypore | 4203 | EHT (O&M) Division, Malkangiri | S234 | 220/33 kV S/S S/D Kalimela | 3000001386 | Master Trip Relay | RLAY.MTRIP.A002 | ZSPR_ACT | ZSPR | NOS | 2 | 22311.81 | INR
4000 | Sourthern Zone, Berhampur | 4200 | EHT (O&M) Circle, Jeypore | 4203 | EHT (O&M) Division, Malkangiri | S234 | 220/33 kV S/S S/D Kalimela | 3000001392 | ELECTROMAGNETIC MASTER TRIP RELAY | RLAY.MTRIP.A011 | ZSPR_ACT | ZSPR | NOS | 2 | 78091.3 | INR
4000 | Sourthern Zone, Berhampur | 4200 | EHT (O&M) Circle, Jeypore | 4203 | EHT (O&M) Division, Malkangiri | S233 | 220/33 kV S/S S/D Malkangiri | 3000001408 | OC E/F DIR NUMERIC BACK UP RELAY | RLAY.NUMBACKUP.B012 | ZSPR_ACT | ZSPR | NOS | 1 | 202020.24 | INR
4000 | Sourthern Zone, Berhampur | 4200 | EHT (O&M) Circle, Jeypore | 4203 | EHT (O&M) Division, Malkangiri | S234 | 220/33 kV S/S S/D Kalimela | 3000001418 | RESTRICTED EARTH FAULT RELAY | RLAY.REF.A005 | ZSPR_ACT | ZSPR | NOS | 1 | 854124.06 | INR
4000 | Sourthern Zone, Berhampur | 4200 | EHT (O&M) Circle, Jeypore | 4203 | EHT (O&M) Division, Malkangiri | S233 | 220/33 kV S/S S/D Malkangiri | 3000001421 | TC Supervision Relay | RLAY.SUPERVISION.A002 | ZSPR_ACT | ZSPR | NOS | 8 | 34540.9 | INR
4000 | Sourthern Zone, Berhampur | 4200 | EHT (O&M) Circle, Jeypore | 4203 | EHT (O&M) Division, Malkangiri | S234 | 220/33 kV S/S S/D Kalimela | 3000001421 | TC Supervision Relay | RLAY.SUPERVISION.A002 | ZSPR_ACT | ZSPR | NOS | 3 | 12952.84 | INR
4000 | Sourthern Zone, Berhampur | 4200 | EHT (O&M) Circle, Jeypore | 4203 | EHT (O&M) Division, Malkangiri | S234 | 220/33 kV S/S S/D Kalimela | 3000001478 | E.cards-350AH,220V Plante Bat charger | SPR.BAT.CHRG.A005 | ZSPR_ACT | ZSPR | SET | 1 | 40673.06 | INR
4000 | Sourthern Zone, Berhampur | 4200 | EHT (O&M) Circle, Jeypore | 4203 | EHT (O&M) Division, Malkangiri | S234 | 220/33 kV S/S S/D Kalimela | 3000001489 | 48V BATTERY CELL W/O ELECTROLYTE EXIDE | SPR.BAT.EXDE.A001 | ZSPR_ACT | ZSPR | NOS | 1 | 40673.06 | INR
4000 | Sourthern Zone, Berhampur | 4200 | EHT (O&M) Circle, Jeypore | 4203 | EHT (O&M) Division, Malkangiri | S234 | 220/33 kV S/S S/D Kalimela | 3000001490 | 2.2V BAT CELL W/O ELECTROLYTE EXIDE | SPR.BAT.EXDE.A002 | ZSPR_ACT | ZSPR | NOS | 1 | 27453.53 | INR
4000 | Sourthern Zone, Berhampur | 4200 | EHT (O&M) Circle, Jeypore | 4203 | EHT (O&M) Division, Malkangiri | S232 | 220/33 kV T/L S/S S/D Balimela | 3000001518 | COMP ASSEMBLY WITH MOTOR 132KV ABB SF6 | SPR.BKR132ABB.D013 | ZSPR_ACT | ZSPR | NOS | 1 | 10000 | INR
4000 | Sourthern Zone, Berhampur | 4200 | EHT (O&M) Circle, Jeypore | 4203 | EHT (O&M) Division, Malkangiri | S232 | 220/33 kV T/L S/S S/D Balimela | 3000001523 | One Pole assembly of 132KV SF6 CB | SPR.BKR132ABB.D021 | ZSPR_ACT | ZSPR | NOS | 1 | 5000 | INR
4000 | Sourthern Zone, Berhampur | 4200 | EHT (O&M) Circle, Jeypore | 4203 | EHT (O&M) Division, Malkangiri | S233 | 220/33 kV S/S S/D Malkangiri | 3000001678 | Density Monitor of 245kV SF6 CB | SPR.BKR220.C003 | ZSPR_ACT | ZSPR | NOS | 1 | 0.01 | INR
4000 | Sourthern Zone, Berhampur | 4200 | EHT (O&M) Circle, Jeypore | 4203 | EHT (O&M) Division, Malkangiri | S232 | 220/33 kV T/L S/S S/D Balimela | 3000001695 | CLOSING COIL FOR 220KV ABB MAKE SF6 CB | SPR.BKR220ABB.D018 | ZSPR_ACT | ZSPR | NOS | 8 | 15006.56 | INR
4000 | Sourthern Zone, Berhampur | 4200 | EHT (O&M) Circle, Jeypore | 4203 | EHT (O&M) Division, Malkangiri | S235 | 220/33 kV S/S S/D Govindapalli | 3000001695 | CLOSING COIL FOR 220KV ABB MAKE SF6 CB | SPR.BKR220ABB.D018 | ZSPR_ACT | ZSPR | NOS | 1 | 1875.82 | INR
4000 | Sourthern Zone, Berhampur | 4200 | EHT (O&M) Circle, Jeypore | 4203 | EHT (O&M) Division, Malkangiri | S233 | 220/33 kV S/S S/D Malkangiri | 3000001695 | CLOSING COIL FOR 220KV ABB MAKE SF6 CB | SPR.BKR220ABB.D018 | ZSPR_ACT | ZSPR | NOS | 1 | 1875.82 | INR
4000 | Sourthern Zone, Berhampur | 4200 | EHT (O&M) Circle, Jeypore | 4203 | EHT (O&M) Division, Malkangiri | S232 | 220/33 kV T/L S/S S/D Balimela | 3000001696 | TRIPPING COIL FOR 220KV ABB MAKE SF6 CB | SPR.BKR220ABB.D019 | ZSPR_ACT | ZSPR | NOS | 6 | 11254.92 | INR
4000 | Sourthern Zone, Berhampur | 4200 | EHT (O&M) Circle, Jeypore | 4203 | EHT (O&M) Division, Malkangiri | S235 | 220/33 kV S/S S/D Govindapalli | 3000001696 | TRIPPING COIL FOR 220KV ABB MAKE SF6 CB | SPR.BKR220ABB.D019 | ZSPR_ACT | ZSPR | NOS | 2 | 3751.64 | INR
4000 | Sourthern Zone, Berhampur | 4200 | EHT (O&M) Circle, Jeypore | 4203 | EHT (O&M) Division, Malkangiri | S232 | 220/33 kV T/L S/S S/D Balimela | 3000001719 | THERMOSTAT | SPR.BKR220ABB.D045 | ZSPR_ACT | ZSPR | NOS | 1 | 50 | INR
4000 | Sourthern Zone, Berhampur | 4200 | EHT (O&M) Circle, Jeypore | 4203 | EHT (O&M) Division, Malkangiri | S232 | 220/33 kV T/L S/S S/D Balimela | 3000001726 | AUXILLARY CONTACT2NO+2NC 220KVABB SF6CB | SPR.BKR220ABB.D052 | ZSPR_ACT | ZSPR | NOS | 2 | 2 | INR
4000 | Sourthern Zone, Berhampur | 4200 | EHT (O&M) Circle, Jeypore | 4203 | EHT (O&M) Division, Malkangiri | S234 | 220/33 kV S/S S/D Kalimela | 3000001854 | PC,Relay,MCB etc for 220KV SMNS SF6 CB | SPR.BKR220SMNS.D009 | ZSPR_ACT | ZSPR | NOS | 1 | 73211.16 | INR
4000 | Sourthern Zone, Berhampur | 4200 | EHT (O&M) Circle, Jeypore | 4203 | EHT (O&M) Division, Malkangiri | S234 | 220/33 kV S/S S/D Kalimela | 3000001855 | TRIP/CLOSE COIL 220KV SIEMENS SF6 CB | SPR.BKR220SMNS.D010 | ZSPR_ACT | ZSPR | NOS | 8 | 16018.74 | INR
4000 | Sourthern Zone, Berhampur | 4200 | EHT (O&M) Circle, Jeypore | 4203 | EHT (O&M) Division, Malkangiri | S233 | 220/33 kV S/S S/D Malkangiri | 3000001855 | TRIP/CLOSE COIL 220KV SIEMENS SF6 CB | SPR.BKR220SMNS.D010 | ZSPR_ACT | ZSPR | NOS | 2 | 4004.68 | INR
4000 | Sourthern Zone, Berhampur | 4200 | EHT (O&M) Circle, Jeypore | 4203 | EHT (O&M) Division, Malkangiri | S233 | 220/33 kV S/S S/D Malkangiri | 3000001856 | Gaskets O-Ring for 220KV SF6 CB SMNS | SPR.BKR220SMNS.D011 | ZSPR_ACT | ZSPR | NOS | 1 | 17895.92 | INR
4000 | Sourthern Zone, Berhampur | 4200 | EHT (O&M) Circle, Jeypore | 4203 | EHT (O&M) Division, Malkangiri | S234 | 220/33 kV S/S S/D Kalimela | 3000001856 | Gaskets O-Ring for 220KV SF6 CB SMNS | SPR.BKR220SMNS.D011 | ZSPR_ACT | ZSPR | NOS | 1 | 17895.93 | INR
4000 | Sourthern Zone, Berhampur | 4200 | EHT (O&M) Circle, Jeypore | 4203 | EHT (O&M) Division, Malkangiri | S234 | 220/33 kV S/S S/D Kalimela | 3000001857 | AUXILIARY SWITCH 220KV SIEMENS SF6 CB | SPR.BKR220SMNS.D014 | ZSPR_ACT | ZSPR | NOS | 1 | 11388.88 | INR
4000 | Sourthern Zone, Berhampur | 4200 | EHT (O&M) Circle, Jeypore | 4203 | EHT (O&M) Division, Malkangiri | S233 | 220/33 kV S/S S/D Malkangiri | 3000001858 | SCM FOR 220KV SMNS SF6 CB | SPR.BKR220SMNS.D015 | ZSPR_ACT | ZSPR | NOS | 1 | 8134.52 | INR
4000 | Sourthern Zone, Berhampur | 4200 | EHT (O&M) Circle, Jeypore | 4203 | EHT (O&M) Division, Malkangiri | S234 | 220/33 kV S/S S/D Kalimela | 3000001858 | SCM FOR 220KV SMNS SF6 CB | SPR.BKR220SMNS.D015 | ZSPR_ACT | ZSPR | NOS | 1 | 8134.51 | INR
4000 | Sourthern Zone, Berhampur | 4200 | EHT (O&M) Circle, Jeypore | 4203 | EHT (O&M) Division, Malkangiri | S233 | 220/33 kV S/S S/D Malkangiri | 3000001859 | GAS FILLING DEVICE 220KV SIEMENS SF6 CB | SPR.BKR220SMNS.D017 | ZSPR_ACT | ZSPR | NOS | 1 | 0.01 | INR
4000 | Sourthern Zone, Berhampur | 4200 | EHT (O&M) Circle, Jeypore | 4203 | EHT (O&M) Division, Malkangiri | S234 | 220/33 kV S/S S/D Kalimela | 3000001860 | DENSITY CONTROLLER 220KV SIEMENS SF6 CB | SPR.BKR220SMNS.D018 | ZSPR_ACT | ZSPR | NOS | 1 | 35791.84 | INR
4000 | Sourthern Zone, Berhampur | 4200 | EHT (O&M) Circle, Jeypore | 4203 | EHT (O&M) Division, Malkangiri | S234 | 220/33 kV S/S S/D Kalimela | 3000001865 | Pole assembly for 220KV SF6 CB SIEMENS | SPR.BKR220SMNS.D027 | ZSPR_ACT | ZSPR | NOS | 1 | 223699.31 | INR
4000 | Sourthern Zone, Berhampur | 4200 | EHT (O&M) Circle, Jeypore | 4203 | EHT (O&M) Division, Malkangiri | S233 | 220/33 kV S/S S/D Malkangiri | 3000001865 | Pole assembly for 220KV SF6 CB SIEMENS | SPR.BKR220SMNS.D027 | ZSPR_ACT | ZSPR | NOS | 1 | 223699.32 | INR
4000 | Sourthern Zone, Berhampur | 4200 | EHT (O&M) Circle, Jeypore | 4203 | EHT (O&M) Division, Malkangiri | S235 | 220/33 kV S/S S/D Govindapalli | 3000001965 | Tripping coil for 36KV Stelmec make VCB. | SPR.BKR36SL.E004 | ZSPR_ACT | ZSPR | NOS | 6 | 12704.34 | INR
4000 | Sourthern Zone, Berhampur | 4200 | EHT (O&M) Circle, Jeypore | 4203 | EHT (O&M) Division, Malkangiri | S235 | 220/33 kV S/S S/D Govindapalli | 3000001966 | Closing coil for 36KV Stelmec make VCB. | SPR.BKR36SL.E005 | ZSPR_ACT | ZSPR | NOS | 3 | 6357.33 | INR
4000 | Sourthern Zone, Berhampur | 4200 | EHT (O&M) Circle, Jeypore | 4203 | EHT (O&M) Division, Malkangiri | S234 | 220/33 kV S/S S/D Kalimela | 3000001971 | ONE POLE ASSEMBLY OF 36KV SIEMENS VCB | SPR.BKR36SMNS.E001 | ZSPR_ACT | ZSPR | NOS | 1 | 29284.36 | INR
4000 | Sourthern Zone, Berhampur | 4200 | EHT (O&M) Circle, Jeypore | 4203 | EHT (O&M) Division, Malkangiri | S233 | 220/33 kV S/S S/D Malkangiri | 3000001972 | CLOSING COIL OF 36KV SIEMENS VCB | SPR.BKR36SMNS.E002 | ZSPR_ACT | ZSPR | NOS | 4 | 4881.28 | INR
4000 | Sourthern Zone, Berhampur | 4200 | EHT (O&M) Circle, Jeypore | 4203 | EHT (O&M) Division, Malkangiri | S234 | 220/33 kV S/S S/D Kalimela | 3000001972 | CLOSING COIL OF 36KV SIEMENS VCB | SPR.BKR36SMNS.E002 | ZSPR_ACT | ZSPR | NOS | 4 | 4881.28 | INR
4000 | Sourthern Zone, Berhampur | 4200 | EHT (O&M) Circle, Jeypore | 4203 | EHT (O&M) Division, Malkangiri | S233 | 220/33 kV S/S S/D Malkangiri | 3000001973 | TRIPPING COIL OF 36KV SIEMENS VCB | SPR.BKR36SMNS.E003 | ZSPR_ACT | ZSPR | NOS | 3 | 3660.96 | INR
4000 | Sourthern Zone, Berhampur | 4200 | EHT (O&M) Circle, Jeypore | 4203 | EHT (O&M) Division, Malkangiri | S234 | 220/33 kV S/S S/D Kalimela | 3000001973 | TRIPPING COIL OF 36KV SIEMENS VCB | SPR.BKR36SMNS.E003 | ZSPR_ACT | ZSPR | NOS | 4 | 4881.28 | INR
4000 | Sourthern Zone, Berhampur | 4200 | EHT (O&M) Circle, Jeypore | 4203 | EHT (O&M) Division, Malkangiri | S233 | 220/33 kV S/S S/D Malkangiri | 3000001974 | LIMB FOR 36KV SIEMENS MAKE VCB | SPR.BKR36SMNS.E004 | ZSPR_US | ZSPR | NOS | 1 | 0.01 | INR
4000 | Sourthern Zone, Berhampur | 4200 | EHT (O&M) Circle, Jeypore | 4203 | EHT (O&M) Division, Malkangiri | S233 | 220/33 kV S/S S/D Malkangiri | 3000001975 | SC MOTOR FOR 36KV,1250A,25KA, SIEMENS | SPR.BKR36SMNS.E005 | ZSPR_ACT | ZSPR | NOS | 1 | 7727.93 | INR
4000 | Sourthern Zone, Berhampur | 4200 | EHT (O&M) Circle, Jeypore | 4203 | EHT (O&M) Division, Malkangiri | S234 | 220/33 kV S/S S/D Kalimela | 3000001975 | SC MOTOR FOR 36KV,1250A,25KA, SIEMENS | SPR.BKR36SMNS.E005 | ZSPR_ACT | ZSPR | NOS | 1 | 7727.93 | INR
4000 | Sourthern Zone, Berhampur | 4200 | EHT (O&M) Circle, Jeypore | 4203 | EHT (O&M) Division, Malkangiri | S233 | 220/33 kV S/S S/D Malkangiri | 3000001976 | Aux Switch C. Assembly for 36KV VCB SMNS | SPR.BKR36SMNS.E006 | ZSPR_ACT | ZSPR | NOS | 1 | 4474.12 | INR
4000 | Sourthern Zone, Berhampur | 4200 | EHT (O&M) Circle, Jeypore | 4203 | EHT (O&M) Division, Malkangiri | S234 | 220/33 kV S/S S/D Kalimela | 3000001976 | Aux Switch C. Assembly for 36KV VCB SMNS | SPR.BKR36SMNS.E006 | ZSPR_ACT | ZSPR | NOS | 1 | 4474.13 | INR
4000 | Sourthern Zone, Berhampur | 4200 | EHT (O&M) Circle, Jeypore | 4203 | EHT (O&M) Division, Malkangiri | S233 | 220/33 kV S/S S/D Malkangiri | 3000001977 | GASKET,O-RING for 36KV VCB SMNS | SPR.BKR36SMNS.E007 | ZSPR_ACT | ZSPR | NOS | 1 | 13503.24 | INR
4000 | Sourthern Zone, Berhampur | 4200 | EHT (O&M) Circle, Jeypore | 4203 | EHT (O&M) Division, Malkangiri | S234 | 220/33 kV S/S S/D Kalimela | 3000001977 | GASKET,O-RING for 36KV VCB SMNS | SPR.BKR36SMNS.E007 | ZSPR_ACT | ZSPR | NOS | 1 | 13503.23 | INR
4000 | Sourthern Zone, Berhampur | 4200 | EHT (O&M) Circle, Jeypore | 4203 | EHT (O&M) Division, Malkangiri | S234 | 220/33 kV S/S S/D Kalimela | 3000001978 | PC RELAY MCB OF 36KV, 1250A,25KA, SMNS | SPR.BKR36SMNS.E008 | ZSPR_ACT | ZSPR | SET | 1 | 71583.69 | INR
4000 | Sourthern Zone, Berhampur | 4200 | EHT (O&M) Circle, Jeypore | 4203 | EHT (O&M) Division, Malkangiri | S232 | 220/33 kV T/L S/S S/D Balimela | 3000002152 | INPUT A.C CONTACTOR 1FC+1BC CLRD CHARGER | SPR.CHRG.CLRD.A001 | ZSPR_ACT | ZSPR | NOS | 2 | 2 | INR
4000 | Sourthern Zone, Berhampur | 4200 | EHT (O&M) Circle, Jeypore | 4203 | EHT (O&M) Division, Malkangiri | S232 | 220/33 kV T/L S/S S/D Balimela | 3000002153 | RECTIFIER HRCFUSE 4FC+4BC CLRD CHARGER | SPR.CHRG.CLRD.A002 | ZSPR_ACT | ZSPR | NOS | 8 | 8 | INR
4000 | Sourthern Zone, Berhampur | 4200 | EHT (O&M) Circle, Jeypore | 4203 | EHT (O&M) Division, Malkangiri | S232 | 220/33 kV T/L S/S S/D Balimela | 3000002154 | SCR 2NOS FC+2NOS BC CLRD CHARGER | SPR.CHRG.CLRD.A003 | ZSPR_ACT | ZSPR | NOS | 4 | 4 | INR
4000 | Sourthern Zone, Berhampur | 4200 | EHT (O&M) Circle, Jeypore | 4203 | EHT (O&M) Division, Malkangiri | S232 | 220/33 kV T/L S/S S/D Balimela | 3000002155 | BLOCKING DIODE 1NO FC+1NO BCCLRD CHARGER | SPR.CHRG.CLRD.A004 | ZSPR_ACT | ZSPR | NOS | 2 | 2 | INR
4000 | Sourthern Zone, Berhampur | 4200 | EHT (O&M) Circle, Jeypore | 4203 | EHT (O&M) Division, Malkangiri | S232 | 220/33 kV T/L S/S S/D Balimela | 3000002158 | OCR Card 220 V,350 AH BAT charger CLRD | SPR.CHRG.CLRD.A007 | ZSPR_ACT | ZSPR | NOS | 1 | 1 | INR
4000 | Sourthern Zone, Berhampur | 4200 | EHT (O&M) Circle, Jeypore | 4203 | EHT (O&M) Division, Malkangiri | S232 | 220/33 kV T/L S/S S/D Balimela | 3000002160 | FILTER CAPACITOR FOR CHLORIDE CHARGER | SPR.CHRG.CLRD.A009 | ZSPR_ACT | ZSPR | NOS | 2 | 1 | INR
4000 | Sourthern Zone, Berhampur | 4200 | EHT (O&M) Circle, Jeypore | 4203 | EHT (O&M) Division, Malkangiri | S232 | 220/33 kV T/L S/S S/D Balimela | 3000002161 | SELECTOR SWITCH 1NOFC+1NOBC CLRDCHARGER | SPR.CHRG.CLRD.A010 | ZSPR_ACT | ZSPR | NOS | 2 | 2 | INR
4000 | Sourthern Zone, Berhampur | 4200 | EHT (O&M) Circle, Jeypore | 4203 | EHT (O&M) Division, Malkangiri | S232 | 220/33 kV T/L S/S S/D Balimela | 3000002162 | INDICATING LED FOR CHLORIDE CHARGER | SPR.CHRG.CLRD.A011 | ZSPR_ACT | ZSPR | NOS | 6 | 6 | INR
4000 | Sourthern Zone, Berhampur | 4200 | EHT (O&M) Circle, Jeypore | 4203 | EHT (O&M) Division, Malkangiri | S234 | 220/33 kV S/S S/D Kalimela | 3000002214 | CONTROL SWITCH OF 220V CRP-MME | SPR.CRPNL132MME.A001 | ZSPR_ACT | ZSPR | NOS | 2 | 16270.04 | INR
4000 | Sourthern Zone, Berhampur | 4200 | EHT (O&M) Circle, Jeypore | 4203 | EHT (O&M) Division, Malkangiri | S232 | 220/33 kV T/L S/S S/D Balimela | 3000002222 | TNC SWITCH FOR 33KV CR PANEL | SPR.CRPNL33BHEL.A008 | ZSPR_ACT | ZSPR | NOS | 8 | 27753.12 | INR
4000 | Sourthern Zone, Berhampur | 4200 | EHT (O&M) Circle, Jeypore | 4203 | EHT (O&M) Division, Malkangiri | S233 | 220/33 kV S/S S/D Malkangiri | 3000002281 | Terminal Pad | SPR.ISO.33SS.A006 | ZSPR_ACT | ZSPR | NOS | 1 | 0.01 | INR
4000 | Sourthern Zone, Berhampur | 4200 | EHT (O&M) Circle, Jeypore | 4203 | EHT (O&M) Division, Malkangiri | S234 | 220/33 kV S/S S/D Kalimela | 3000002282 | Earthing Rod & Blade Contactor | SPR.ISO.33SS.A007 | ZSPR_ACT | ZSPR | NOS | 1 | 11595.98 | INR
4000 | Sourthern Zone, Berhampur | 4200 | EHT (O&M) Circle, Jeypore | 4203 | EHT (O&M) Division, Malkangiri | S234 | 220/33 kV S/S S/D Kalimela | 3000002286 | Discrepancy Control switch for Isolator | SPR.ISO.MISC.A001 | ZSPR_ACT | ZSPR | NOS | 4 | 29023.22 | INR
4000 | Sourthern Zone, Berhampur | 4200 | EHT (O&M) Circle, Jeypore | 4203 | EHT (O&M) Division, Malkangiri | S234 | 220/33 kV S/S S/D Kalimela | 3000002393 | Male&Female contacts of 220KV Isolator | SPR.ISO220.A001 | ZSPR_ACT | ZSPR | NOS | 1 | 89480.11 | INR
4000 | Sourthern Zone, Berhampur | 4200 | EHT (O&M) Circle, Jeypore | 4203 | EHT (O&M) Division, Malkangiri | S233 | 220/33 kV S/S S/D Malkangiri | 3000002394 | MALE CONTACTSPARES FOR 220KV ISOLATOR | SPR.ISO220.A002 | ZSPR_ACT | ZSPR | NOS | 2 | 0.02 | INR
4000 | Sourthern Zone, Berhampur | 4200 | EHT (O&M) Circle, Jeypore | 4203 | EHT (O&M) Division, Malkangiri | S234 | 220/33 kV S/S S/D Kalimela | 3000002404 | LIMIT SWITCH 220KV ISOLATOR MBOX | SPR.ISO220.A015 | ZSPR_ACT | ZSPR | NOS | 2 | 9762.42 | INR
4000 | Sourthern Zone, Berhampur | 4200 | EHT (O&M) Circle, Jeypore | 4203 | EHT (O&M) Division, Malkangiri | S234 | 220/33 kV S/S S/D Kalimela | 3000002405 | TC FOR 220KV ISOLATOR-MOOSE | SPR.ISO220.A017 | ZSPR_ACT | ZSPR | NOS | 1 | 13015.21 | INR
4000 | Sourthern Zone, Berhampur | 4200 | EHT (O&M) Circle, Jeypore | 4203 | EHT (O&M) Division, Malkangiri | S234 | 220/33 kV S/S S/D Kalimela | 3000002414 | P CONTACTOR&MCB FOR 220KV GRP ISOLAOR | SPR.ISO220GRP.A002 | ZSPR_ACT | ZSPR | NOS | 1 | 73211.16 | INR
4000 | Sourthern Zone, Berhampur | 4200 | EHT (O&M) Circle, Jeypore | 4203 | EHT (O&M) Division, Malkangiri | S234 | 220/33 kV S/S S/D Kalimela | 3000002420 | ER BLADE CONTACT220KV ISOLAOR | SPR.ISO220GRP.A011 | ZSPR_ACT | ZSPR | NOS | 1 | 18221.98 | INR
4000 | Sourthern Zone, Berhampur | 4200 | EHT (O&M) Circle, Jeypore | 4203 | EHT (O&M) Division, Malkangiri | S234 | 220/33 kV S/S S/D Kalimela | 3000002422 | MOTOR & ASSY.FOR 220KV GRP ISOLAOR | SPR.ISO220GRP.A013 | ZSPR_ACT | ZSPR | NOS | 1 | 17896.43 | INR
4000 | Sourthern Zone, Berhampur | 4200 | EHT (O&M) Circle, Jeypore | 4203 | EHT (O&M) Division, Malkangiri | S234 | 220/33 kV S/S S/D Kalimela | 3000002425 | AUX SWITCH ASSY 220KV GRP ISOLAOR | SPR.ISO220GRP.A016 | ZSPR_ACT | ZSPR | NOS | 1 | 5694.4 | INR
4000 | Sourthern Zone, Berhampur | 4200 | EHT (O&M) Circle, Jeypore | 4203 | EHT (O&M) Division, Malkangiri | S233 | 220/33 kV S/S S/D Malkangiri | 3000002433 | AUX CONTACTASSEMBLY 220KV SS ISOLATOR | SPR.ISO220SS.A008 | ZSPR_ACT | ZSPR | NOS | 1 | 0.01 | INR
4000 | Sourthern Zone, Berhampur | 4200 | EHT (O&M) Circle, Jeypore | 4203 | EHT (O&M) Division, Malkangiri | S233 | 220/33 kV S/S S/D Malkangiri | 3000002438 | TERMINAL PAD FOR 220KV SS MAKE ISOLATOR | SPR.ISO220SS.A013 | ZSPR_ACT | ZSPR | NOS | 1 | 0.01 | INR
4000 | Sourthern Zone, Berhampur | 4200 | EHT (O&M) Circle, Jeypore | 4203 | EHT (O&M) Division, Malkangiri | S233 | 220/33 kV S/S S/D Malkangiri | 3000002448 | MOTOR &GA&BEVEL GEAR FOR 220KV SMNS ISO | SPR.ISO22SMNS.A001 | ZSPR_ACT | ZSPR | NOS | 1 | 0.01 | INR
4000 | Sourthern Zone, Berhampur | 4200 | EHT (O&M) Circle, Jeypore | 4203 | EHT (O&M) Division, Malkangiri | S234 | 220/33 kV S/S S/D Kalimela | 3000002449 | MALE&FEMALE CONTACT-36KV ISOLATOR | SPR.ISO33.A001 | ZSPR_ACT | ZSPR | NOS | 1 | 29284.24 | INR
4000 | Sourthern Zone, Berhampur | 4200 | EHT (O&M) Circle, Jeypore | 4203 | EHT (O&M) Division, Malkangiri | S233 | 220/33 kV S/S S/D Malkangiri | 3000002472 | Male Contacts 33KV SIEMENS ISOLATOR | SPR.ISO33SMNS.A001 | ZSPR_ACT | ZSPR | SET | 4 | 0.04 | INR
4000 | Sourthern Zone, Berhampur | 4200 | EHT (O&M) Circle, Jeypore | 4203 | EHT (O&M) Division, Malkangiri | S233 | 220/33 kV S/S S/D Malkangiri | 3000002473 | Female Contacts 33KV SIEMENS ISOLATOR | SPR.ISO33SMNS.A002 | ZSPR_ACT | ZSPR | SET | 4 | 0.04 | INR
4000 | Sourthern Zone, Berhampur | 4200 | EHT (O&M) Circle, Jeypore | 4203 | EHT (O&M) Division, Malkangiri | S233 | 220/33 kV S/S S/D Malkangiri | 3000002475 | ER & Blade contaCT33KV SMNS ISOLATOR | SPR.ISO33SMNS.A004 | ZSPR_ACT | ZSPR | SET | 2 | 0.02 | INR
4000 | Sourthern Zone, Berhampur | 4200 | EHT (O&M) Circle, Jeypore | 4203 | EHT (O&M) Division, Malkangiri | S234 | 220/33 kV S/S S/D Kalimela | 3000002476 | LIMIT SWITCH | SPR.ISO33SMNS.A007 | ZSPR_ACT | ZSPR | NOS | 2 | 16270.04 | INR
4000 | Sourthern Zone, Berhampur | 4200 | EHT (O&M) Circle, Jeypore | 4203 | EHT (O&M) Division, Malkangiri | S234 | 220/33 kV S/S S/D Kalimela | 3000002477 | AUX SW CONTACTASSEMBLY 36KV ISOLATOR | SPR.ISO33SMNS.A008 | ZSPR_ACT | ZSPR | NOS | 1 | 5205.89 | INR
4000 | Sourthern Zone, Berhampur | 4200 | EHT (O&M) Circle, Jeypore | 4203 | EHT (O&M) Division, Malkangiri | S234 | 220/33 kV S/S S/D Kalimela | 3000002478 | HINGE PINS,TC,TPAD OF 33KV SMNS ISOLATOR | SPR.ISO33SMNS.A009 | ZSPR_ACT | ZSPR | NOS | 1 | 8135.02 | INR
4000 | Sourthern Zone, Berhampur | 4200 | EHT (O&M) Circle, Jeypore | 4203 | EHT (O&M) Division, Malkangiri | S234 | 220/33 kV S/S S/D Kalimela | 3000002489 | RPC,switch fuses for 33KV SS Isolator | SPR.ISO33SS.A015 | ZSPR_ACT | ZSPR | NOS | 1 | 15455.82 | INR
4000 | Sourthern Zone, Berhampur | 4200 | EHT (O&M) Circle, Jeypore | 4203 | EHT (O&M) Division, Malkangiri | S234 | 220/33 kV S/S S/D Kalimela | 3000002497 | MOTOR WITH GEAR ASSEMBLY 36KV ISOLATOR | SPR.ISO33SS.A024 | ZSPR_ACT | ZSPR | NOS | 1 | 17896.43 | INR
4000 | Sourthern Zone, Berhampur | 4200 | EHT (O&M) Circle, Jeypore | 4203 | EHT (O&M) Division, Malkangiri | S234 | 220/33 kV S/S S/D Kalimela | 3000002558 | SELECTOR SWITCH | SPR.MISC.A011 | ZSPR_ACT | ZSPR | NOS | 3 | 29163.97 | INR
4000 | Sourthern Zone, Berhampur | 4200 | EHT (O&M) Circle, Jeypore | 4203 | EHT (O&M) Division, Malkangiri | S232 | 220/33 kV T/L S/S S/D Balimela | 3000002562 | 63 Amp 4-pole RCCB | SPR.MISC.A015 | ZSPR_ACT | ZSPR | NOS | 1 | 4672 | INR
4000 | Sourthern Zone, Berhampur | 4200 | EHT (O&M) Circle, Jeypore | 4203 | EHT (O&M) Division, Malkangiri | S232 | 220/33 kV T/L S/S S/D Balimela | 3000002563 | 40 Amp $-pole RCCB | SPR.MISC.A016 | ZSPR_ACT | ZSPR | NOS | 2 | 9156 | INR
4000 | Sourthern Zone, Berhampur | 4200 | EHT (O&M) Circle, Jeypore | 4203 | EHT (O&M) Division, Malkangiri | S232 | 220/33 kV T/L S/S S/D Balimela | 3000002564 | Aux ContaCT3tf30, 3tx4010, 2 Amp | SPR.MISC.A017 | ZSPR_ACT | ZSPR | NOS | 1 | 200 | INR
4000 | Sourthern Zone, Berhampur | 4200 | EHT (O&M) Circle, Jeypore | 4203 | EHT (O&M) Division, Malkangiri | S232 | 220/33 kV T/L S/S S/D Balimela | 3000002565 | Aux ContaCT3tf30, 3tx4001, 2 Amp | SPR.MISC.A018 | ZSPR_ACT | ZSPR | NOS | 1 | 200 | INR
4000 | Sourthern Zone, Berhampur | 4200 | EHT (O&M) Circle, Jeypore | 4203 | EHT (O&M) Division, Malkangiri | S232 | 220/33 kV T/L S/S S/D Balimela | 3000002584 | AIR BREAK AUX CONTACTOR 9 A 240 V AC | SPR.MISC.A071 | ZSPR_ACT | ZSPR | NOS | 20 | 44000 | INR
4000 | Sourthern Zone, Berhampur | 4200 | EHT (O&M) Circle, Jeypore | 4203 | EHT (O&M) Division, Malkangiri | S232 | 220/33 kV T/L S/S S/D Balimela | 3000002625 | POWER CONTACTOR | SPR.MISC.A193 | ZSPR_ACT | ZSPR | NOS | 34 | 88400 | INR
4000 | Sourthern Zone, Berhampur | 4200 | EHT (O&M) Circle, Jeypore | 4203 | EHT (O&M) Division, Malkangiri | S232 | 220/33 kV T/L S/S S/D Balimela | 3000002637 | ELGI Compressor | SPR.MISC.A216 | ZSPR_ACT | ZSPR | NOS | 1 | 1 | INR
4000 | Sourthern Zone, Berhampur | 4200 | EHT (O&M) Circle, Jeypore | 4203 | EHT (O&M) Division, Malkangiri | S232 | 220/33 kV T/L S/S S/D Balimela | 3000002645 | MOG make Sukrut (model SK 737) | SPR.MISC.A225 | ZSPR_ACT | ZSPR | NOS | 1 | 1 | INR
4000 | Sourthern Zone, Berhampur | 4200 | EHT (O&M) Circle, Jeypore | 4203 | EHT (O&M) Division, Malkangiri | S232 | 220/33 kV T/L S/S S/D Balimela | 3000002647 | PVC Sleeve of 50mtrs length | SPR.MISC.A227 | ZSPR_ACT | ZSPR | NOS | 2 | 4900 | INR
4000 | Sourthern Zone, Berhampur | 4200 | EHT (O&M) Circle, Jeypore | 4203 | EHT (O&M) Division, Malkangiri | S233 | 220/33 kV S/S S/D Malkangiri | 3000002664 | Annunciator | SPR.MISC.A252 | ZSPR_ACT | ZSPR | NOS | 1 | 0.01 | INR
4000 | Sourthern Zone, Berhampur | 4200 | EHT (O&M) Circle, Jeypore | 4203 | EHT (O&M) Division, Malkangiri | S232 | 220/33 kV T/L S/S S/D Balimela | 3000002706 | OPTICAL FIBRE PROB MODEL NO-WTS-224CH-10 | SPR.MISC.A327 | ZSPR_ACT | ZSPR | NOS | 1 | 0.01 | INR
4000 | Sourthern Zone, Berhampur | 4200 | EHT (O&M) Circle, Jeypore | 4203 | EHT (O&M) Division, Malkangiri | S232 | 220/33 kV T/L S/S S/D Balimela | 3000002759 | 33 KV Pad Clamp for ACSR zebra conductor | SPR.MISC.A482 | ZSPR_ACT | ZSPR | NOS | 9 | 11044.8 | INR
4000 | Sourthern Zone, Berhampur | 4200 | EHT (O&M) Circle, Jeypore | 4203 | EHT (O&M) Division, Malkangiri | S233 | 220/33 kV S/S S/D Malkangiri | 3000002807 | Control switch for Isolator | SPR.PNL.A001 | ZSPR_ACT | ZSPR | NOS | 4 | 0.04 | INR
4000 | Sourthern Zone, Berhampur | 4200 | EHT (O&M) Circle, Jeypore | 4203 | EHT (O&M) Division, Malkangiri | S234 | 220/33 kV S/S S/D Kalimela | 3000002808 | PROTECTION TRANSFER SWITCH | SPR.PNL.A002 | ZSPR_ACT | ZSPR | NOS | 1 | 6507.61 | INR
4000 | Sourthern Zone, Berhampur | 4200 | EHT (O&M) Circle, Jeypore | 4203 | EHT (O&M) Division, Malkangiri | S233 | 220/33 kV S/S S/D Malkangiri | 3000002813 | Protection Transfer Switch(NIT) | SPR.PNL33.A001 | ZSPR_ACT | ZSPR | NOS | 1 | 5088.45 | INR
4000 | Sourthern Zone, Berhampur | 4200 | EHT (O&M) Circle, Jeypore | 4203 | EHT (O&M) Division, Malkangiri | S234 | 220/33 kV S/S S/D Kalimela | 3000002813 | Protection Transfer Switch(NIT) | SPR.PNL33.A001 | ZSPR_ACT | ZSPR | NOS | 1 | 5088.46 | INR
4000 | Sourthern Zone, Berhampur | 4200 | EHT (O&M) Circle, Jeypore | 4203 | EHT (O&M) Division, Malkangiri | S233 | 220/33 kV S/S S/D Malkangiri | 3000002814 | Ammeter selector switch | SPR.PNL33.A002 | ZSPR_ACT | ZSPR | NOS | 2 | 1596.63 | INR
4000 | Sourthern Zone, Berhampur | 4200 | EHT (O&M) Circle, Jeypore | 4203 | EHT (O&M) Division, Malkangiri | S234 | 220/33 kV S/S S/D Kalimela | 3000002814 | Ammeter selector switch | SPR.PNL33.A002 | ZSPR_ACT | ZSPR | NOS | 1 | 798.31 | INR
4000 | Sourthern Zone, Berhampur | 4200 | EHT (O&M) Circle, Jeypore | 4203 | EHT (O&M) Division, Malkangiri | S233 | 220/33 kV S/S S/D Malkangiri | 3000002815 | Voltmeter Selector Switch | SPR.PNL33.A003 | ZSPR_ACT | ZSPR | NOS | 4 | 1915.97 | INR
4000 | Sourthern Zone, Berhampur | 4200 | EHT (O&M) Circle, Jeypore | 4203 | EHT (O&M) Division, Malkangiri | S234 | 220/33 kV S/S S/D Kalimela | 3000002815 | Voltmeter Selector Switch | SPR.PNL33.A003 | ZSPR_ACT | ZSPR | NOS | 1 | 478.99 | INR
4000 | Sourthern Zone, Berhampur | 4200 | EHT (O&M) Circle, Jeypore | 4203 | EHT (O&M) Division, Malkangiri | S233 | 220/33 kV S/S S/D Malkangiri | 3000002823 | Ammeter Selector Switch&T.-33KV SMNS PNL | SPR.PNL33SMNS.A004 | ZSPR_ACT | ZSPR | NOS | 3 | 0.03 | INR
4000 | Sourthern Zone, Berhampur | 4200 | EHT (O&M) Circle, Jeypore | 4203 | EHT (O&M) Division, Malkangiri | S233 | 220/33 kV S/S S/D Malkangiri | 3000002824 | Voltmeter &Transducer-33kv SMNS Panel | SPR.PNL33SMNS.A005 | ZSPR_ACT | ZSPR | NOS | 2 | 0.02 | INR
4000 | Sourthern Zone, Berhampur | 4200 | EHT (O&M) Circle, Jeypore | 4203 | EHT (O&M) Division, Malkangiri | S232 | 220/33 kV T/L S/S S/D Balimela | 3000002994 | DUMMY PLATE FOR 20MVA 220/33KV ASTM Tfr | SPR.TFR20ASTM.DG04 | ZSPR_ACT | ZSPR | NOS | 1 | 5000 | INR
4000 | Sourthern Zone, Berhampur | 4200 | EHT (O&M) Circle, Jeypore | 4203 | EHT (O&M) Division, Malkangiri | S232 | 220/33 kV T/L S/S S/D Balimela | 3000002997 | OLTC BR of 20MVA 132/33KV ASTM Tfr | SPR.TFR20ASTM.EB02 | ZSPR_ACT | ZSPR | NOS | 2 | 6608 | INR
4000 | Sourthern Zone, Berhampur | 4200 | EHT (O&M) Circle, Jeypore | 4203 | EHT (O&M) Division, Malkangiri | S232 | 220/33 kV T/L S/S S/D Balimela | 3000003021 | RADIATOR VALVE KEY-20MVA 132/33KVASTMTfr | SPR.TFR20ASTM.EE02 | ZSPR_ACT | ZSPR | NOS | 2 | 2 | INR
4000 | Sourthern Zone, Berhampur | 4200 | EHT (O&M) Circle, Jeypore | 4203 | EHT (O&M) Division, Malkangiri | S232 | 220/33 kV T/L S/S S/D Balimela | 3000003022 | Relay FOR 20MVA 132/33KV ALSTOM Tfr | SPR.TFR20ASTM.EE04 | ZSPR_ACT | ZSPR | NOS | 3 | 4500 | INR
4000 | Sourthern Zone, Berhampur | 4200 | EHT (O&M) Circle, Jeypore | 4203 | EHT (O&M) Division, Malkangiri | S232 | 220/33 kV T/L S/S S/D Balimela | 3000003286 | Minilec phase failure relay | SPR.TFR40TR.DA07 | ZSPR_ACT | ZSPR | NOS | 1 | 2600 | INR
4000 | Sourthern Zone, Berhampur | 4200 | EHT (O&M) Circle, Jeypore | 4203 | EHT (O&M) Division, Malkangiri | S232 | 220/33 kV T/L S/S S/D Balimela | 3000003293 | DG WTI FOR 40MVA 220/33KV TR Tfr | SPR.TFR40TR.DC11 | ZSPR_ACT | ZSPR | NOS | 1 | 1 | INR
4000 | Sourthern Zone, Berhampur | 4200 | EHT (O&M) Circle, Jeypore | 4203 | EHT (O&M) Division, Malkangiri | S232 | 220/33 kV T/L S/S S/D Balimela | 3000003294 | CCU of OTI for Transformer | SPR.TFR40TR.DC12 | ZSPR_ACT | ZSPR | NOS | 1 | 1 | INR
4000 | Sourthern Zone, Berhampur | 4200 | EHT (O&M) Circle, Jeypore | 4203 | EHT (O&M) Division, Malkangiri | S232 | 220/33 kV T/L S/S S/D Balimela | 3000003295 | CCU of WTI for Transformer | SPR.TFR40TR.DC13 | ZSPR_ACT | ZSPR | NOS | 1 | 1 | INR
4000 | Sourthern Zone, Berhampur | 4200 | EHT (O&M) Circle, Jeypore | 4203 | EHT (O&M) Division, Malkangiri | S232 | 220/33 kV T/L S/S S/D Balimela | 3000003296 | PT SENSOR OF OTI FOR 40MVA TR MAKE Tfr | SPR.TFR40TR.DC14 | ZSPR_ACT | ZSPR | NOS | 1 | 1 | INR
4000 | Sourthern Zone, Berhampur | 4200 | EHT (O&M) Circle, Jeypore | 4203 | EHT (O&M) Division, Malkangiri | S232 | 220/33 kV T/L S/S S/D Balimela | 3000003297 | PT SENSOR OF WTI FOR 40MVA TR MAKE Tfr | SPR.TFR40TR.DC15 | ZSPR_ACT | ZSPR | NOS | 1 | 1 | INR
4000 | Sourthern Zone, Berhampur | 4200 | EHT (O&M) Circle, Jeypore | 4203 | EHT (O&M) Division, Malkangiri | S232 | 220/33 kV T/L S/S S/D Balimela | 3000003302 | METAL LUG FOR 40MVA 220/33KV TR MAKE Tfr | SPR.TFR40TR.DG06 | ZSPR_ACT | ZSPR | NOS | 1 | 1 | INR
4000 | Sourthern Zone, Berhampur | 4200 | EHT (O&M) Circle, Jeypore | 4203 | EHT (O&M) Division, Malkangiri | S232 | 220/33 kV T/L S/S S/D Balimela | 3000003303 | DUMMY PLATE FOR 40MVA 220/33KV TR Tfr | SPR.TFR40TR.DG07 | ZSPR_ACT | ZSPR | NOS | 1 | 1 | INR
4000 | Sourthern Zone, Berhampur | 4200 | EHT (O&M) Circle, Jeypore | 4203 | EHT (O&M) Division, Malkangiri | S232 | 220/33 kV T/L S/S S/D Balimela | 3000003304 | COOLING FAN FOR 40MVA TR MAKE Tfr | SPR.TFR40TR.EA01 | ZSPR_ACT | ZSPR | NOS | 1 | 1 | INR
4000 | Sourthern Zone, Berhampur | 4200 | EHT (O&M) Circle, Jeypore | 4203 | EHT (O&M) Division, Malkangiri | S232 | 220/33 kV T/L S/S S/D Balimela | 3000003306 | TPI FOR 40MVA TR MAKE Tfr | SPR.TFR40TR.EB01 | ZSPR_ACT | ZSPR | NOS | 1 | 1 | INR
4000 | Sourthern Zone, Berhampur | 4200 | EHT (O&M) Circle, Jeypore | 4203 | EHT (O&M) Division, Malkangiri | S232 | 220/33 kV T/L S/S S/D Balimela | 3000003423 | Equipment structure of PI for 220KV | STRS.220EQPT.A007 | ZSPR_ACT | ZSPR | MT | 4 | 4 | INR
4000 | Sourthern Zone, Berhampur | 4200 | EHT (O&M) Circle, Jeypore | 4203 | EHT (O&M) Division, Malkangiri | S234 | 220/33 kV S/S S/D Kalimela | 3000003558 | TOWER CIRCUIT PLATE | TWR.CKT.PLT.A001 | ZSPR_ACT | ZSPR | NOS | 2 | 5656.78 | INR
4000 | Sourthern Zone, Berhampur | 4200 | EHT (O&M) Circle, Jeypore | 4203 | EHT (O&M) Division, Malkangiri | S234 | 220/33 kV S/S S/D Kalimela | 3000003561 | DANGER BOARD | TWR.DNGRBRD.A001 | ZSPR_ACT | ZSPR | NOS | 2 | 663.2 | INR
4000 | Sourthern Zone, Berhampur | 4200 | EHT (O&M) Circle, Jeypore | 4203 | EHT (O&M) Division, Malkangiri | S234 | 220/33 kV S/S S/D Kalimela | 3000003578 | TOWER NUMBER PLATE | TWR.NO.PLT.A001 | ZSPR_ACT | ZSPR | NOS | 2 | 414 | INR
4000 | Sourthern Zone, Berhampur | 4200 | EHT (O&M) Circle, Jeypore | 4203 | EHT (O&M) Division, Malkangiri | S234 | 220/33 kV S/S S/D Kalimela | 3000003583 | 220KV TOWER STUB WITH CLEAT AND PLATE | TWR.STUB.A002 | ZSPR_ACT | ZSPR | MT | 18.835 | 1809607.47 | INR
4000 | Sourthern Zone, Berhampur | 4200 | EHT (O&M) Circle, Jeypore | 4203 | EHT (O&M) Division, Malkangiri | S232 | 220/33 kV T/L S/S S/D Balimela | 4000000065 | Fire bucket only without stand | TNP.FEXN.MISC.A004 | ZTNP_ACT | ZTNP | NOS | 30 | 25297.5 | INR
4000 | Sourthern Zone, Berhampur | 4200 | EHT (O&M) Circle, Jeypore | 4203 | EHT (O&M) Division, Malkangiri | S234 | 220/33 kV S/S S/D Kalimela | 4000000145 | GAS FILLING DEVICE FOR SF6 BREAKER | TNP.SF6.GFD.A001 | ZTNP_ACT | ZTNP | NOS | 1 | 39045.65 | INR
4000 | Sourthern Zone, Berhampur | 4200 | EHT (O&M) Circle, Jeypore | 4203 | EHT (O&M) Division, Malkangiri | S233 | 220/33 kV S/S S/D Malkangiri | 4000000148 | Industrial Safety Belts & Harnesses. | TNP.SFTYINSTMT.A001 | ZTNP_ACT | ZTNP | NOS | 4 | 33473.55 | INR
4000 | Sourthern Zone, Berhampur | 4200 | EHT (O&M) Circle, Jeypore | 4203 | EHT (O&M) Division, Malkangiri | S232 | 220/33 kV T/L S/S S/D Balimela | 4000000148 | Industrial Safety Belts & Harnesses. | TNP.SFTYINSTMT.A001 | ZTNP_ACT | ZTNP | NOS | 1 | 8368.39 | INR
4000 | Sourthern Zone, Berhampur | 4200 | EHT (O&M) Circle, Jeypore | 4203 | EHT (O&M) Division, Malkangiri | S232 | 220/33 kV T/L S/S S/D Balimela | 4000000149 | LINE MAN SAFETY BELT | TNP.SFTYINSTMT.A002 | ZTNP_ACT | ZTNP | NOS | 4 | 2480 | INR
4000 | Sourthern Zone, Berhampur | 4200 | EHT (O&M) Circle, Jeypore | 4203 | EHT (O&M) Division, Malkangiri | S232 | 220/33 kV T/L S/S S/D Balimela | 4000000152 | HELMET YELLOW | TNP.SFTYINSTMT.A007 | ZTNP_SCRAP | ZTNP | NOS | 8 | 480 | INR
4000 | Sourthern Zone, Berhampur | 4200 | EHT (O&M) Circle, Jeypore | 4203 | EHT (O&M) Division, Malkangiri | S232 | 220/33 kV T/L S/S S/D Balimela | 4000000152 | HELMET YELLOW | TNP.SFTYINSTMT.A007 | ZTNP_ACT | ZTNP | NOS | 3 | 605.52 | INR
4000 | Sourthern Zone, Berhampur | 4200 | EHT (O&M) Circle, Jeypore | 4203 | EHT (O&M) Division, Malkangiri | S232 | 220/33 kV T/L S/S S/D Balimela | 4000000153 | HELMET - BLUE | TNP.SFTYINSTMT.A008 | ZTNP_ACT | ZTNP | NOS | 2 | 888.1 | INR
4000 | Sourthern Zone, Berhampur | 4200 | EHT (O&M) Circle, Jeypore | 4203 | EHT (O&M) Division, Malkangiri | S233 | 220/33 kV S/S S/D Malkangiri | 4000000153 | HELMET - BLUE | TNP.SFTYINSTMT.A008 | ZTNP_ACT | ZTNP | NOS | 3 | 1332.14 | INR
4000 | Sourthern Zone, Berhampur | 4200 | EHT (O&M) Circle, Jeypore | 4203 | EHT (O&M) Division, Malkangiri | S232 | 220/33 kV T/L S/S S/D Balimela | 4000000154 | HELMET -WHITE | TNP.SFTYINSTMT.A009 | ZTNP_ACT | ZTNP | NOS | 2 | 605.52 | INR
4000 | Sourthern Zone, Berhampur | 4200 | EHT (O&M) Circle, Jeypore | 4203 | EHT (O&M) Division, Malkangiri | S232 | 220/33 kV T/L S/S S/D Balimela | 4000000154 | HELMET -WHITE | TNP.SFTYINSTMT.A009 | ZTNP_SCRAP | ZTNP | NOS | 6 | 360 | INR
4000 | Sourthern Zone, Berhampur | 4200 | EHT (O&M) Circle, Jeypore | 4203 | EHT (O&M) Division, Malkangiri | S233 | 220/33 kV S/S S/D Malkangiri | 4000000154 | HELMET -WHITE | TNP.SFTYINSTMT.A009 | ZTNP_ACT | ZTNP | NOS | 2 | 605.52 | INR
4000 | Sourthern Zone, Berhampur | 4200 | EHT (O&M) Circle, Jeypore | 4203 | EHT (O&M) Division, Malkangiri | S232 | 220/33 kV T/L S/S S/D Balimela | 5000000008 | SCRAP 36KV CT HAVING DIFFERENT RATIO | SCRP.CT1.36OIL.C001 | ZSRP_SCRAP | ZSRP | NOS | 4 | 3165.28 | INR
4000 | Sourthern Zone, Berhampur | 4200 | EHT (O&M) Circle, Jeypore | 4203 | EHT (O&M) Division, Malkangiri | S232 | 220/33 kV T/L S/S S/D Balimela | 5000000032 | SCRAP 33KV ISOLATOR OF DIFFERENT TYPE | SCRP.ISO.33DI.A003 | ZSRP_SCRAP | ZSRP | NOS | 1 | 1 | INR
4000 | Sourthern Zone, Berhampur | 4200 | EHT (O&M) Circle, Jeypore | 4203 | EHT (O&M) Division, Malkangiri | S232 | 220/33 kV T/L S/S S/D Balimela | 5000000087 | 33KV VCB LIMB | SCRP.MISC.A228 | ZSRP_SCRAP | ZSRP | NOS | 1 | 1 | INR
4000 | Sourthern Zone, Berhampur | 4200 | EHT (O&M) Circle, Jeypore | 4203 | EHT (O&M) Division, Malkangiri | S232 | 220/33 kV T/L S/S S/D Balimela | 5000000158 | SCRAP AUXILLARY RELAY | SCRP.RLAY.AUX.A001 | ZSRP_SCRAP | ZSRP | NOS | 1 | 1 | INR
4000 | Sourthern Zone, Berhampur | 4200 | EHT (O&M) Circle, Jeypore | 4203 | EHT (O&M) Division, Malkangiri | S232 | 220/33 kV T/L S/S S/D Balimela | 5000000161 | SCRAP SURGE ARRESTER | SCRP.SA.132MO.A002 | ZSRP_SCRAP | ZSRP | NOS | 1 | 1 | INR
4000 | Sourthern Zone, Berhampur | 4200 | EHT (O&M) Circle, Jeypore | 4204 | EHT (O&M) Division, Rayagada | S243 | 220/132/33 kV S/S S/D Therubali | 1000000000 | 132KV SF6 CB with Strcture | BKR.145SF6.G.P.AI08 | ZCAP_ACT | ZCAP | NOS | 1 | 359983.12 | INR
4000 | Sourthern Zone, Berhampur | 4200 | EHT (O&M) Circle, Jeypore | 4204 | EHT (O&M) Division, Rayagada | S243 | 220/132/33 kV S/S S/D Therubali | 1000000002 | 220KV SF6 CB with Structure | BKR.245SF6.S.S.K001 | ZCAP_US | ZCAP | NOS | 1 | 1 | INR
4000 | Sourthern Zone, Berhampur | 4200 | EHT (O&M) Circle, Jeypore | 4204 | EHT (O&M) Division, Rayagada | S243 | 220/132/33 kV S/S S/D Therubali | 1000000002 | 220KV SF6 CB with Structure | BKR.245SF6.S.S.K001 | ZCAP_ACT | ZCAP | NOS | 3 | 2453676 | INR
4000 | Sourthern Zone, Berhampur | 4200 | EHT (O&M) Circle, Jeypore | 4204 | EHT (O&M) Division, Rayagada | S242 | 132/33 kV T/L S/S S/D Rayagada | 1000000004 | 36KV VCB with Structure | BKR.36VCB.G.S.F005 | ZCAP_ACT | ZCAP | NOS | 1 | 171079.33 | INR
4000 | Sourthern Zone, Berhampur | 4200 | EHT (O&M) Circle, Jeypore | 4204 | EHT (O&M) Division, Rayagada | S243 | 220/132/33 kV S/S S/D Therubali | 1000000004 | 36KV VCB with Structure | BKR.36VCB.G.S.F005 | ZCAP_ACT | ZCAP | NOS | 1 | 171079.32 | INR
4000 | Sourthern Zone, Berhampur | 4200 | EHT (O&M) Circle, Jeypore | 4204 | EHT (O&M) Division, Rayagada | S243 | 220/132/33 kV S/S S/D Therubali | 1000000004 | 36KV VCB with Structure | BKR.36VCB.G.S.F005 | ZCAP_US | ZCAP | NOS | 4 | 4 | INR
4000 | Sourthern Zone, Berhampur | 4200 | EHT (O&M) Circle, Jeypore | 4204 | EHT (O&M) Division, Rayagada | S244 | 220 kV Line S/D Therubali | 1000000014 | AAAC ZEBRA CONDUCTOR | COND.AAAC.A002 | ZCAP_ACT | ZCAP | KM | 3.067 | 729081.62 | INR
4000 | Sourthern Zone, Berhampur | 4200 | EHT (O&M) Circle, Jeypore | 4204 | EHT (O&M) Division, Rayagada | S244 | 220 kV Line S/D Therubali | 1000000014 | AAAC ZEBRA CONDUCTOR | COND.AAAC.A002 | ZCAP_ACT | ZCAP | KM | 0.448 | 106497.74 | INR
4000 | Sourthern Zone, Berhampur | 4200 | EHT (O&M) Circle, Jeypore | 4204 | EHT (O&M) Division, Rayagada | S242 | 132/33 kV T/L S/S S/D Rayagada | 1000000014 | AAAC ZEBRA CONDUCTOR | COND.AAAC.A002 | ZCAP_FREE | ZCAP | KM | 0.06 | 0 | INR
4000 | Sourthern Zone, Berhampur | 4200 | EHT (O&M) Circle, Jeypore | 4204 | EHT (O&M) Division, Rayagada | S242 | 132/33 kV T/L S/S S/D Rayagada | 1000000014 | AAAC ZEBRA CONDUCTOR | COND.AAAC.A002 | ZCAP_ACT | ZCAP | KM | 3.209 | 762837.6 | INR
4000 | Sourthern Zone, Berhampur | 4200 | EHT (O&M) Circle, Jeypore | 4204 | EHT (O&M) Division, Rayagada | S243 | 220/132/33 kV S/S S/D Therubali | 1000000015 | AAAC MOOSE CONDUCTOR | COND.AAAC.A003 | ZCAP_ACT | ZCAP | KM | 2.035 | 22386.02 | INR
4000 | Sourthern Zone, Berhampur | 4200 | EHT (O&M) Circle, Jeypore | 4204 | EHT (O&M) Division, Rayagada | S243 | 220/132/33 kV S/S S/D Therubali | 1000000016 | ACSR PANTHER CONDUCTOR | COND.ACSR.A002 | ZCAP_ACT | ZCAP | KM | 0.25 | 23849.21 | INR
4000 | Sourthern Zone, Berhampur | 4200 | EHT (O&M) Circle, Jeypore | 4204 | EHT (O&M) Division, Rayagada | S248 | 220/132/33 kV T/L S/S S/D Gunupur | 1000000016 | ACSR PANTHER CONDUCTOR | COND.ACSR.A002 | ZCAP_ACT | ZCAP | KM | 0.086 | 8204.13 | INR
4000 | Sourthern Zone, Berhampur | 4200 | EHT (O&M) Circle, Jeypore | 4204 | EHT (O&M) Division, Rayagada | S248 | 220/132/33 kV T/L S/S S/D Gunupur | 1000000016 | ACSR PANTHER CONDUCTOR | COND.ACSR.A002 | ZCAP_ACT | ZCAP | KM | 2.077 | 198139.26 | INR
4000 | Sourthern Zone, Berhampur | 4200 | EHT (O&M) Circle, Jeypore | 4204 | EHT (O&M) Division, Rayagada | S242 | 132/33 kV T/L S/S S/D Rayagada | 1000000016 | ACSR PANTHER CONDUCTOR | COND.ACSR.A002 | ZCAP_SH | ZCAP | KM | 0.056 | 0.06 | INR
4000 | Sourthern Zone, Berhampur | 4200 | EHT (O&M) Circle, Jeypore | 4204 | EHT (O&M) Division, Rayagada | SL45 | 132/33 kV T/L S/S S/D Muniguda_Line | 1000000016 | ACSR PANTHER CONDUCTOR | COND.ACSR.A002 | ZCAP_ACT | ZCAP | KM | 4.04 | 385403.28 | INR
4000 | Sourthern Zone, Berhampur | 4200 | EHT (O&M) Circle, Jeypore | 4204 | EHT (O&M) Division, Rayagada | S242 | 132/33 kV T/L S/S S/D Rayagada | 1000000016 | ACSR PANTHER CONDUCTOR | COND.ACSR.A002 | ZCAP_ACT | ZCAP | KM | 2.15 | 205103.23 | INR
4000 | Sourthern Zone, Berhampur | 4200 | EHT (O&M) Circle, Jeypore | 4204 | EHT (O&M) Division, Rayagada | S244 | 220 kV Line S/D Therubali | 1000000017 | ACSR ZEBRA CONDUCTOR | COND.ACSR.A003 | ZCAP_ACT | ZCAP | KM | 1.52 | 474231.78 | INR
4000 | Sourthern Zone, Berhampur | 4200 | EHT (O&M) Circle, Jeypore | 4204 | EHT (O&M) Division, Rayagada | S246 | 220/33KV S/S S/D Laxmipur | 1000000017 | ACSR ZEBRA CONDUCTOR | COND.ACSR.A003 | ZCAP_ACT | ZCAP | KM | 1.01 | 315114.54 | INR
4000 | Sourthern Zone, Berhampur | 4200 | EHT (O&M) Circle, Jeypore | 4204 | EHT (O&M) Division, Rayagada | S245 | 132/33 kV T/L S/S S/D Muniguda | 1000000018 | ACSR MOOSE CONDUCTOR | COND.ACSR.A004 | ZCAP_ACT | ZCAP | KM | 0.27 | 27062.93 | INR
4000 | Sourthern Zone, Berhampur | 4200 | EHT (O&M) Circle, Jeypore | 4204 | EHT (O&M) Division, Rayagada | S244 | 220 kV Line S/D Therubali | 1000000018 | ACSR MOOSE CONDUCTOR | COND.ACSR.A004 | ZCAP_ACT | ZCAP | KM | 1 | 100233.08 | INR
4000 | Sourthern Zone, Berhampur | 4200 | EHT (O&M) Circle, Jeypore | 4204 | EHT (O&M) Division, Rayagada | S243 | 220/132/33 kV S/S S/D Therubali | 1000000018 | ACSR MOOSE CONDUCTOR | COND.ACSR.A004 | ZCAP_ACT | ZCAP | KM | 0.235 | 23554.78 | INR
4000 | Sourthern Zone, Berhampur | 4200 | EHT (O&M) Circle, Jeypore | 4204 | EHT (O&M) Division, Rayagada | S247 | 220/33 kV S/S S/D Kashipur | 1000000018 | ACSR MOOSE CONDUCTOR | COND.ACSR.A004 | ZCAP_ACT | ZCAP | KM | 0.498 | 49916.08 | INR
4000 | Sourthern Zone, Berhampur | 4200 | EHT (O&M) Circle, Jeypore | 4204 | EHT (O&M) Division, Rayagada | S243 | 220/132/33 kV S/S S/D Therubali | 1000000025 | 132KV 1 CORE NCTOF PRIMARY CURRENT 800A | CT.132NCT800.C001 | ZCAP_SCRAP | ZCAP | NOS | 1 | 1 | INR
4000 | Sourthern Zone, Berhampur | 4200 | EHT (O&M) Circle, Jeypore | 4204 | EHT (O&M) Division, Rayagada | S242 | 132/33 kV T/L S/S S/D Rayagada | 1000000027 | 36KV 1CORE NCTOF PRIMARY CURRENT 100A | CT.36NCT100.A001 | ZCAP_ACT | ZCAP | NOS | 2 | 2 | INR
4000 | Sourthern Zone, Berhampur | 4200 | EHT (O&M) Circle, Jeypore | 4204 | EHT (O&M) Division, Rayagada | S243 | 220/132/33 kV S/S S/D Therubali | 1000000027 | 36KV 1CORE NCTOF PRIMARY CURRENT 100A | CT.36NCT100.A001 | ZCAP_ACT | ZCAP | NOS | 2 | 2 | INR
4000 | Sourthern Zone, Berhampur | 4200 | EHT (O&M) Circle, Jeypore | 4204 | EHT (O&M) Division, Rayagada | S243 | 220/132/33 kV S/S S/D Therubali | 1000000029 | 36KV 1CORE NCTOF PRIMARY CURRENT 300A | CT.36NCT300.A001 | ZCAP_SH | ZCAP | NOS | 2 | 2 | INR
4000 | Sourthern Zone, Berhampur | 4200 | EHT (O&M) Circle, Jeypore | 4204 | EHT (O&M) Division, Rayagada | S243 | 220/132/33 kV S/S S/D Therubali | 1000000030 | 36KV 1CORE NCTOF PRIMARY CURRENT 400A | CT.36NCT400.A001 | ZCAP_SCRAP | ZCAP | NOS | 1 | 1 | INR
4000 | Sourthern Zone, Berhampur | 4200 | EHT (O&M) Circle, Jeypore | 4204 | EHT (O&M) Division, Rayagada | S243 | 220/132/33 kV S/S S/D Therubali | 1000000030 | 36KV 1CORE NCTOF PRIMARY CURRENT 400A | CT.36NCT400.A001 | ZCAP_ACT | ZCAP | NOS | 2 | 2 | INR
4000 | Sourthern Zone, Berhampur | 4200 | EHT (O&M) Circle, Jeypore | 4204 | EHT (O&M) Division, Rayagada | S245 | 132/33 kV T/L S/S S/D Muniguda | 1000000032 | 36KV NCTOF PRIMARY CURRENT 600-300/1-1A | CT.36NCT600.B002 | ZCAP_ACT | ZCAP | NOS | 1 | 1 | INR
4000 | Sourthern Zone, Berhampur | 4200 | EHT (O&M) Circle, Jeypore | 4204 | EHT (O&M) Division, Rayagada | S245 | 132/33 kV T/L S/S S/D Muniguda | 1000000034 | 36KV 2C NCTOF RATIO 800-400-200/1-1A | CT.36NCT800.A002 | ZCAP_ACT | ZCAP | NOS | 2 | 141574 | INR
4000 | Sourthern Zone, Berhampur | 4200 | EHT (O&M) Circle, Jeypore | 4204 | EHT (O&M) Division, Rayagada | S242 | 132/33 kV T/L S/S S/D Rayagada | 1000000044 | 132KV CT OF RATIO 400-200-100/1-1-1A | CT1.132OIL400.C003 | ZCAP_SCRAP | ZCAP | NOS | 4 | 4 | INR
4000 | Sourthern Zone, Berhampur | 4200 | EHT (O&M) Circle, Jeypore | 4204 | EHT (O&M) Division, Rayagada | S242 | 132/33 kV T/L S/S S/D Rayagada | 1000000044 | 132KV CT OF RATIO 400-200-100/1-1-1A | CT1.132OIL400.C003 | ZCAP_US | ZCAP | NOS | 6 | 6 | INR
4000 | Sourthern Zone, Berhampur | 4200 | EHT (O&M) Circle, Jeypore | 4204 | EHT (O&M) Division, Rayagada | S24A | 132/33 kV T/L S/S S/D Akhusingh | 1000000045 | 132KV CT OF RATIO 400-200-100/1-1-1-1A | CT1.132OIL400.C004 | ZCAP_ACT | ZCAP | NOS | 1 | 1 | INR
4000 | Sourthern Zone, Berhampur | 4200 | EHT (O&M) Circle, Jeypore | 4204 | EHT (O&M) Division, Rayagada | S243 | 220/132/33 kV S/S S/D Therubali | 1000000045 | 132KV CT OF RATIO 400-200-100/1-1-1-1A | CT1.132OIL400.C004 | ZCAP_ACT | ZCAP | NOS | 2 | 2 | INR
4000 | Sourthern Zone, Berhampur | 4200 | EHT (O&M) Circle, Jeypore | 4204 | EHT (O&M) Division, Rayagada | S243 | 220/132/33 kV S/S S/D Therubali | 1000000048 | 132KV CT -600-300-150/1-1-1-1A | CT1.132OIL600.C004 | ZCAP_US | ZCAP | NOS | 2 | 2 | INR
4000 | Sourthern Zone, Berhampur | 4200 | EHT (O&M) Circle, Jeypore | 4204 | EHT (O&M) Division, Rayagada | S243 | 220/132/33 kV S/S S/D Therubali | 1000000051 | 132 KV CT(800-400-200/1-1-1-1A) | CT1.145OIL800.C004 | ZCAP_ACT | ZCAP | NOS | 15 | 4101678.55 | INR
4000 | Sourthern Zone, Berhampur | 4200 | EHT (O&M) Circle, Jeypore | 4204 | EHT (O&M) Division, Rayagada | S243 | 220/132/33 kV S/S S/D Therubali | 1000000051 | 132 KV CT(800-400-200/1-1-1-1A) | CT1.145OIL800.C004 | ZCAP_US | ZCAP | NOS | 3 | 262350 | INR
4000 | Sourthern Zone, Berhampur | 4200 | EHT (O&M) Circle, Jeypore | 4204 | EHT (O&M) Division, Rayagada | S247 | 220/33 kV S/S S/D Kashipur | 1000000053 | 220KV CT-1200-600-300/1A of 5C with TC | CT1.220OIL1200.A005 | ZCAP_ACT | ZCAP | NOS | 1 | 255681.82 | INR
4000 | Sourthern Zone, Berhampur | 4200 | EHT (O&M) Circle, Jeypore | 4204 | EHT (O&M) Division, Rayagada | S243 | 220/132/33 kV S/S S/D Therubali | 1000000055 | 220KV CT OF 1200-600-300/1-1-1-1A | CT1.220OIL1200.C004 | ZCAP_US | ZCAP | NOS | 2 | 2 | INR
4000 | Sourthern Zone, Berhampur | 4200 | EHT (O&M) Circle, Jeypore | 4204 | EHT (O&M) Division, Rayagada | S243 | 220/132/33 kV S/S S/D Therubali | 1000000057 | 220KV CT RATIO 1200-600-300/1-1-1-1-1A | CT1.245OIL1200.C005 | ZCAP_ACT | ZCAP | NOS | 5 | 1038751.25 | INR
4000 | Sourthern Zone, Berhampur | 4200 | EHT (O&M) Circle, Jeypore | 4204 | EHT (O&M) Division, Rayagada | S243 | 220/132/33 kV S/S S/D Therubali | 1000000057 | 220KV CT RATIO 1200-600-300/1-1-1-1-1A | CT1.245OIL1200.C005 | ZCAP_US | ZCAP | NOS | 1 | 2000 | INR
4000 | Sourthern Zone, Berhampur | 4200 | EHT (O&M) Circle, Jeypore | 4204 | EHT (O&M) Division, Rayagada | S243 | 220/132/33 kV S/S S/D Therubali | 1000000057 | 220KV CT RATIO 1200-600-300/1-1-1-1-1A | CT1.245OIL1200.C005 | ZCAP_SH | ZCAP | NOS | 3 | 623250.75 | INR
4000 | Sourthern Zone, Berhampur | 4200 | EHT (O&M) Circle, Jeypore | 4204 | EHT (O&M) Division, Rayagada | S242 | 132/33 kV T/L S/S S/D Rayagada | 1000000062 | 36KV CT OF RATIO 400-200-100/1-1-1A | CT1.36OIL400.C003 | ZCAP_SH | ZCAP | NOS | 1 | 14431.71 | INR
4000 | Sourthern Zone, Berhampur | 4200 | EHT (O&M) Circle, Jeypore | 4204 | EHT (O&M) Division, Rayagada | S249 | 132/33 kV T/L S/S S/D Paralakhemundi | 1000000062 | 36KV CT OF RATIO 400-200-100/1-1-1A | CT1.36OIL400.C003 | ZCAP_ACT | ZCAP | NOS | 1 | 14431.71 | INR
4000 | Sourthern Zone, Berhampur | 4200 | EHT (O&M) Circle, Jeypore | 4204 | EHT (O&M) Division, Rayagada | S243 | 220/132/33 kV S/S S/D Therubali | 1000000062 | 36KV CT OF RATIO 400-200-100/1-1-1A | CT1.36OIL400.C003 | ZCAP_ACT | ZCAP | NOS | 1 | 14431.71 | INR
4000 | Sourthern Zone, Berhampur | 4200 | EHT (O&M) Circle, Jeypore | 4204 | EHT (O&M) Division, Rayagada | S242 | 132/33 kV T/L S/S S/D Rayagada | 1000000064 | 36KV CT 800-400-200/1-1-1A 0.2s | CT1.36OIL800.B003 | ZCAP_ACT | ZCAP | NOS | 3 | 217550.88 | INR
4000 | Sourthern Zone, Berhampur | 4200 | EHT (O&M) Circle, Jeypore | 4204 | EHT (O&M) Division, Rayagada | S242 | 132/33 kV T/L S/S S/D Rayagada | 1000000064 | 36KV CT 800-400-200/1-1-1A 0.2s | CT1.36OIL800.B003 | ZCAP_FREE | ZCAP | NOS | 1 | 0 | INR
4000 | Sourthern Zone, Berhampur | 4200 | EHT (O&M) Circle, Jeypore | 4204 | EHT (O&M) Division, Rayagada | S24A | 132/33 kV T/L S/S S/D Akhusingh | 1000000065 | 36KV CT 800-400-200/1-1-1-1A 0.2s | CT1.36OIL800.B004 | ZCAP_ACT | ZCAP | NOS | 1 | 9261.85 | INR
4000 | Sourthern Zone, Berhampur | 4200 | EHT (O&M) Circle, Jeypore | 4204 | EHT (O&M) Division, Rayagada | S243 | 220/132/33 kV S/S S/D Therubali | 1000000066 | 33kV CT (800-400-200/1-1-1) | CT1.36OIL800.C003 | ZCAP_US | ZCAP | NOS | 1 | 9261.85 | INR
4000 | Sourthern Zone, Berhampur | 4200 | EHT (O&M) Circle, Jeypore | 4204 | EHT (O&M) Division, Rayagada | S243 | 220/132/33 kV S/S S/D Therubali | 1000000066 | 33kV CT (800-400-200/1-1-1) | CT1.36OIL800.C003 | ZCAP_SH | ZCAP | NOS | 3 | 3 | INR
4000 | Sourthern Zone, Berhampur | 4200 | EHT (O&M) Circle, Jeypore | 4204 | EHT (O&M) Division, Rayagada | S249 | 132/33 kV T/L S/S S/D Paralakhemundi | 1000000066 | 33kV CT (800-400-200/1-1-1) | CT1.36OIL800.C003 | ZCAP_ACT | ZCAP | NOS | 1 | 54191.41 | INR
4000 | Sourthern Zone, Berhampur | 4200 | EHT (O&M) Circle, Jeypore | 4204 | EHT (O&M) Division, Rayagada | S243 | 220/132/33 kV S/S S/D Therubali | 1000000066 | 33kV CT (800-400-200/1-1-1) | CT1.36OIL800.C003 | ZCAP_ACT | ZCAP | NOS | 2 | 108382.8 | INR
4000 | Sourthern Zone, Berhampur | 4200 | EHT (O&M) Circle, Jeypore | 4204 | EHT (O&M) Division, Rayagada | S24A | 132/33 kV T/L S/S S/D Akhusingh | 1000000066 | 33kV CT (800-400-200/1-1-1) | CT1.36OIL800.C003 | ZCAP_ACT | ZCAP | NOS | 1 | 54191.41 | INR
4000 | Sourthern Zone, Berhampur | 4200 | EHT (O&M) Circle, Jeypore | 4204 | EHT (O&M) Division, Rayagada | S245 | 132/33 kV T/L S/S S/D Muniguda | 1000000069 | 132KV CVT | CVT.132OIL.S.C003 | ZCAP_ACT | ZCAP | NOS | 1 | 1000 | INR
4000 | Sourthern Zone, Berhampur | 4200 | EHT (O&M) Circle, Jeypore | 4204 | EHT (O&M) Division, Rayagada | S243 | 220/132/33 kV S/S S/D Therubali | 1000000069 | 132KV CVT | CVT.132OIL.S.C003 | ZCAP_ACT | ZCAP | NOS | 3 | 3000 | INR
4000 | Sourthern Zone, Berhampur | 4200 | EHT (O&M) Circle, Jeypore | 4204 | EHT (O&M) Division, Rayagada | S242 | 132/33 kV T/L S/S S/D Rayagada | 1000000069 | 132KV CVT | CVT.132OIL.S.C003 | ZCAP_ACT | ZCAP | NOS | 2 | 2000 | INR
4000 | Sourthern Zone, Berhampur | 4200 | EHT (O&M) Circle, Jeypore | 4204 | EHT (O&M) Division, Rayagada | S246 | 220/33KV S/S S/D Laxmipur | 1000000070 | 220 KV CVT | CVT.220OIL.S.B002 | ZCAP_ACT | ZCAP | NOS | 3 | 600000 | INR
4000 | Sourthern Zone, Berhampur | 4200 | EHT (O&M) Circle, Jeypore | 4204 | EHT (O&M) Division, Rayagada | S243 | 220/132/33 kV S/S S/D Therubali | 1000000070 | 220 KV CVT | CVT.220OIL.S.B002 | ZCAP_US | ZCAP | NOS | 4 | 4 | INR
4000 | Sourthern Zone, Berhampur | 4200 | EHT (O&M) Circle, Jeypore | 4204 | EHT (O&M) Division, Rayagada | S248 | 220/132/33 kV T/L S/S S/D Gunupur | 1000000074 | 7/3.15 MM SIZE G.I. EARTH WIRE | EW.STEEL.A002 | ZCAP_ACT | ZCAP | KM | 0.587 | 6423.27 | INR
4000 | Sourthern Zone, Berhampur | 4200 | EHT (O&M) Circle, Jeypore | 4204 | EHT (O&M) Division, Rayagada | SL45 | 132/33 kV T/L S/S S/D Muniguda_Line | 1000000074 | 7/3.15 MM SIZE G.I. EARTH WIRE | EW.STEEL.A002 | ZCAP_US | ZCAP | KM | 1.91 | 1.91 | INR
4000 | Sourthern Zone, Berhampur | 4200 | EHT (O&M) Circle, Jeypore | 4204 | EHT (O&M) Division, Rayagada | S244 | 220 kV Line S/D Therubali | 1000000074 | 7/3.15 MM SIZE G.I. EARTH WIRE | EW.STEEL.A002 | ZCAP_ACT | ZCAP | KM | 1.518 | 16610.79 | INR
4000 | Sourthern Zone, Berhampur | 4200 | EHT (O&M) Circle, Jeypore | 4204 | EHT (O&M) Division, Rayagada | S244 | 220 kV Line S/D Therubali | 1000000074 | 7/3.15 MM SIZE G.I. EARTH WIRE | EW.STEEL.A002 | ZCAP_ACT | ZCAP | KM | 0.628 | 6871.92 | INR
4000 | Sourthern Zone, Berhampur | 4200 | EHT (O&M) Circle, Jeypore | 4204 | EHT (O&M) Division, Rayagada | S242 | 132/33 kV T/L S/S S/D Rayagada | 1000000074 | 7/3.15 MM SIZE G.I. EARTH WIRE | EW.STEEL.A002 | ZCAP_SH | ZCAP | KM | 1.547 | 94583.22 | INR
4000 | Sourthern Zone, Berhampur | 4200 | EHT (O&M) Circle, Jeypore | 4204 | EHT (O&M) Division, Rayagada | S243 | 220/132/33 kV S/S S/D Therubali | 1000000079 | 132KV DI WITH DOUBLE BREAK W/O ES 1250A | ISO.132DI.DB.A003 | ZCAP_ACT | ZCAP | SET | 1 | 121216.6 | INR
4000 | Sourthern Zone, Berhampur | 4200 | EHT (O&M) Circle, Jeypore | 4204 | EHT (O&M) Division, Rayagada | S243 | 220/132/33 kV S/S S/D Therubali | 1000000079 | 132KV DI WITH DOUBLE BREAK W/O ES 1250A | ISO.132DI.DB.A003 | ZCAP_SCRAP | ZCAP | SET | 1 | 239325.17 | INR
4000 | Sourthern Zone, Berhampur | 4200 | EHT (O&M) Circle, Jeypore | 4204 | EHT (O&M) Division, Rayagada | S243 | 220/132/33 kV S/S S/D Therubali | 1000000079 | 132KV DI WITH DOUBLE BREAK W/O ES 1250A | ISO.132DI.DB.A003 | ZCAP_ACT | ZCAP | SET | 2 | 242433.21 | INR
4000 | Sourthern Zone, Berhampur | 4200 | EHT (O&M) Circle, Jeypore | 4204 | EHT (O&M) Division, Rayagada | S243 | 220/132/33 kV S/S S/D Therubali | 1000000081 | 132KV DI WITH DOUBLE BREAK WITH ES 1250A | ISO.132DI.DB.B003 | ZCAP_ACT | ZCAP | SET | 2 | 442217.15 | INR
4000 | Sourthern Zone, Berhampur | 4200 | EHT (O&M) Circle, Jeypore | 4204 | EHT (O&M) Division, Rayagada | S24A | 132/33 kV T/L S/S S/D Akhusingh | 1000000085 | 132KV SI BEAM MOUNTED OF 1250A | ISO.132SI.BM.C002 | ZCAP_ACT | ZCAP | SET | 1 | 0.01 | INR
4000 | Sourthern Zone, Berhampur | 4200 | EHT (O&M) Circle, Jeypore | 4204 | EHT (O&M) Division, Rayagada | S243 | 220/132/33 kV S/S S/D Therubali | 1000000086 | 132KV 1200A SI W/O ES ISOLATORS | ISO.132SI.DB.A002 | ZCAP_SCRAP | ZCAP | SET | 1 | 108660.33 | INR
4000 | Sourthern Zone, Berhampur | 4200 | EHT (O&M) Circle, Jeypore | 4204 | EHT (O&M) Division, Rayagada | S243 | 220/132/33 kV S/S S/D Therubali | 1000000087 | 132KV SI W/o ES OF 1250A | ISO.132SI.DB.F002 | ZCAP_ACT | ZCAP | SET | 3 | 311807.15 | INR
4000 | Sourthern Zone, Berhampur | 4200 | EHT (O&M) Circle, Jeypore | 4204 | EHT (O&M) Division, Rayagada | S243 | 220/132/33 kV S/S S/D Therubali | 1000000093 | 220KV SI WITH DB W/O ES OF 1250A | ISO.220SI.DB.A002 | ZCAP_THEFT | ZCAP | SET | 3 | 135000 | INR
4000 | Sourthern Zone, Berhampur | 4200 | EHT (O&M) Circle, Jeypore | 4204 | EHT (O&M) Division, Rayagada | S243 | 220/132/33 kV S/S S/D Therubali | 1000000093 | 220KV SI WITH DB W/O ES OF 1250A | ISO.220SI.DB.A002 | ZCAP_ACT | ZCAP | SET | 1 | 267390 | INR
4000 | Sourthern Zone, Berhampur | 4200 | EHT (O&M) Circle, Jeypore | 4204 | EHT (O&M) Division, Rayagada | S243 | 220/132/33 kV S/S S/D Therubali | 1000000097 | 220KV SI WITH DB WITH ES OF 1200A | ISO.220SI.DB.B003 | ZCAP_ACT | ZCAP | SET | 10 | 2892786.81 | INR
4000 | Sourthern Zone, Berhampur | 4200 | EHT (O&M) Circle, Jeypore | 4204 | EHT (O&M) Division, Rayagada | S243 | 220/132/33 kV S/S S/D Therubali | 1000000097 | 220KV SI WITH DB WITH ES OF 1200A | ISO.220SI.DB.B003 | ZCAP_THEFT | ZCAP | SET | 30 | 388350 | INR
4000 | Sourthern Zone, Berhampur | 4200 | EHT (O&M) Circle, Jeypore | 4204 | EHT (O&M) Division, Rayagada | S243 | 220/132/33 kV S/S S/D Therubali | 1000000099 | 220KV SI WITH SB W/O ES OF 1200A | ISO.220SI.SB.A002 | ZCAP_US | ZCAP | SET | 2 | 2 | INR
4000 | Sourthern Zone, Berhampur | 4200 | EHT (O&M) Circle, Jeypore | 4204 | EHT (O&M) Division, Rayagada | S243 | 220/132/33 kV S/S S/D Therubali | 1000000099 | 220KV SI WITH SB W/O ES OF 1200A | ISO.220SI.SB.A002 | ZCAP_US | ZCAP | SET | 2 | 2 | INR
4000 | Sourthern Zone, Berhampur | 4200 | EHT (O&M) Circle, Jeypore | 4204 | EHT (O&M) Division, Rayagada | S243 | 220/132/33 kV S/S S/D Therubali | 1000000103 | 33KV DI WITH DOUBLE BREAK W/O ES OF 800A | ISO.33DI.DB.A001 | ZCAP_SCRAP | ZCAP | SET | 1 | 1 | INR
4000 | Sourthern Zone, Berhampur | 4200 | EHT (O&M) Circle, Jeypore | 4204 | EHT (O&M) Division, Rayagada | S243 | 220/132/33 kV S/S S/D Therubali | 1000000105 | 33KV DI WITH DB W/O ES OF 1200A | ISO.33DI.DB.A005 | ZCAP_ACT | ZCAP | SET | 3 | 266572.26 | INR
4000 | Sourthern Zone, Berhampur | 4200 | EHT (O&M) Circle, Jeypore | 4204 | EHT (O&M) Division, Rayagada | S242 | 132/33 kV T/L S/S S/D Rayagada | 1000000105 | 33KV DI WITH DB W/O ES OF 1200A | ISO.33DI.DB.A005 | ZCAP_ACT | ZCAP | SET | 2 | 177714.84 | INR
4000 | Sourthern Zone, Berhampur | 4200 | EHT (O&M) Circle, Jeypore | 4204 | EHT (O&M) Division, Rayagada | S243 | 220/132/33 kV S/S S/D Therubali | 1000000107 | 33KV DI WITH DB WITH ES OF 800A | ISO.33DI.DB.B001 | ZCAP_ACT | ZCAP | SET | 4 | 4 | INR
4000 | Sourthern Zone, Berhampur | 4200 | EHT (O&M) Circle, Jeypore | 4204 | EHT (O&M) Division, Rayagada | S243 | 220/132/33 kV S/S S/D Therubali | 1000000108 | 33KV DI WITH DB WITH ES OF 1200A | ISO.33DI.DB.B002 | ZCAP_ACT | ZCAP | SET | 2 | 105617.15 | INR
4000 | Sourthern Zone, Berhampur | 4200 | EHT (O&M) Circle, Jeypore | 4204 | EHT (O&M) Division, Rayagada | S243 | 220/132/33 kV S/S S/D Therubali | 1000000112 | 33KV SI WITH DOUBLE BRAK WITH ES OF 800A | ISO.33SI.DB.A001 | ZCAP_SCRAP | ZCAP | SET | 1 | 3288.06 | INR
4000 | Sourthern Zone, Berhampur | 4200 | EHT (O&M) Circle, Jeypore | 4204 | EHT (O&M) Division, Rayagada | S243 | 220/132/33 kV S/S S/D Therubali | 1000000112 | 33KV SI WITH DOUBLE BRAK WITH ES OF 800A | ISO.33SI.DB.A001 | ZCAP_ACT | ZCAP | SET | 3 | 9864.18 | INR
4000 | Sourthern Zone, Berhampur | 4200 | EHT (O&M) Circle, Jeypore | 4204 | EHT (O&M) Division, Rayagada | S245 | 132/33 kV T/L S/S S/D Muniguda | 1000000118 | 132KV OIL SP 2C IVT/PT | IVT.132OIL.S.B004 | ZCAP_ACT | ZCAP | NOS | 1 | 146593 | INR
4000 | Sourthern Zone, Berhampur | 4200 | EHT (O&M) Circle, Jeypore | 4204 | EHT (O&M) Division, Rayagada | S242 | 132/33 kV T/L S/S S/D Rayagada | 1000000118 | 132KV OIL SP 2C IVT/PT | IVT.132OIL.S.B004 | ZCAP_US | ZCAP | NOS | 3 | 487700.01 | INR
4000 | Sourthern Zone, Berhampur | 4200 | EHT (O&M) Circle, Jeypore | 4204 | EHT (O&M) Division, Rayagada | S247 | 220/33 kV S/S S/D Kashipur | 1000000120 | 220KV OIL 2C IVT/PT | IVT.220OIL.S.B003 | ZCAP_ACT | ZCAP | NOS | 1 | 235227.27 | INR
4000 | Sourthern Zone, Berhampur | 4200 | EHT (O&M) Circle, Jeypore | 4204 | EHT (O&M) Division, Rayagada | S242 | 132/33 kV T/L S/S S/D Rayagada | 1000000121 | 36KV OIL SP 1C IVT | IVT.36OIL.S.A001 | ZCAP_ACT | ZCAP | NOS | 1 | 1 | INR
4000 | Sourthern Zone, Berhampur | 4200 | EHT (O&M) Circle, Jeypore | 4204 | EHT (O&M) Division, Rayagada | S245 | 132/33 kV T/L S/S S/D Muniguda | 1000000122 | 36KV 2C SP IVT/PT | IVT.36OIL.S.B003 | ZCAP_ACT | ZCAP | NOS | 1 | 21913.64 | INR
4000 | Sourthern Zone, Berhampur | 4200 | EHT (O&M) Circle, Jeypore | 4204 | EHT (O&M) Division, Rayagada | S242 | 132/33 kV T/L S/S S/D Rayagada | 1000000122 | 36KV 2C SP IVT/PT | IVT.36OIL.S.B003 | ZCAP_ACT | ZCAP | NOS | 3 | 65740.9 | INR
4000 | Sourthern Zone, Berhampur | 4200 | EHT (O&M) Circle, Jeypore | 4204 | EHT (O&M) Division, Rayagada | S247 | 220/33 kV S/S S/D Kashipur | 1000000122 | 36KV 2C SP IVT/PT | IVT.36OIL.S.B003 | ZCAP_ACT | ZCAP | NOS | 1 | 21913.64 | INR
4000 | Sourthern Zone, Berhampur | 4200 | EHT (O&M) Circle, Jeypore | 4204 | EHT (O&M) Division, Rayagada | S242 | 132/33 kV T/L S/S S/D Rayagada | 1000000130 | 132KV SURGE ARRESTER OF 120 KV | SA.145MO.GL.A001 | ZCAP_SCRAP | ZCAP | NOS | 4 | 4 | INR
4000 | Sourthern Zone, Berhampur | 4200 | EHT (O&M) Circle, Jeypore | 4204 | EHT (O&M) Division, Rayagada | S24A | 132/33 kV T/L S/S S/D Akhusingh | 1000000130 | 132KV SURGE ARRESTER OF 120 KV | SA.145MO.GL.A001 | ZCAP_ACT | ZCAP | NOS | 5 | 112803.33 | INR
4000 | Sourthern Zone, Berhampur | 4200 | EHT (O&M) Circle, Jeypore | 4204 | EHT (O&M) Division, Rayagada | S249 | 132/33 kV T/L S/S S/D Paralakhemundi | 1000000130 | 132KV SURGE ARRESTER OF 120 KV | SA.145MO.GL.A001 | ZCAP_ACT | ZCAP | NOS | 2 | 45121.33 | INR
4000 | Sourthern Zone, Berhampur | 4200 | EHT (O&M) Circle, Jeypore | 4204 | EHT (O&M) Division, Rayagada | S243 | 220/132/33 kV S/S S/D Therubali | 1000000130 | 132KV SURGE ARRESTER OF 120 KV | SA.145MO.GL.A001 | ZCAP_ACT | ZCAP | NOS | 17 | 383531.33 | INR
4000 | Sourthern Zone, Berhampur | 4200 | EHT (O&M) Circle, Jeypore | 4204 | EHT (O&M) Division, Rayagada | S245 | 132/33 kV T/L S/S S/D Muniguda | 1000000130 | 132KV SURGE ARRESTER OF 120 KV | SA.145MO.GL.A001 | ZCAP_ACT | ZCAP | NOS | 2 | 45121.33 | INR
4000 | Sourthern Zone, Berhampur | 4200 | EHT (O&M) Circle, Jeypore | 4204 | EHT (O&M) Division, Rayagada | S246 | 220/33KV S/S S/D Laxmipur | 1000000131 | 216KV SURGE ARRESTER & SAS integration | SA.216MO.A005 | ZCAP_ACT | ZCAP | NOS | 1 | 37500 | INR
4000 | Sourthern Zone, Berhampur | 4200 | EHT (O&M) Circle, Jeypore | 4204 | EHT (O&M) Division, Rayagada | S243 | 220/132/33 kV S/S S/D Therubali | 1000000131 | 216KV SURGE ARRESTER & SAS integration | SA.216MO.A005 | ZCAP_ACT | ZCAP | NOS | 1 | 37500 | INR
4000 | Sourthern Zone, Berhampur | 4200 | EHT (O&M) Circle, Jeypore | 4204 | EHT (O&M) Division, Rayagada | S243 | 220/132/33 kV S/S S/D Therubali | 1000000131 | 216KV SURGE ARRESTER & SAS integration | SA.216MO.A005 | ZCAP_US | ZCAP | NOS | 1 | 37500 | INR
4000 | Sourthern Zone, Berhampur | 4200 | EHT (O&M) Circle, Jeypore | 4204 | EHT (O&M) Division, Rayagada | S247 | 220/33 kV S/S S/D Kashipur | 1000000132 | 220KV MO WITH RING SURGE ARRESTER | SA.245MO.WR.A005 | ZCAP_ACT | ZCAP | NOS | 1 | 41420.45 | INR
4000 | Sourthern Zone, Berhampur | 4200 | EHT (O&M) Circle, Jeypore | 4204 | EHT (O&M) Division, Rayagada | S24A | 132/33 kV T/L S/S S/D Akhusingh | 1000000133 | 30KV MO SURGE ARRESTER | SA.30MO.A001 | ZCAP_SCRAP | ZCAP | NOS | 2 | 2 | INR
4000 | Sourthern Zone, Berhampur | 4200 | EHT (O&M) Circle, Jeypore | 4204 | EHT (O&M) Division, Rayagada | S249 | 132/33 kV T/L S/S S/D Paralakhemundi | 1000000134 | 36KV MO W/O SURGE ARRESTER | SA.36MO.WOR.A001 | ZCAP_ACT | ZCAP | NOS | 2 | 14226.79 | INR
4000 | Sourthern Zone, Berhampur | 4200 | EHT (O&M) Circle, Jeypore | 4204 | EHT (O&M) Division, Rayagada | S245 | 132/33 kV T/L S/S S/D Muniguda | 1000000134 | 36KV MO W/O SURGE ARRESTER | SA.36MO.WOR.A001 | ZCAP_SCRAP | ZCAP | NOS | 4 | 23341.52 | INR
4000 | Sourthern Zone, Berhampur | 4200 | EHT (O&M) Circle, Jeypore | 4204 | EHT (O&M) Division, Rayagada | S245 | 132/33 kV T/L S/S S/D Muniguda | 1000000134 | 36KV MO W/O SURGE ARRESTER | SA.36MO.WOR.A001 | ZCAP_US | ZCAP | NOS | 2 | 14226.79 | INR
4000 | Sourthern Zone, Berhampur | 4200 | EHT (O&M) Circle, Jeypore | 4204 | EHT (O&M) Division, Rayagada | S245 | 132/33 kV T/L S/S S/D Muniguda | 1000000134 | 36KV MO W/O SURGE ARRESTER | SA.36MO.WOR.A001 | ZCAP_ACT | ZCAP | NOS | 3 | 21340.18 | INR
4000 | Sourthern Zone, Berhampur | 4200 | EHT (O&M) Circle, Jeypore | 4204 | EHT (O&M) Division, Rayagada | S247 | 220/33 kV S/S S/D Kashipur | 1000000134 | 36KV MO W/O SURGE ARRESTER | SA.36MO.WOR.A001 | ZCAP_ACT | ZCAP | NOS | 3 | 21340.18 | INR
4000 | Sourthern Zone, Berhampur | 4200 | EHT (O&M) Circle, Jeypore | 4204 | EHT (O&M) Division, Rayagada | S243 | 220/132/33 kV S/S S/D Therubali | 1000000134 | 36KV MO W/O SURGE ARRESTER | SA.36MO.WOR.A001 | ZCAP_ACT | ZCAP | NOS | 7 | 49793.74 | INR
4000 | Sourthern Zone, Berhampur | 4200 | EHT (O&M) Circle, Jeypore | 4204 | EHT (O&M) Division, Rayagada | S24A | 132/33 kV T/L S/S S/D Akhusingh | 1000000134 | 36KV MO W/O SURGE ARRESTER | SA.36MO.WOR.A001 | ZCAP_ACT | ZCAP | NOS | 1 | 7113.39 | INR
4000 | Sourthern Zone, Berhampur | 4200 | EHT (O&M) Circle, Jeypore | 4204 | EHT (O&M) Division, Rayagada | S243 | 220/132/33 kV S/S S/D Therubali | 1000000142 | 100MVA, 220/132KV AT | TFR.100AT220H.E001 | ZCAP_US | ZCAP | NOS | 1 | 0 | INR
4000 | Sourthern Zone, Berhampur | 4200 | EHT (O&M) Circle, Jeypore | 4204 | EHT (O&M) Division, Rayagada | S243 | 220/132/33 kV S/S S/D Therubali | 1000000144 | 12.5MVA 132/33KV POWER Tfr | TFR.12.5PWR132H.D003 | ZCAP_US | ZCAP | NOS | 1 | 0 | INR
4000 | Sourthern Zone, Berhampur | 4200 | EHT (O&M) Circle, Jeypore | 4204 | EHT (O&M) Division, Rayagada | S243 | 220/132/33 kV S/S S/D Therubali | 1000000147 | 250KVA 33/0.4KV STATION Tfr or 200KVA | TFR.200ST11H.D001 | ZCAP_US | ZCAP | NOS | 1 | 1 | INR
4000 | Sourthern Zone, Berhampur | 4200 | EHT (O&M) Circle, Jeypore | 4204 | EHT (O&M) Division, Rayagada | S244 | 220 kV Line S/D Therubali | 1000000189 | 132 KV PA TYPE TOWER MEMBER | TWR.132PA.L.A003 | ZCAP_ACT | ZCAP | MT | 56.867 | 8004254.87 | INR
4000 | Sourthern Zone, Berhampur | 4200 | EHT (O&M) Circle, Jeypore | 4204 | EHT (O&M) Division, Rayagada | S244 | 220 kV Line S/D Therubali | 1000000190 | 3mtr extension to 132 KV PA type Tower | TWR.132PA+3.L.A001 | ZCAP_ACT | ZCAP | MT | 1.21 | 170312.28 | INR
4000 | Sourthern Zone, Berhampur | 4200 | EHT (O&M) Circle, Jeypore | 4204 | EHT (O&M) Division, Rayagada | S244 | 220 kV Line S/D Therubali | 1000000192 | 6mtr extension to 132 KV PA type Tower | TWR.132PA+6.L.A001 | ZCAP_ACT | ZCAP | MT | 1.291 | 153109.15 | INR
4000 | Sourthern Zone, Berhampur | 4200 | EHT (O&M) Circle, Jeypore | 4204 | EHT (O&M) Division, Rayagada | S244 | 220 kV Line S/D Therubali | 1000000192 | 6mtr extension to 132 KV PA type Tower | TWR.132PA+6.L.A001 | ZCAP_ACT | ZCAP | MT | 3.87 | 458971.64 | INR
4000 | Sourthern Zone, Berhampur | 4200 | EHT (O&M) Circle, Jeypore | 4204 | EHT (O&M) Division, Rayagada | S248 | 220/132/33 kV T/L S/S S/D Gunupur | 1000000193 | 132 KV PB TYPE TOWER | TWR.132PB.L.A001 | ZCAP_ACT | ZCAP | MT | 5.102 | 61490.75 | INR
4000 | Sourthern Zone, Berhampur | 4200 | EHT (O&M) Circle, Jeypore | 4204 | EHT (O&M) Division, Rayagada | S244 | 220 kV Line S/D Therubali | 1000000196 | 6Mtr extension to 132KV PB Tower | TWR.132PB+6.L.A001 | ZCAP_ACT | ZCAP | MT | 6.059 | 335535.18 | INR
4000 | Sourthern Zone, Berhampur | 4200 | EHT (O&M) Circle, Jeypore | 4204 | EHT (O&M) Division, Rayagada | S248 | 220/132/33 kV T/L S/S S/D Gunupur | 1000000197 | 132 KV PC TYPE TOWER | TWR.132PC.L.A001 | ZCAP_ACT | ZCAP | MT | 7 | 628339.04 | INR
4000 | Sourthern Zone, Berhampur | 4200 | EHT (O&M) Circle, Jeypore | 4204 | EHT (O&M) Division, Rayagada | S244 | 220 kV Line S/D Therubali | 1000000197 | 132 KV PC TYPE TOWER | TWR.132PC.L.A001 | ZCAP_ACT | ZCAP | MT | 10.63 | 954177.71 | INR
4000 | Sourthern Zone, Berhampur | 4200 | EHT (O&M) Circle, Jeypore | 4204 | EHT (O&M) Division, Rayagada | S244 | 220 kV Line S/D Therubali | 1000000199 | 3mtr extension to 132 KV PC type Tower | TWR.132PC+3.L.A001 | ZCAP_ACT | ZCAP | MT | 1.076 | 151451.25 | INR
4000 | Sourthern Zone, Berhampur | 4200 | EHT (O&M) Circle, Jeypore | 4204 | EHT (O&M) Division, Rayagada | S244 | 220 kV Line S/D Therubali | 1000000213 | 220 KV DA+9 EXTENSION EMC DESIGN TOWER | TWR.220DA+9.L.B001 | ZCAP_ACT | ZCAP | MT | 0.6 | 14400 | INR
4000 | Sourthern Zone, Berhampur | 4200 | EHT (O&M) Circle, Jeypore | 4204 | EHT (O&M) Division, Rayagada | S246 | 220/33KV S/S S/D Laxmipur | 1000000240 | 220 KV OC TYPE TOWER | TWR.220OC.L.A001 | ZCAP_FREE | ZCAP | MT | 9.967 | 0 | INR
4000 | Sourthern Zone, Berhampur | 4200 | EHT (O&M) Circle, Jeypore | 4204 | EHT (O&M) Division, Rayagada | S248 | 220/132/33 kV T/L S/S S/D Gunupur | 1000000240 | 220 KV OC TYPE TOWER | TWR.220OC.L.A001 | ZCAP_ACT | ZCAP | MT | 9.967 | 99112.65 | INR
4000 | Sourthern Zone, Berhampur | 4200 | EHT (O&M) Circle, Jeypore | 4204 | EHT (O&M) Division, Rayagada | S244 | 220 kV Line S/D Therubali | 1000000241 | 220 KV ASSORTED OC+15 TOWER | TWR.220OC+15.L.A002 | ZCAP_ACT | ZCAP | MT | 8.19 | 529541.4 | INR
4000 | Sourthern Zone, Berhampur | 4200 | EHT (O&M) Circle, Jeypore | 4204 | EHT (O&M) Division, Rayagada | S245 | 132/33 kV T/L S/S S/D Muniguda | 1000000301 | 10 PAIR TELEPHONE AJF | CBLE.TEL.AJF.A010 | ZCAP_ACT | ZCAP | KM | 0.5 | 71000 | INR
4000 | Sourthern Zone, Berhampur | 4200 | EHT (O&M) Circle, Jeypore | 4204 | EHT (O&M) Division, Rayagada | S245 | 132/33 kV T/L S/S S/D Muniguda | 1000000302 | 25 PAIR TELEPHONE,AJF | CBLE.TEL.AJF.B025 | ZCAP_ACT | ZCAP | KM | 1 | 299000 | INR
4000 | Sourthern Zone, Berhampur | 4200 | EHT (O&M) Circle, Jeypore | 4204 | EHT (O&M) Division, Rayagada | S245 | 132/33 kV T/L S/S S/D Muniguda | 1000000304 | 4 PAIR TELEPHONE UA | CBLE.TEL.CU.UAR.A004 | ZCAP_ACT | ZCAP | KM | 0.3 | 9300 | INR
4000 | Sourthern Zone, Berhampur | 4200 | EHT (O&M) Circle, Jeypore | 4204 | EHT (O&M) Division, Rayagada | S245 | 132/33 kV T/L S/S S/D Muniguda | 1000000314 | 1.5 MM MS 10 C CONTROL CABLE UAR | CBLE.CTRL.UAR.A010 | ZCAP_FREE | ZCAP | KM | 0.133 | 0 | INR
4000 | Sourthern Zone, Berhampur | 4200 | EHT (O&M) Circle, Jeypore | 4204 | EHT (O&M) Division, Rayagada | S247 | 220/33 kV S/S S/D Kashipur | 1000000317 | 1.5 MM SS 1 C CONTROL CABLE ARM | CBLE.CTRL.AR.A001 | ZCAP_ACT | ZCAP | KM | 0.1 | 71.35 | INR
4000 | Sourthern Zone, Berhampur | 4200 | EHT (O&M) Circle, Jeypore | 4204 | EHT (O&M) Division, Rayagada | S245 | 132/33 kV T/L S/S S/D Muniguda | 2000000022 | SILICAGEL | CNSM.SILICAGEL.A001 | ZCON_ACT | ZCON | KG | 25 | 7230.43 | INR
4000 | Sourthern Zone, Berhampur | 4200 | EHT (O&M) Circle, Jeypore | 4204 | EHT (O&M) Division, Rayagada | S247 | 220/33 kV S/S S/D Kashipur | 2000000022 | SILICAGEL | CNSM.SILICAGEL.A001 | ZCON_ACT | ZCON | KG | 25 | 7230.43 | INR
4000 | Sourthern Zone, Berhampur | 4200 | EHT (O&M) Circle, Jeypore | 4204 | EHT (O&M) Division, Rayagada | S248 | 220/132/33 kV T/L S/S S/D Gunupur | 2000000022 | SILICAGEL | CNSM.SILICAGEL.A001 | ZCON_ACT | ZCON | KG | 50 | 14460.86 | INR
4000 | Sourthern Zone, Berhampur | 4200 | EHT (O&M) Circle, Jeypore | 4204 | EHT (O&M) Division, Rayagada | S24A | 132/33 kV T/L S/S S/D Akhusingh | 2000000022 | SILICAGEL | CNSM.SILICAGEL.A001 | ZCON_ACT | ZCON | KG | 25 | 7230.43 | INR
4000 | Sourthern Zone, Berhampur | 4200 | EHT (O&M) Circle, Jeypore | 4204 | EHT (O&M) Division, Rayagada | S242 | 132/33 kV T/L S/S S/D Rayagada | 2000000022 | SILICAGEL | CNSM.SILICAGEL.A001 | ZCON_ACT | ZCON | KG | 25 | 7230.43 | INR
4000 | Sourthern Zone, Berhampur | 4200 | EHT (O&M) Circle, Jeypore | 4204 | EHT (O&M) Division, Rayagada | S243 | 220/132/33 kV S/S S/D Therubali | 2000000022 | SILICAGEL | CNSM.SILICAGEL.A001 | ZCON_ACT | ZCON | KG | 65 | 18799.12 | INR
4000 | Sourthern Zone, Berhampur | 4200 | EHT (O&M) Circle, Jeypore | 4204 | EHT (O&M) Division, Rayagada | S249 | 132/33 kV T/L S/S S/D Paralakhemundi | 2000000022 | SILICAGEL | CNSM.SILICAGEL.A001 | ZCON_ACT | ZCON | KG | 15 | 4338.26 | INR
4000 | Sourthern Zone, Berhampur | 4200 | EHT (O&M) Circle, Jeypore | 4204 | EHT (O&M) Division, Rayagada | S246 | 220/33KV S/S S/D Laxmipur | 2000000022 | SILICAGEL | CNSM.SILICAGEL.A001 | ZCON_ACT | ZCON | KG | 50 | 14460.86 | INR
4000 | Sourthern Zone, Berhampur | 4200 | EHT (O&M) Circle, Jeypore | 4204 | EHT (O&M) Division, Rayagada | S242 | 132/33 kV T/L S/S S/D Rayagada | 2000000023 | WINDING COIL | CNSM.WNDGCOIL.A001 | ZCON_US | ZCON | NOS | 1 | 0.01 | INR
4000 | Sourthern Zone, Berhampur | 4200 | EHT (O&M) Circle, Jeypore | 4204 | EHT (O&M) Division, Rayagada | S244 | 220 kV Line S/D Therubali | 2000000040 | GI PIPE OF SIZE 1/2 INCH (15MM) | CVL.GI.PIPE.A001 | ZCON_ACT | ZCON | NOS | 98 | 10780 | INR
4000 | Sourthern Zone, Berhampur | 4200 | EHT (O&M) Circle, Jeypore | 4204 | EHT (O&M) Division, Rayagada | S244 | 220 kV Line S/D Therubali | 2000000063 | PVC PIPE OF SIZE 1 INCH (25MM) | CVL.PVC.PIPE.A003 | ZCON_ACT | ZCON | NOS | 3 | 3 | INR
4000 | Sourthern Zone, Berhampur | 4200 | EHT (O&M) Circle, Jeypore | 4204 | EHT (O&M) Division, Rayagada | S24A | 132/33 kV T/L S/S S/D Akhusingh | 2000000086 | CEILING FAN | ILWR.FANACCS.A001 | ZCON_SCRAP | ZCON | NOS | 2 | 2 | INR
4000 | Sourthern Zone, Berhampur | 4200 | EHT (O&M) Circle, Jeypore | 4204 | EHT (O&M) Division, Rayagada | S24A | 132/33 kV T/L S/S S/D Akhusingh | 2000000089 | LED STREET LIGHT FITTING | ILWR.FL.FT.A001 | ZCON_ACT | ZCON | NOS | 5 | 0.05 | INR
4000 | Sourthern Zone, Berhampur | 4200 | EHT (O&M) Circle, Jeypore | 4204 | EHT (O&M) Division, Rayagada | S242 | 132/33 kV T/L S/S S/D Rayagada | 2000000096 | HRC FUSE OF DIFFERENT RATINGS | ILWR.FUSE.B001 | ZCON_US | ZCON | NOS | 370 | 40367 | INR
4000 | Sourthern Zone, Berhampur | 4200 | EHT (O&M) Circle, Jeypore | 4204 | EHT (O&M) Division, Rayagada | S24A | 132/33 kV T/L S/S S/D Akhusingh | 2000000096 | HRC FUSE OF DIFFERENT RATINGS | ILWR.FUSE.B001 | ZCON_ACT | ZCON | NOS | 15 | 1564.27 | INR
4000 | Sourthern Zone, Berhampur | 4200 | EHT (O&M) Circle, Jeypore | 4204 | EHT (O&M) Division, Rayagada | S242 | 132/33 kV T/L S/S S/D Rayagada | 2000000097 | HRC FUSE 4A | ILWR.FUSE.B002 | ZCON_ACT | ZCON | NOS | 18 | 1655.82 | INR
4000 | Sourthern Zone, Berhampur | 4200 | EHT (O&M) Circle, Jeypore | 4204 | EHT (O&M) Division, Rayagada | S242 | 132/33 kV T/L S/S S/D Rayagada | 2000000098 | HRC FUSE 6A | ILWR.FUSE.B003 | ZCON_ACT | ZCON | NOS | 2 | 117.68 | INR
4000 | Sourthern Zone, Berhampur | 4200 | EHT (O&M) Circle, Jeypore | 4204 | EHT (O&M) Division, Rayagada | S249 | 132/33 kV T/L S/S S/D Paralakhemundi | 2000000099 | HRC FUSE 10A | ILWR.FUSE.B004 | ZCON_ACT | ZCON | NOS | 35 | 4098.5 | INR
4000 | Sourthern Zone, Berhampur | 4200 | EHT (O&M) Circle, Jeypore | 4204 | EHT (O&M) Division, Rayagada | S242 | 132/33 kV T/L S/S S/D Rayagada | 2000000120 | COMPLETE HPMV OF 400W FITTINGS SINGLE | ILWR.HPMV.FT.S.A002 | ZCON_SCRAP | ZCON | NOS | 1 | 369 | INR
4000 | Sourthern Zone, Berhampur | 4200 | EHT (O&M) Circle, Jeypore | 4204 | EHT (O&M) Division, Rayagada | S244 | 220 kV Line S/D Therubali | 2000000123 | HOLDER 400W LAMP OF HPMV LIGHT FITTING | ILWR.HPMV.FT.S.E002 | ZCON_ACT | ZCON | NOS | 3 | 3 | INR
4000 | Sourthern Zone, Berhampur | 4200 | EHT (O&M) Circle, Jeypore | 4204 | EHT (O&M) Division, Rayagada | S242 | 132/33 kV T/L S/S S/D Rayagada | 2000000132 | CASING 400W LAMP OF HPSV LIGHT FITTING | ILWR.HPSV.FT.S.B002 | ZCON_SCRAP | ZCON | NOS | 9 | 9 | INR
4000 | Sourthern Zone, Berhampur | 4200 | EHT (O&M) Circle, Jeypore | 4204 | EHT (O&M) Division, Rayagada | S242 | 132/33 kV T/L S/S S/D Rayagada | 2000000134 | TUBULAR 400W LAMP OF HPSV LIGHT FITTING | ILWR.HPSV.FT.S.C002 | ZCON_SCRAP | ZCON | NOS | 1 | 438.37 | INR
4000 | Sourthern Zone, Berhampur | 4200 | EHT (O&M) Circle, Jeypore | 4204 | EHT (O&M) Division, Rayagada | S242 | 132/33 kV T/L S/S S/D Rayagada | 2000000139 | 400W CHOKE OF HPSV LIGHT FITTING SINGLE | ILWR.HPSV.FT.S.F002 | ZCON_SCRAP | ZCON | NOS | 1 | 1493.43 | INR
4000 | Sourthern Zone, Berhampur | 4200 | EHT (O&M) Circle, Jeypore | 4204 | EHT (O&M) Division, Rayagada | S244 | 220 kV Line S/D Therubali | 2000000139 | 400W CHOKE OF HPSV LIGHT FITTING SINGLE | ILWR.HPSV.FT.S.F002 | ZCON_ACT | ZCON | NOS | 3 | 4480.29 | INR
4000 | Sourthern Zone, Berhampur | 4200 | EHT (O&M) Circle, Jeypore | 4204 | EHT (O&M) Division, Rayagada | S24A | 132/33 kV T/L S/S S/D Akhusingh | 2000000145 | LED TYPE INDICATION LAMP (RED) | ILWR.INDIC.LAMP.A001 | ZCON_ACT | ZCON | NOS | 20 | 785.4 | INR
4000 | Sourthern Zone, Berhampur | 4200 | EHT (O&M) Circle, Jeypore | 4204 | EHT (O&M) Division, Rayagada | S242 | 132/33 kV T/L S/S S/D Rayagada | 2000000152 | INDICATOR LAMP FOR CONTROL PANEL | ILWR.INDIC.LAMP.A007 | ZCON_ACT | ZCON | NOS | 20 | 300 | INR
4000 | Sourthern Zone, Berhampur | 4200 | EHT (O&M) Circle, Jeypore | 4204 | EHT (O&M) Division, Rayagada | S24A | 132/33 kV T/L S/S S/D Akhusingh | 2000000153 | INDICATION LED 220V DC | ILWR.INDIC.LAMP.A009 | ZCON_ACT | ZCON | NOS | 14 | 14 | INR
4000 | Sourthern Zone, Berhampur | 4200 | EHT (O&M) Circle, Jeypore | 4204 | EHT (O&M) Division, Rayagada | S243 | 220/132/33 kV S/S S/D Therubali | 2000000159 | LED based Flood light fitting | ILWR.LED.FT.A012 | ZCON_US | ZCON | NOS | 90 | 90 | INR
4000 | Sourthern Zone, Berhampur | 4200 | EHT (O&M) Circle, Jeypore | 4204 | EHT (O&M) Division, Rayagada | S24A | 132/33 kV T/L S/S S/D Akhusingh | 2000000175 | 63A Tripple Pole (TP) MCB | ILWR.MCB.C004 | ZCON_ACT | ZCON | NOS | 1 | 3000 | INR
4000 | Sourthern Zone, Berhampur | 4200 | EHT (O&M) Circle, Jeypore | 4204 | EHT (O&M) Division, Rayagada | S244 | 220 kV Line S/D Therubali | 2000000198 | PVC PIPE | ILWR.PVCPIPE.A003 | ZCON_ACT | ZCON | M | 22 | 22 | INR
4000 | Sourthern Zone, Berhampur | 4200 | EHT (O&M) Circle, Jeypore | 4204 | EHT (O&M) Division, Rayagada | S245 | 132/33 kV T/L S/S S/D Muniguda | 2000000208 | CHEQURED PLATE | MISC.CHQD.PLATE.A001 | ZCON_FREE | ZCON | NOS | 1 | 0 | INR
4000 | Sourthern Zone, Berhampur | 4200 | EHT (O&M) Circle, Jeypore | 4204 | EHT (O&M) Division, Rayagada | S245 | 132/33 kV T/L S/S S/D Muniguda | 2000000211 | GASKET OF ASSORTED SIZE | MISC.GASKET.A001 | ZCON_FREE | ZCON | NOS | 57 | 0 | INR
4000 | Sourthern Zone, Berhampur | 4200 | EHT (O&M) Circle, Jeypore | 4204 | EHT (O&M) Division, Rayagada | S245 | 132/33 kV T/L S/S S/D Muniguda | 2000000223 | 10MM GASKET RUBBERISED | MISC.GASKET.R.A004 | ZCON_US | ZCON | NOS | 11 | 0.01 | INR
4000 | Sourthern Zone, Berhampur | 4200 | EHT (O&M) Circle, Jeypore | 4204 | EHT (O&M) Division, Rayagada | S245 | 132/33 kV T/L S/S S/D Muniguda | 2000000223 | 10MM GASKET RUBBERISED | MISC.GASKET.R.A004 | ZCON_FREE | ZCON | NOS | 38 | 0 | INR
4000 | Sourthern Zone, Berhampur | 4200 | EHT (O&M) Circle, Jeypore | 4204 | EHT (O&M) Division, Rayagada | S245 | 132/33 kV T/L S/S S/D Muniguda | 2000000232 | PLASTIC JARKIN | MISC.JARKIN.A001 | ZCON_FREE | ZCON | NOS | 52 | 0 | INR
4000 | Sourthern Zone, Berhampur | 4200 | EHT (O&M) Circle, Jeypore | 4204 | EHT (O&M) Division, Rayagada | S249 | 132/33 kV T/L S/S S/D Paralakhemundi | 2000000234 | MESSAGE IN / OUT LOG BOOK | MISC.LOGBOOK.A001 | ZCON_FREE | ZCON | NOS | 6 | 0 | INR
4000 | Sourthern Zone, Berhampur | 4200 | EHT (O&M) Circle, Jeypore | 4204 | EHT (O&M) Division, Rayagada | S249 | 132/33 kV T/L S/S S/D Paralakhemundi | 2000000235 | MESSAGE OUT LOG BOOK | MISC.LOGBOOK.A002 | ZCON_FREE | ZCON | NOS | 9 | 0 | INR
4000 | Sourthern Zone, Berhampur | 4200 | EHT (O&M) Circle, Jeypore | 4204 | EHT (O&M) Division, Rayagada | S245 | 132/33 kV T/L S/S S/D Muniguda | 2000000243 | N2 GAS CYLINDER | MISC.N2CYLNDR.A001 | ZCON_ACT | ZCON | NOS | 1 | 35776.42 | INR
4000 | Sourthern Zone, Berhampur | 4200 | EHT (O&M) Circle, Jeypore | 4204 | EHT (O&M) Division, Rayagada | S242 | 132/33 kV T/L S/S S/D Rayagada | 2000000243 | N2 GAS CYLINDER | MISC.N2CYLNDR.A001 | ZCON_ACT | ZCON | NOS | 1 | 35776.42 | INR
4000 | Sourthern Zone, Berhampur | 4200 | EHT (O&M) Circle, Jeypore | 4204 | EHT (O&M) Division, Rayagada | S249 | 132/33 kV T/L S/S S/D Paralakhemundi | 2000000244 | OIL SAMPLING BOTTLE / CONTAINER | MISC.OILSMPBOT.A001 | ZCON_FREE | ZCON | NOS | 10 | 0 | INR
4000 | Sourthern Zone, Berhampur | 4200 | EHT (O&M) Circle, Jeypore | 4204 | EHT (O&M) Division, Rayagada | S245 | 132/33 kV T/L S/S S/D Muniguda | 2000000248 | water sprayer | TNP.MISC.A110 | ZCON_US | ZCON | NOS | 1 | 0.01 | INR
4000 | Sourthern Zone, Berhampur | 4200 | EHT (O&M) Circle, Jeypore | 4204 | EHT (O&M) Division, Rayagada | S243 | 220/132/33 kV S/S S/D Therubali | 3000000001 | 220V 350AH BATTERY CHARGER | BAT.220CHRG.T.A007 | ZSPR_US | ZSPR | SET | 1 | 1 | INR
4000 | Sourthern Zone, Berhampur | 4200 | EHT (O&M) Circle, Jeypore | 4204 | EHT (O&M) Division, Rayagada | S242 | 132/33 kV T/L S/S S/D Rayagada | 3000000002 | 220V 350AH 35/60A BATTERY CHARGER | BAT.220CHRG.T.A009 | ZSPR_SH | ZSPR | SET | 1 | 1 | INR
4000 | Sourthern Zone, Berhampur | 4200 | EHT (O&M) Circle, Jeypore | 4204 | EHT (O&M) Division, Rayagada | S245 | 132/33 kV T/L S/S S/D Muniguda | 3000000004 | YKP29 350AH BATTERY Cell | BAT.350AH.A001 | ZSPR_ACT | ZSPR | SET | 1 | 191209 | INR
4000 | Sourthern Zone, Berhampur | 4200 | EHT (O&M) Circle, Jeypore | 4204 | EHT (O&M) Division, Rayagada | S247 | 220/33 kV S/S S/D Kashipur | 3000000005 | 48V BATTERY CHARGER | BAT.48CHRG.T.A009 | ZSPR_ACT | ZSPR | SET | 1 | 245454.55 | INR
4000 | Sourthern Zone, Berhampur | 4200 | EHT (O&M) Circle, Jeypore | 4204 | EHT (O&M) Division, Rayagada | S249 | 132/33 kV T/L S/S S/D Paralakhemundi | 3000000036 | Bushing for 12.5MVA Tfr Of CGL | BUSH.132CGL.BB02 | ZSPR_ACT | ZSPR | NOS | 1 | 0.5 | INR
4000 | Sourthern Zone, Berhampur | 4200 | EHT (O&M) Circle, Jeypore | 4204 | EHT (O&M) Division, Rayagada | S249 | 132/33 kV T/L S/S S/D Paralakhemundi | 3000000076 | LV BUSHING 12.5 MVA 132/33KV CGL Tfr | BUSH.33CGL.AA02 | ZSPR_FREE | ZSPR | NOS | 2 | 0 | INR
4000 | Sourthern Zone, Berhampur | 4200 | EHT (O&M) Circle, Jeypore | 4204 | EHT (O&M) Division, Rayagada | S249 | 132/33 kV T/L S/S S/D Paralakhemundi | 3000000082 | HV BUSHING FOR 250 KVA OTPL STATION Tfr | BUSH.33OTPL.BA11 | ZSPR_ACT | ZSPR | NOS | 3 | 4500 | INR
4000 | Sourthern Zone, Berhampur | 4200 | EHT (O&M) Circle, Jeypore | 4204 | EHT (O&M) Division, Rayagada | S249 | 132/33 kV T/L S/S S/D Paralakhemundi | 3000000088 | LV BUSHING w/o ROD-250KVA KTPL Tfr | BUSH.440KTPL.BB11 | ZSPR_FREE | ZSPR | NOS | 3 | 0 | INR
4000 | Sourthern Zone, Berhampur | 4200 | EHT (O&M) Circle, Jeypore | 4204 | EHT (O&M) Division, Rayagada | S245 | 132/33 kV T/L S/S S/D Muniguda | 3000000104 | 75 OHM HF COAXIAL CABLE | CBLE.COX.AR.G001 | ZSPR_ACT | ZSPR | KM | 1 | 50000 | INR
4000 | Sourthern Zone, Berhampur | 4200 | EHT (O&M) Circle, Jeypore | 4204 | EHT (O&M) Division, Rayagada | S243 | 220/132/33 kV S/S S/D Therubali | 3000000117 | 2.5 SQMM MSTRAND 5C AR CCABLE | CBLE.CTRL.AR.D005 | ZSPR_ACT | ZSPR | KM | 0.492 | 492 | INR
4000 | Sourthern Zone, Berhampur | 4200 | EHT (O&M) Circle, Jeypore | 4204 | EHT (O&M) Division, Rayagada | S243 | 220/132/33 kV S/S S/D Therubali | 3000000122 | 2.5sq.mm Control cable 10core | CBLE.CTRL.AR.D010 | ZSPR_ACT | ZSPR | KM | 0.73 | 730 | INR
4000 | Sourthern Zone, Berhampur | 4200 | EHT (O&M) Circle, Jeypore | 4204 | EHT (O&M) Division, Rayagada | S242 | 132/33 kV T/L S/S S/D Rayagada | 3000000123 | 2.5 SQMM 12C CONTROL CABLE CU | CBLE.CTRL.AR.D012 | ZSPR_ACT | ZSPR | KM | 0.55 | 2289942.17 | INR
4000 | Sourthern Zone, Berhampur | 4200 | EHT (O&M) Circle, Jeypore | 4204 | EHT (O&M) Division, Rayagada | S248 | 220/132/33 kV T/L S/S S/D Gunupur | 3000000123 | 2.5 SQMM 12C CONTROL CABLE CU | CBLE.CTRL.AR.D012 | ZSPR_ACT | ZSPR | KM | 0.056 | 233157.75 | INR
4000 | Sourthern Zone, Berhampur | 4200 | EHT (O&M) Circle, Jeypore | 4204 | EHT (O&M) Division, Rayagada | S249 | 132/33 kV T/L S/S S/D Paralakhemundi | 3000000125 | 2.5 SQMM 16C CONTROL CABLE CU | CBLE.CTRL.AR.D016 | ZSPR_FREE | ZSPR | KM | 0.05 | 0 | INR
4000 | Sourthern Zone, Berhampur | 4200 | EHT (O&M) Circle, Jeypore | 4204 | EHT (O&M) Division, Rayagada | S243 | 220/132/33 kV S/S S/D Therubali | 3000000127 | 2.5 SQMM 19C CONTROL CABLE AR | CBLE.CTRL.AR.D019 | ZSPR_ACT | ZSPR | KM | 0.6 | 600 | INR
4000 | Sourthern Zone, Berhampur | 4200 | EHT (O&M) Circle, Jeypore | 4204 | EHT (O&M) Division, Rayagada | S24A | 132/33 kV T/L S/S S/D Akhusingh | 3000000138 | 2.5 SQMM 9C CONTROL CABLE | CBLE.CTRL.UAR.C009 | ZSPR_ACT | ZSPR | KM | 0.144 | 1.44 | INR
4000 | Sourthern Zone, Berhampur | 4200 | EHT (O&M) Circle, Jeypore | 4204 | EHT (O&M) Division, Rayagada | S245 | 132/33 kV T/L S/S S/D Muniguda | 3000000140 | 2.5 SQMM 12C CONTROL CABLE | CBLE.CTRL.UAR.C012 | ZSPR_ACT | ZSPR | KM | 0.065 | 26014.11 | INR
4000 | Sourthern Zone, Berhampur | 4200 | EHT (O&M) Circle, Jeypore | 4204 | EHT (O&M) Division, Rayagada | S247 | 220/33 kV S/S S/D Kashipur | 3000000141 | 2.5 SQMM 16C CONTROL CABLE | CBLE.CTRL.UAR.C016 | ZSPR_ACT | ZSPR | KM | 0.056 | 16.63 | INR
4000 | Sourthern Zone, Berhampur | 4200 | EHT (O&M) Circle, Jeypore | 4204 | EHT (O&M) Division, Rayagada | S248 | 220/132/33 kV T/L S/S S/D Gunupur | 3000000144 | 12C X 2.5SQMM CONTROL UNARMOURED CABLE | CBLE.CTRL.UAR.D0012 | ZSPR_ACT | ZSPR | KM | 0.062 | 18228 | INR
4000 | Sourthern Zone, Berhampur | 4200 | EHT (O&M) Circle, Jeypore | 4204 | EHT (O&M) Division, Rayagada | S245 | 132/33 kV T/L S/S S/D Muniguda | 3000000145 | 2C X 2.5SQMM CONTROL UNARMOURED CABLE | CBLE.CTRL.UAR.D002 | ZSPR_ACT | ZSPR | KM | 0.01 | 464.31 | INR
4000 | Sourthern Zone, Berhampur | 4200 | EHT (O&M) Circle, Jeypore | 4204 | EHT (O&M) Division, Rayagada | S249 | 132/33 kV T/L S/S S/D Paralakhemundi | 3000000145 | 2C X 2.5SQMM CONTROL UNARMOURED CABLE | CBLE.CTRL.UAR.D002 | ZSPR_FREE | ZSPR | KM | 0.08 | 0 | INR
4000 | Sourthern Zone, Berhampur | 4200 | EHT (O&M) Circle, Jeypore | 4204 | EHT (O&M) Division, Rayagada | S248 | 220/132/33 kV T/L S/S S/D Gunupur | 3000000145 | 2C X 2.5SQMM CONTROL UNARMOURED CABLE | CBLE.CTRL.UAR.D002 | ZSPR_ACT | ZSPR | KM | 0.205 | 9518.41 | INR
4000 | Sourthern Zone, Berhampur | 4200 | EHT (O&M) Circle, Jeypore | 4204 | EHT (O&M) Division, Rayagada | S248 | 220/132/33 kV T/L S/S S/D Gunupur | 3000000145 | 2C X 2.5SQMM CONTROL UNARMOURED CABLE | CBLE.CTRL.UAR.D002 | ZSPR_ACT | ZSPR | KM | 0.695 | 32269.72 | INR
4000 | Sourthern Zone, Berhampur | 4200 | EHT (O&M) Circle, Jeypore | 4204 | EHT (O&M) Division, Rayagada | S247 | 220/33 kV S/S S/D Kashipur | 3000000145 | 2C X 2.5SQMM CONTROL UNARMOURED CABLE | CBLE.CTRL.UAR.D002 | ZSPR_ACT | ZSPR | KM | 0.375 | 17411.72 | INR
4000 | Sourthern Zone, Berhampur | 4200 | EHT (O&M) Circle, Jeypore | 4204 | EHT (O&M) Division, Rayagada | S249 | 132/33 kV T/L S/S S/D Paralakhemundi | 3000000147 | 2.5sq.mm Control cable 4 Core | CBLE.CTRL.UAR.D004 | ZSPR_ACT | ZSPR | KM | 0.25 | 14550 | INR
4000 | Sourthern Zone, Berhampur | 4200 | EHT (O&M) Circle, Jeypore | 4204 | EHT (O&M) Division, Rayagada | S248 | 220/132/33 kV T/L S/S S/D Gunupur | 3000000148 | 5C X 2.5SQMM CONTROL UNARMOURED CABLE | CBLE.CTRL.UAR.D005 | ZSPR_ACT | ZSPR | KM | 0.002 | 266 | INR
4000 | Sourthern Zone, Berhampur | 4200 | EHT (O&M) Circle, Jeypore | 4204 | EHT (O&M) Division, Rayagada | S243 | 220/132/33 kV S/S S/D Therubali | 3000000149 | 7C X 2.5SQMM CONTROL UNARMOURED CABLE | CBLE.CTRL.UAR.D007 | ZSPR_ACT | ZSPR | KM | 0.6 | 38439.74 | INR
4000 | Sourthern Zone, Berhampur | 4200 | EHT (O&M) Circle, Jeypore | 4204 | EHT (O&M) Division, Rayagada | S247 | 220/33 kV S/S S/D Kashipur | 3000000149 | 7C X 2.5SQMM CONTROL UNARMOURED CABLE | CBLE.CTRL.UAR.D007 | ZSPR_ACT | ZSPR | KM | 0.049 | 3139.25 | INR
4000 | Sourthern Zone, Berhampur | 4200 | EHT (O&M) Circle, Jeypore | 4204 | EHT (O&M) Division, Rayagada | S248 | 220/132/33 kV T/L S/S S/D Gunupur | 3000000149 | 7C X 2.5SQMM CONTROL UNARMOURED CABLE | CBLE.CTRL.UAR.D007 | ZSPR_ACT | ZSPR | KM | 0.009 | 576.6 | INR
4000 | Sourthern Zone, Berhampur | 4200 | EHT (O&M) Circle, Jeypore | 4204 | EHT (O&M) Division, Rayagada | S245 | 132/33 kV T/L S/S S/D Muniguda | 3000000149 | 7C X 2.5SQMM CONTROL UNARMOURED CABLE | CBLE.CTRL.UAR.D007 | ZSPR_ACT | ZSPR | KM | 0.52 | 33314.44 | INR
4000 | Sourthern Zone, Berhampur | 4200 | EHT (O&M) Circle, Jeypore | 4204 | EHT (O&M) Division, Rayagada | S242 | 132/33 kV T/L S/S S/D Rayagada | 3000000150 | 9C X 2.5SQMM CONTROL UNARMOURED CABLE | CBLE.CTRL.UAR.D009 | ZSPR_ACT | ZSPR | KM | 1.925 | 1925 | INR
4000 | Sourthern Zone, Berhampur | 4200 | EHT (O&M) Circle, Jeypore | 4204 | EHT (O&M) Division, Rayagada | S248 | 220/132/33 kV T/L S/S S/D Gunupur | 3000000151 | 2.5 SQMM MSTRAND 10C AR CCABLE | CBLE.CTRL.UAR.D010 | ZSPR_ACT | ZSPR | KM | 0.051 | 9033.15 | INR
4000 | Sourthern Zone, Berhampur | 4200 | EHT (O&M) Circle, Jeypore | 4204 | EHT (O&M) Division, Rayagada | S247 | 220/33 kV S/S S/D Kashipur | 3000000151 | 2.5 SQMM MSTRAND 10C AR CCABLE | CBLE.CTRL.UAR.D010 | ZSPR_ACT | ZSPR | KM | 0.1 | 17712.07 | INR
4000 | Sourthern Zone, Berhampur | 4200 | EHT (O&M) Circle, Jeypore | 4204 | EHT (O&M) Division, Rayagada | S245 | 132/33 kV T/L S/S S/D Muniguda | 3000000151 | 2.5 SQMM MSTRAND 10C AR CCABLE | CBLE.CTRL.UAR.D010 | ZSPR_ACT | ZSPR | KM | 0.401 | 71025.38 | INR
4000 | Sourthern Zone, Berhampur | 4200 | EHT (O&M) Circle, Jeypore | 4204 | EHT (O&M) Division, Rayagada | S245 | 132/33 kV T/L S/S S/D Muniguda | 3000000152 | 16CX2.5SQMM CONTROL UNARMOURED CABLE | CBLE.CTRL.UAR.D016 | ZSPR_ACT | ZSPR | KM | 0.04 | 13554.4 | INR
4000 | Sourthern Zone, Berhampur | 4200 | EHT (O&M) Circle, Jeypore | 4204 | EHT (O&M) Division, Rayagada | S243 | 220/132/33 kV S/S S/D Therubali | 3000000153 | 19CX2.5SQMM CONTROL UR CABLE | CBLE.CTRL.UAR.D019 | ZSPR_ACT | ZSPR | KM | 0.315 | 45123.94 | INR
4000 | Sourthern Zone, Berhampur | 4200 | EHT (O&M) Circle, Jeypore | 4204 | EHT (O&M) Division, Rayagada | S245 | 132/33 kV T/L S/S S/D Muniguda | 3000000153 | 19CX2.5SQMM CONTROL UR CABLE | CBLE.CTRL.UAR.D019 | ZSPR_ACT | ZSPR | KM | 0.22 | 31515.14 | INR
4000 | Sourthern Zone, Berhampur | 4200 | EHT (O&M) Circle, Jeypore | 4204 | EHT (O&M) Division, Rayagada | S248 | 220/132/33 kV T/L S/S S/D Gunupur | 3000000153 | 19CX2.5SQMM CONTROL UR CABLE | CBLE.CTRL.UAR.D019 | ZSPR_ACT | ZSPR | KM | 0.032 | 4584.02 | INR
4000 | Sourthern Zone, Berhampur | 4200 | EHT (O&M) Circle, Jeypore | 4204 | EHT (O&M) Division, Rayagada | S247 | 220/33 kV S/S S/D Kashipur | 3000000153 | 19CX2.5SQMM CONTROL UR CABLE | CBLE.CTRL.UAR.D019 | ZSPR_ACT | ZSPR | KM | 0.166 | 23779.61 | INR
4000 | Sourthern Zone, Berhampur | 4200 | EHT (O&M) Circle, Jeypore | 4204 | EHT (O&M) Division, Rayagada | S24A | 132/33 kV T/L S/S S/D Akhusingh | 3000000153 | 19CX2.5SQMM CONTROL UR CABLE | CBLE.CTRL.UAR.D019 | ZSPR_ACT | ZSPR | KM | 0.15 | 21487.6 | INR
4000 | Sourthern Zone, Berhampur | 4200 | EHT (O&M) Circle, Jeypore | 4204 | EHT (O&M) Division, Rayagada | S248 | 220/132/33 kV T/L S/S S/D Gunupur | 3000000153 | 19CX2.5SQMM CONTROL UR CABLE | CBLE.CTRL.UAR.D019 | ZSPR_ACT | ZSPR | KM | 0.055 | 7878.79 | INR
4000 | Sourthern Zone, Berhampur | 4200 | EHT (O&M) Circle, Jeypore | 4204 | EHT (O&M) Division, Rayagada | S245 | 132/33 kV T/L S/S S/D Muniguda | 3000000157 | 4 SQMM 2C CONTROL CABLE | CBLE.CTRL.UAR.F002 | ZSPR_ACT | ZSPR | KM | 0.014 | 0.14 | INR
4000 | Sourthern Zone, Berhampur | 4200 | EHT (O&M) Circle, Jeypore | 4204 | EHT (O&M) Division, Rayagada | S248 | 220/132/33 kV T/L S/S S/D Gunupur | 3000000158 | 4 SQMM 4 C CONTROL CABLE | CBLE.CTRL.UAR.F004 | ZSPR_ACT | ZSPR | KM | 0.125 | 18290 | INR
4000 | Sourthern Zone, Berhampur | 4200 | EHT (O&M) Circle, Jeypore | 4204 | EHT (O&M) Division, Rayagada | S245 | 132/33 kV T/L S/S S/D Muniguda | 3000000174 | COPPER CABLE LUG OF DIFFERENT SIZES | CBLE.LUG.CU.A001 | ZSPR_FREE | ZSPR | NOS | 100 | 0 | INR
4000 | Sourthern Zone, Berhampur | 4200 | EHT (O&M) Circle, Jeypore | 4204 | EHT (O&M) Division, Rayagada | S248 | 220/132/33 kV T/L S/S S/D Gunupur | 3000000189 | 2Cx10SQMM AL POWER CABLE | CBLE.PWR.AL.AR.A013 | ZSPR_ACT | ZSPR | KM | 0.027 | 1655.11 | INR
4000 | Sourthern Zone, Berhampur | 4200 | EHT (O&M) Circle, Jeypore | 4204 | EHT (O&M) Division, Rayagada | S242 | 132/33 kV T/L S/S S/D Rayagada | 3000000191 | 3.5Cx16 Sqmm AL PWR cable | CBLE.PWR.AL.AR.D002 | ZSPR_FREE | ZSPR | KM | 0.028 | 0 | INR
4000 | Sourthern Zone, Berhampur | 4200 | EHT (O&M) Circle, Jeypore | 4204 | EHT (O&M) Division, Rayagada | S243 | 220/132/33 kV S/S S/D Therubali | 3000000192 | 3.5Cx25Sqmm AL PWR cable | CBLE.PWR.AL.AR.D003 | ZSPR_ACT | ZSPR | KM | 0.237 | 237 | INR
4000 | Sourthern Zone, Berhampur | 4200 | EHT (O&M) Circle, Jeypore | 4204 | EHT (O&M) Division, Rayagada | S247 | 220/33 kV S/S S/D Kashipur | 3000000193 | 3.5Cx35 Sqmm AL PWR cable | CBLE.PWR.AL.AR.D004 | ZSPR_ACT | ZSPR | KM | 0.1 | 1792.66 | INR
4000 | Sourthern Zone, Berhampur | 4200 | EHT (O&M) Circle, Jeypore | 4204 | EHT (O&M) Division, Rayagada | S245 | 132/33 kV T/L S/S S/D Muniguda | 3000000193 | 3.5Cx35 Sqmm AL PWR cable | CBLE.PWR.AL.AR.D004 | ZSPR_ACT | ZSPR | KM | 0.262 | 4696.77 | INR
4000 | Sourthern Zone, Berhampur | 4200 | EHT (O&M) Circle, Jeypore | 4204 | EHT (O&M) Division, Rayagada | S243 | 220/132/33 kV S/S S/D Therubali | 3000000193 | 3.5Cx35 Sqmm AL PWR cable | CBLE.PWR.AL.AR.D004 | ZSPR_ACT | ZSPR | KM | 0.685 | 12279.71 | INR
4000 | Sourthern Zone, Berhampur | 4200 | EHT (O&M) Circle, Jeypore | 4204 | EHT (O&M) Division, Rayagada | S248 | 220/132/33 kV T/L S/S S/D Gunupur | 3000000193 | 3.5Cx35 Sqmm AL PWR cable | CBLE.PWR.AL.AR.D004 | ZSPR_ACT | ZSPR | KM | 0.013 | 233.05 | INR
4000 | Sourthern Zone, Berhampur | 4200 | EHT (O&M) Circle, Jeypore | 4204 | EHT (O&M) Division, Rayagada | S248 | 220/132/33 kV T/L S/S S/D Gunupur | 3000000195 | 3.5Cx70 Sqmm AL PWR cable | CBLE.PWR.AL.AR.D006 | ZSPR_ACT | ZSPR | KM | 0.17 | 24185.35 | INR
4000 | Sourthern Zone, Berhampur | 4200 | EHT (O&M) Circle, Jeypore | 4204 | EHT (O&M) Division, Rayagada | S247 | 220/33 kV S/S S/D Kashipur | 3000000195 | 3.5Cx70 Sqmm AL PWR cable | CBLE.PWR.AL.AR.D006 | ZSPR_ACT | ZSPR | KM | 0.15 | 21340.02 | INR
4000 | Sourthern Zone, Berhampur | 4200 | EHT (O&M) Circle, Jeypore | 4204 | EHT (O&M) Division, Rayagada | S245 | 132/33 kV T/L S/S S/D Muniguda | 3000000195 | 3.5Cx70 Sqmm AL PWR cable | CBLE.PWR.AL.AR.D006 | ZSPR_ACT | ZSPR | KM | 0.035 | 4979.34 | INR
4000 | Sourthern Zone, Berhampur | 4200 | EHT (O&M) Circle, Jeypore | 4204 | EHT (O&M) Division, Rayagada | S243 | 220/132/33 kV S/S S/D Therubali | 3000000195 | 3.5Cx70 Sqmm AL PWR cable | CBLE.PWR.AL.AR.D006 | ZSPR_ACT | ZSPR | KM | 0.34 | 48370.7 | INR
4000 | Sourthern Zone, Berhampur | 4200 | EHT (O&M) Circle, Jeypore | 4204 | EHT (O&M) Division, Rayagada | S243 | 220/132/33 kV S/S S/D Therubali | 3000000196 | 3.5Cx95 Sqmm AL PWR cable | CBLE.PWR.AL.AR.D007 | ZSPR_ACT | ZSPR | KM | 0.227 | 330596.16 | INR
4000 | Sourthern Zone, Berhampur | 4200 | EHT (O&M) Circle, Jeypore | 4204 | EHT (O&M) Division, Rayagada | S24A | 132/33 kV T/L S/S S/D Akhusingh | 3000000196 | 3.5Cx95 Sqmm AL PWR cable | CBLE.PWR.AL.AR.D007 | ZSPR_ACT | ZSPR | KM | 0.5 | 728185.36 | INR
4000 | Sourthern Zone, Berhampur | 4200 | EHT (O&M) Circle, Jeypore | 4204 | EHT (O&M) Division, Rayagada | S242 | 132/33 kV T/L S/S S/D Rayagada | 3000000196 | 3.5Cx95 Sqmm AL PWR cable | CBLE.PWR.AL.AR.D007 | ZSPR_FREE | ZSPR | KM | 0.05 | 0 | INR
4000 | Sourthern Zone, Berhampur | 4200 | EHT (O&M) Circle, Jeypore | 4204 | EHT (O&M) Division, Rayagada | S24A | 132/33 kV T/L S/S S/D Akhusingh | 3000000196 | 3.5Cx95 Sqmm AL PWR cable | CBLE.PWR.AL.AR.D007 | ZSPR_US | ZSPR | KM | 0.5 | 0.01 | INR
4000 | Sourthern Zone, Berhampur | 4200 | EHT (O&M) Circle, Jeypore | 4204 | EHT (O&M) Division, Rayagada | S246 | 220/33KV S/S S/D Laxmipur | 3000000197 | 3.5Cx120 Sqmm AL PWR cable | CBLE.PWR.AL.AR.D008 | ZSPR_ACT | ZSPR | KM | 0.168 | 19586.48 | INR
4000 | Sourthern Zone, Berhampur | 4200 | EHT (O&M) Circle, Jeypore | 4204 | EHT (O&M) Division, Rayagada | S245 | 132/33 kV T/L S/S S/D Muniguda | 3000000197 | 3.5Cx120 Sqmm AL PWR cable | CBLE.PWR.AL.AR.D008 | ZSPR_ACT | ZSPR | KM | 0.136 | 15855.72 | INR
4000 | Sourthern Zone, Berhampur | 4200 | EHT (O&M) Circle, Jeypore | 4204 | EHT (O&M) Division, Rayagada | S243 | 220/132/33 kV S/S S/D Therubali | 3000000197 | 3.5Cx120 Sqmm AL PWR cable | CBLE.PWR.AL.AR.D008 | ZSPR_ACT | ZSPR | KM | 0.17 | 19819.64 | INR
4000 | Sourthern Zone, Berhampur | 4200 | EHT (O&M) Circle, Jeypore | 4204 | EHT (O&M) Division, Rayagada | S247 | 220/33 kV S/S S/D Kashipur | 3000000197 | 3.5Cx120 Sqmm AL PWR cable | CBLE.PWR.AL.AR.D008 | ZSPR_ACT | ZSPR | KM | 0.1 | 11658.62 | INR
4000 | Sourthern Zone, Berhampur | 4200 | EHT (O&M) Circle, Jeypore | 4204 | EHT (O&M) Division, Rayagada | S242 | 132/33 kV T/L S/S S/D Rayagada | 3000000198 | 3.5Cx185 Sqmm AL PWR cable | CBLE.PWR.AL.AR.D010 | ZSPR_SCRAP | ZSPR | KM | 0.206 | 61800 | INR
4000 | Sourthern Zone, Berhampur | 4200 | EHT (O&M) Circle, Jeypore | 4204 | EHT (O&M) Division, Rayagada | S246 | 220/33KV S/S S/D Laxmipur | 3000000198 | 3.5Cx185 Sqmm AL PWR cable | CBLE.PWR.AL.AR.D010 | ZSPR_ACT | ZSPR | KM | 0.154 | 19123.44 | INR
4000 | Sourthern Zone, Berhampur | 4200 | EHT (O&M) Circle, Jeypore | 4204 | EHT (O&M) Division, Rayagada | S247 | 220/33 kV S/S S/D Kashipur | 3000000198 | 3.5Cx185 Sqmm AL PWR cable | CBLE.PWR.AL.AR.D010 | ZSPR_ACT | ZSPR | KM | 0.5 | 62089.08 | INR
4000 | Sourthern Zone, Berhampur | 4200 | EHT (O&M) Circle, Jeypore | 4204 | EHT (O&M) Division, Rayagada | S243 | 220/132/33 kV S/S S/D Therubali | 3000000198 | 3.5Cx185 Sqmm AL PWR cable | CBLE.PWR.AL.AR.D010 | ZSPR_ACT | ZSPR | KM | 0.15 | 18626.72 | INR
4000 | Sourthern Zone, Berhampur | 4200 | EHT (O&M) Circle, Jeypore | 4204 | EHT (O&M) Division, Rayagada | S245 | 132/33 kV T/L S/S S/D Muniguda | 3000000198 | 3.5Cx185 Sqmm AL PWR cable | CBLE.PWR.AL.AR.D010 | ZSPR_ACT | ZSPR | KM | 0.04 | 4967.13 | INR
4000 | Sourthern Zone, Berhampur | 4200 | EHT (O&M) Circle, Jeypore | 4204 | EHT (O&M) Division, Rayagada | S246 | 220/33KV S/S S/D Laxmipur | 3000000199 | 3.5Cx300 Sqmm AL PWR cable | CBLE.PWR.AL.AR.D011 | ZSPR_ACT | ZSPR | KM | 0.165 | 39012.7 | INR
4000 | Sourthern Zone, Berhampur | 4200 | EHT (O&M) Circle, Jeypore | 4204 | EHT (O&M) Division, Rayagada | S247 | 220/33 kV S/S S/D Kashipur | 3000000199 | 3.5Cx300 Sqmm AL PWR cable | CBLE.PWR.AL.AR.D011 | ZSPR_ACT | ZSPR | KM | 0.1 | 23644.06 | INR
4000 | Sourthern Zone, Berhampur | 4200 | EHT (O&M) Circle, Jeypore | 4204 | EHT (O&M) Division, Rayagada | S245 | 132/33 kV T/L S/S S/D Muniguda | 3000000199 | 3.5Cx300 Sqmm AL PWR cable | CBLE.PWR.AL.AR.D011 | ZSPR_ACT | ZSPR | KM | 0.085 | 20097.45 | INR
4000 | Sourthern Zone, Berhampur | 4200 | EHT (O&M) Circle, Jeypore | 4204 | EHT (O&M) Division, Rayagada | S243 | 220/132/33 kV S/S S/D Therubali | 3000000199 | 3.5Cx300 Sqmm AL PWR cable | CBLE.PWR.AL.AR.D011 | ZSPR_ACT | ZSPR | KM | 0.16 | 37830.5 | INR
4000 | Sourthern Zone, Berhampur | 4200 | EHT (O&M) Circle, Jeypore | 4204 | EHT (O&M) Division, Rayagada | S243 | 220/132/33 kV S/S S/D Therubali | 3000000200 | 4Cx16 Sqmm AL PWR cable | CBLE.PWR.AL.AR.E002 | ZSPR_ACT | ZSPR | KM | 0.199 | 199 | INR
4000 | Sourthern Zone, Berhampur | 4200 | EHT (O&M) Circle, Jeypore | 4204 | EHT (O&M) Division, Rayagada | S245 | 132/33 kV T/L S/S S/D Muniguda | 3000000200 | 4Cx16 Sqmm AL PWR cable | CBLE.PWR.AL.AR.E002 | ZSPR_ACT | ZSPR | KM | 0.056 | 56 | INR
4000 | Sourthern Zone, Berhampur | 4200 | EHT (O&M) Circle, Jeypore | 4204 | EHT (O&M) Division, Rayagada | S248 | 220/132/33 kV T/L S/S S/D Gunupur | 3000000208 | 4Cx6 Sqmm AL POWER CABLE | CBLE.PWR.AL.AR.E018 | ZSPR_ACT | ZSPR | KM | 0.045 | 2212.88 | INR
4000 | Sourthern Zone, Berhampur | 4200 | EHT (O&M) Circle, Jeypore | 4204 | EHT (O&M) Division, Rayagada | S247 | 220/33 kV S/S S/D Kashipur | 3000000208 | 4Cx6 Sqmm AL POWER CABLE | CBLE.PWR.AL.AR.E018 | ZSPR_ACT | ZSPR | KM | 0.24 | 11802.05 | INR
4000 | Sourthern Zone, Berhampur | 4200 | EHT (O&M) Circle, Jeypore | 4204 | EHT (O&M) Division, Rayagada | S245 | 132/33 kV T/L S/S S/D Muniguda | 3000000208 | 4Cx6 Sqmm AL POWER CABLE | CBLE.PWR.AL.AR.E018 | ZSPR_ACT | ZSPR | KM | 0.353 | 17358.85 | INR
4000 | Sourthern Zone, Berhampur | 4200 | EHT (O&M) Circle, Jeypore | 4204 | EHT (O&M) Division, Rayagada | S248 | 220/132/33 kV T/L S/S S/D Gunupur | 3000000209 | 2Cx6 Sqmm AL POWER CABLE | CBLE.PWR.AL.UAR.A005 | ZSPR_ACT | ZSPR | KM | 0.098 | 1651.8 | INR
4000 | Sourthern Zone, Berhampur | 4200 | EHT (O&M) Circle, Jeypore | 4204 | EHT (O&M) Division, Rayagada | S245 | 132/33 kV T/L S/S S/D Muniguda | 3000000209 | 2Cx6 Sqmm AL POWER CABLE | CBLE.PWR.AL.UAR.A005 | ZSPR_ACT | ZSPR | KM | 0.25 | 4213.78 | INR
4000 | Sourthern Zone, Berhampur | 4200 | EHT (O&M) Circle, Jeypore | 4204 | EHT (O&M) Division, Rayagada | S243 | 220/132/33 kV S/S S/D Therubali | 3000000209 | 2Cx6 Sqmm AL POWER CABLE | CBLE.PWR.AL.UAR.A005 | ZSPR_ACT | ZSPR | KM | 1.129 | 19029.42 | INR
4000 | Sourthern Zone, Berhampur | 4200 | EHT (O&M) Circle, Jeypore | 4204 | EHT (O&M) Division, Rayagada | S245 | 132/33 kV T/L S/S S/D Muniguda | 3000000218 | 1Cx120 SQMM POWER CABLE CU | CBLE.PWR.CU.UAR.A008 | ZSPR_ACT | ZSPR | KM | 0.05 | 41650 | INR
4000 | Sourthern Zone, Berhampur | 4200 | EHT (O&M) Circle, Jeypore | 4204 | EHT (O&M) Division, Rayagada | S248 | 220/132/33 kV T/L S/S S/D Gunupur | 3000000253 | G.I Cable Trays(size: 450x75x2500mm) | CBLE.TRAY.A008 | ZSPR_ACT | ZSPR | M | 414.975 | 329075.18 | INR
4000 | Sourthern Zone, Berhampur | 4200 | EHT (O&M) Circle, Jeypore | 4204 | EHT (O&M) Division, Rayagada | S248 | 220/132/33 kV T/L S/S S/D Gunupur | 3000000255 | 150x75x2500 cable tray in mtr | CBLE.TRAY.A016 | ZSPR_ACT | ZSPR | M | 203.08 | 91269.41 | INR
4000 | Sourthern Zone, Berhampur | 4200 | EHT (O&M) Circle, Jeypore | 4204 | EHT (O&M) Division, Rayagada | S246 | 220/33KV S/S S/D Laxmipur | 3000000255 | 150x75x2500 cable tray in mtr | CBLE.TRAY.A016 | ZSPR_ACT | ZSPR | M | 120 | 53931.1 | INR
4000 | Sourthern Zone, Berhampur | 4200 | EHT (O&M) Circle, Jeypore | 4204 | EHT (O&M) Division, Rayagada | S245 | 132/33 kV T/L S/S S/D Muniguda | 3000000255 | 150x75x2500 cable tray in mtr | CBLE.TRAY.A016 | ZSPR_ACT | ZSPR | M | 35 | 15729.9 | INR
4000 | Sourthern Zone, Berhampur | 4200 | EHT (O&M) Circle, Jeypore | 4204 | EHT (O&M) Division, Rayagada | S242 | 132/33 kV T/L S/S S/D Rayagada | 3000000257 | 132kV COUPLING CAPACITOR, 5575 pF | CC.132.C001 | ZSPR_SCRAP | ZSPR | NOS | 2 | 2 | INR
4000 | Sourthern Zone, Berhampur | 4200 | EHT (O&M) Circle, Jeypore | 4204 | EHT (O&M) Division, Rayagada | S243 | 220/132/33 kV S/S S/D Therubali | 3000000268 | BIMETALLIC CTSTUD CLAMP 25MM | CLMP.ASRT.A006 | ZSPR_ACT | ZSPR | NOS | 17 | 28900 | INR
4000 | Sourthern Zone, Berhampur | 4200 | EHT (O&M) Circle, Jeypore | 4204 | EHT (O&M) Division, Rayagada | S242 | 132/33 kV T/L S/S S/D Rayagada | 3000000269 | T/I CLAMP FOR ZEBRA CONDUCTOR | CLMP.ASRT.A008 | ZSPR_ACT | ZSPR | NOS | 9 | 9 | INR
4000 | Sourthern Zone, Berhampur | 4200 | EHT (O&M) Circle, Jeypore | 4204 | EHT (O&M) Division, Rayagada | S243 | 220/132/33 kV S/S S/D Therubali | 3000000291 | ISOLATOR CLAMP BIMETALIC-ZEBRA | CLMP.ISO.AL.A001 | ZSPR_ACT | ZSPR | NOS | 8 | 8 | INR
4000 | Sourthern Zone, Berhampur | 4200 | EHT (O&M) Circle, Jeypore | 4204 | EHT (O&M) Division, Rayagada | S249 | 132/33 kV T/L S/S S/D Paralakhemundi | 3000000293 | 33KV Isolator Pad Clamp for Zebra | CLMP.ISO.AL.A004 | ZSPR_FREE | ZSPR | NOS | 6 | 0 | INR
4000 | Sourthern Zone, Berhampur | 4200 | EHT (O&M) Circle, Jeypore | 4204 | EHT (O&M) Division, Rayagada | S24A | 132/33 kV T/L S/S S/D Akhusingh | 3000000312 | L PAD CLAMP AL FOR PAD TO PANTHER | CLMP.LPAD.AL.A004 | ZSPR_ACT | ZSPR | NOS | 13 | 0.13 | INR
4000 | Sourthern Zone, Berhampur | 4200 | EHT (O&M) Circle, Jeypore | 4204 | EHT (O&M) Division, Rayagada | S248 | 220/132/33 kV T/L S/S S/D Gunupur | 3000000319 | 33kV CB PAD CLAMP AL FOR ZEBRA | CLMP.PAD.AL.A002 | ZSPR_ACT | ZSPR | NOS | 12 | 5568.02 | INR
4000 | Sourthern Zone, Berhampur | 4200 | EHT (O&M) Circle, Jeypore | 4204 | EHT (O&M) Division, Rayagada | S24A | 132/33 kV T/L S/S S/D Akhusingh | 3000000319 | 33kV CB PAD CLAMP AL FOR ZEBRA | CLMP.PAD.AL.A002 | ZSPR_ACT | ZSPR | NOS | 3 | 1392.01 | INR
4000 | Sourthern Zone, Berhampur | 4200 | EHT (O&M) Circle, Jeypore | 4204 | EHT (O&M) Division, Rayagada | S248 | 220/132/33 kV T/L S/S S/D Gunupur | 3000000320 | PAD CLAMP AL FOR MOOSE | CLMP.PAD.AL.A003 | ZSPR_ACT | ZSPR | NOS | 15 | 9608.33 | INR
4000 | Sourthern Zone, Berhampur | 4200 | EHT (O&M) Circle, Jeypore | 4204 | EHT (O&M) Division, Rayagada | S243 | 220/132/33 kV S/S S/D Therubali | 3000000320 | PAD CLAMP AL FOR MOOSE | CLMP.PAD.AL.A003 | ZSPR_ACT | ZSPR | NOS | 120 | 76866.67 | INR
4000 | Sourthern Zone, Berhampur | 4200 | EHT (O&M) Circle, Jeypore | 4204 | EHT (O&M) Division, Rayagada | S242 | 132/33 kV T/L S/S S/D Rayagada | 3000000326 | PAD CLAMP ALLUMINIUM FOR PANTHER | CLMP.PAD.AL.B001 | ZSPR_ACT | ZSPR | NOS | 15 | 1 | INR
4000 | Sourthern Zone, Berhampur | 4200 | EHT (O&M) Circle, Jeypore | 4204 | EHT (O&M) Division, Rayagada | S249 | 132/33 kV T/L S/S S/D Paralakhemundi | 3000000327 | 4 BOLTED PAD CLAMP ALLUMINIUM FOR ZEBRA | CLMP.PAD.AL.B003 | ZSPR_ACT | ZSPR | NOS | 25 | 32500 | INR
4000 | Sourthern Zone, Berhampur | 4200 | EHT (O&M) Circle, Jeypore | 4204 | EHT (O&M) Division, Rayagada | S242 | 132/33 kV T/L S/S S/D Rayagada | 3000000328 | 6 BOLTED PAD CLAMP ALLUMINIUM FOR ZEBRA | CLMP.PAD.AL.B004 | ZSPR_ACT | ZSPR | NOS | 4 | 5200 | INR
4000 | Sourthern Zone, Berhampur | 4200 | EHT (O&M) Circle, Jeypore | 4204 | EHT (O&M) Division, Rayagada | S243 | 220/132/33 kV S/S S/D Therubali | 3000000331 | BIMETALIC PAD CLAMP FOR PANTHER | CLMP.PAD.BI.A001 | ZSPR_ACT | ZSPR | NOS | 13 | 4370.6 | INR
4000 | Sourthern Zone, Berhampur | 4200 | EHT (O&M) Circle, Jeypore | 4204 | EHT (O&M) Division, Rayagada | S244 | 220 kV Line S/D Therubali | 3000000342 | 1 BOLTED PG CLAMP FOR PANTHER - PANTHER | CLMP.PG.A001 | ZSPR_ACT | ZSPR | NOS | 4 | 901 | INR
4000 | Sourthern Zone, Berhampur | 4200 | EHT (O&M) Circle, Jeypore | 4204 | EHT (O&M) Division, Rayagada | S242 | 132/33 kV T/L S/S S/D Rayagada | 3000000347 | 2 BOLTED PG CLAMP FOR PANTHER -PANTHER | CLMP.PG.B001 | ZSPR_ACT | ZSPR | NOS | 16 | 3751 | INR
4000 | Sourthern Zone, Berhampur | 4200 | EHT (O&M) Circle, Jeypore | 4204 | EHT (O&M) Division, Rayagada | S248 | 220/132/33 kV T/L S/S S/D Gunupur | 3000000348 | 2 BOLTED PG CLAMP FOR ZEBRA - ZEBRA | CLMP.PG.B002 | ZSPR_ACT | ZSPR | NOS | 10 | 2950 | INR
4000 | Sourthern Zone, Berhampur | 4200 | EHT (O&M) Circle, Jeypore | 4204 | EHT (O&M) Division, Rayagada | S244 | 220 kV Line S/D Therubali | 3000000351 | 2 BOLTED PG CLAMP FOR HORSE-HORSE | CLMP.PG.B006 | ZSPR_ACT | ZSPR | NOS | 4 | 4 | INR
4000 | Sourthern Zone, Berhampur | 4200 | EHT (O&M) Circle, Jeypore | 4204 | EHT (O&M) Division, Rayagada | S243 | 220/132/33 kV S/S S/D Therubali | 3000000355 | 3 BOLTED PG CLAMP FOR PANTHER -PANTHER | CLMP.PG.C001 | ZSPR_ACT | ZSPR | NOS | 69 | 62928.62 | INR
4000 | Sourthern Zone, Berhampur | 4200 | EHT (O&M) Circle, Jeypore | 4204 | EHT (O&M) Division, Rayagada | S249 | 132/33 kV T/L S/S S/D Paralakhemundi | 3000000355 | 3 BOLTED PG CLAMP FOR PANTHER -PANTHER | CLMP.PG.C001 | ZSPR_ACT | ZSPR | NOS | 22 | 20064.2 | INR
4000 | Sourthern Zone, Berhampur | 4200 | EHT (O&M) Circle, Jeypore | 4204 | EHT (O&M) Division, Rayagada | SL49 | 132/33 kV T/L S/S S/D Paralakhemundi_Lin | 3000000355 | 3 BOLTED PG CLAMP FOR PANTHER -PANTHER | CLMP.PG.C001 | ZSPR_ACT | ZSPR | NOS | 17 | 15504.15 | INR
4000 | Sourthern Zone, Berhampur | 4200 | EHT (O&M) Circle, Jeypore | 4204 | EHT (O&M) Division, Rayagada | S246 | 220/33KV S/S S/D Laxmipur | 3000000356 | 3 BOLTED PG CLAMP FOR ZEBRA - ZEBRA | CLMP.PG.C002 | ZSPR_ACT | ZSPR | NOS | 8 | 5223.46 | INR
4000 | Sourthern Zone, Berhampur | 4200 | EHT (O&M) Circle, Jeypore | 4204 | EHT (O&M) Division, Rayagada | S243 | 220/132/33 kV S/S S/D Therubali | 3000000356 | 3 BOLTED PG CLAMP FOR ZEBRA - ZEBRA | CLMP.PG.C002 | ZSPR_ACT | ZSPR | NOS | 15 | 9794 | INR
4000 | Sourthern Zone, Berhampur | 4200 | EHT (O&M) Circle, Jeypore | 4204 | EHT (O&M) Division, Rayagada | S243 | 220/132/33 kV S/S S/D Therubali | 3000000357 | 3 BOLTED PG CLAMP FOR ZEBRA - PANTHER | CLMP.PG.C003 | ZSPR_ACT | ZSPR | NOS | 20 | 10132.2 | INR
4000 | Sourthern Zone, Berhampur | 4200 | EHT (O&M) Circle, Jeypore | 4204 | EHT (O&M) Division, Rayagada | S243 | 220/132/33 kV S/S S/D Therubali | 3000000358 | 3 BOLTED PG CLAMP FOR MOOSE - MOOSE | CLMP.PG.C004 | ZSPR_ACT | ZSPR | NOS | 23 | 23 | INR
4000 | Sourthern Zone, Berhampur | 4200 | EHT (O&M) Circle, Jeypore | 4204 | EHT (O&M) Division, Rayagada | S243 | 220/132/33 kV S/S S/D Therubali | 3000000359 | 3 BOLTED PG CLAMP FOR MOOSE- ZEBRA | CLMP.PG.C005 | ZSPR_ACT | ZSPR | NOS | 8 | 8 | INR
4000 | Sourthern Zone, Berhampur | 4200 | EHT (O&M) Circle, Jeypore | 4204 | EHT (O&M) Division, Rayagada | S243 | 220/132/33 kV S/S S/D Therubali | 3000000360 | 3 BOLTED PG CLAMP FOR HORSE-HORSE | CLMP.PG.C006 | ZSPR_ACT | ZSPR | NOS | 34 | 34 | INR
4000 | Sourthern Zone, Berhampur | 4200 | EHT (O&M) Circle, Jeypore | 4204 | EHT (O&M) Division, Rayagada | S244 | 220 kV Line S/D Therubali | 3000000360 | 3 BOLTED PG CLAMP FOR HORSE-HORSE | CLMP.PG.C006 | ZSPR_ACT | ZSPR | NOS | 1 | 1 | INR
4000 | Sourthern Zone, Berhampur | 4200 | EHT (O&M) Circle, Jeypore | 4204 | EHT (O&M) Division, Rayagada | S242 | 132/33 kV T/L S/S S/D Rayagada | 3000000363 | 4 BOLTED PG CLAMP FOR PANTHER -PANTHER | CLMP.PG.D001 | ZSPR_ACT | ZSPR | NOS | 19 | 6547.78 | INR
4000 | Sourthern Zone, Berhampur | 4200 | EHT (O&M) Circle, Jeypore | 4204 | EHT (O&M) Division, Rayagada | SL45 | 132/33 kV T/L S/S S/D Muniguda_Line | 3000000363 | 4 BOLTED PG CLAMP FOR PANTHER -PANTHER | CLMP.PG.D001 | ZSPR_ACT | ZSPR | NOS | 10 | 3446.2 | INR
4000 | Sourthern Zone, Berhampur | 4200 | EHT (O&M) Circle, Jeypore | 4204 | EHT (O&M) Division, Rayagada | S244 | 220 kV Line S/D Therubali | 3000000364 | 4 BOLTED PG CLAMP FOR ZEBRA - ZEBRA | CLMP.PG.D002 | ZSPR_ACT | ZSPR | NOS | 1 | 23.8 | INR
4000 | Sourthern Zone, Berhampur | 4200 | EHT (O&M) Circle, Jeypore | 4204 | EHT (O&M) Division, Rayagada | S24A | 132/33 kV T/L S/S S/D Akhusingh | 3000000374 | 3BOLTED POST INSULATOR CLAMP ALFOR ZEBRA | CLMP.PI.AL.C001 | ZSPR_ACT | ZSPR | NOS | 3 | 0.03 | INR
4000 | Sourthern Zone, Berhampur | 4200 | EHT (O&M) Circle, Jeypore | 4204 | EHT (O&M) Division, Rayagada | S243 | 220/132/33 kV S/S S/D Therubali | 3000000377 | P.I Clamp for single ACSR Moose | CLMP.PI.AL.D002 | ZSPR_ACT | ZSPR | NOS | 5 | 500 | INR
4000 | Sourthern Zone, Berhampur | 4200 | EHT (O&M) Circle, Jeypore | 4204 | EHT (O&M) Division, Rayagada | S248 | 220/132/33 kV T/L S/S S/D Gunupur | 3000000385 | 6bolt-Bi.CT stud clamp-ACSR zebra | CLMP.SP.CT.AL.A016 | ZSPR_ACT | ZSPR | NOS | 10 | 13924 | INR
4000 | Sourthern Zone, Berhampur | 4200 | EHT (O&M) Circle, Jeypore | 4204 | EHT (O&M) Division, Rayagada | S248 | 220/132/33 kV T/L S/S S/D Gunupur | 3000000387 | ST CLAMP AL FOR CT STUD-MOOSE | CLMP.ST.THRU.AL.A002 | ZSPR_ACT | ZSPR | NOS | 5 | 7375 | INR
4000 | Sourthern Zone, Berhampur | 4200 | EHT (O&M) Circle, Jeypore | 4204 | EHT (O&M) Division, Rayagada | S242 | 132/33 kV T/L S/S S/D Rayagada | 3000000388 | T Clamp for Panther run-Panther Drop | CLMP.T.AL.A001 | ZSPR_ACT | ZSPR | NOS | 15 | 19380.88 | INR
4000 | Sourthern Zone, Berhampur | 4200 | EHT (O&M) Circle, Jeypore | 4204 | EHT (O&M) Division, Rayagada | S243 | 220/132/33 kV S/S S/D Therubali | 3000000389 | T CLAMP ALFOR PANTHER RUN-ZEBRA DROP | CLMP.T.AL.A002 | ZSPR_ACT | ZSPR | NOS | 68 | 2613.92 | INR
4000 | Sourthern Zone, Berhampur | 4200 | EHT (O&M) Circle, Jeypore | 4204 | EHT (O&M) Division, Rayagada | S24A | 132/33 kV T/L S/S S/D Akhusingh | 3000000391 | T CLAMP ALFOR ZEBRA RUN - ZEBRA DROP | CLMP.T.AL.A004 | ZSPR_ACT | ZSPR | NOS | 5 | 21 | INR
4000 | Sourthern Zone, Berhampur | 4200 | EHT (O&M) Circle, Jeypore | 4204 | EHT (O&M) Division, Rayagada | S244 | 220 kV Line S/D Therubali | 3000000391 | T CLAMP ALFOR ZEBRA RUN - ZEBRA DROP | CLMP.T.AL.A004 | ZSPR_ACT | ZSPR | NOS | 14 | 58.8 | INR
4000 | Sourthern Zone, Berhampur | 4200 | EHT (O&M) Circle, Jeypore | 4204 | EHT (O&M) Division, Rayagada | S243 | 220/132/33 kV S/S S/D Therubali | 3000000391 | T CLAMP ALFOR ZEBRA RUN - ZEBRA DROP | CLMP.T.AL.A004 | ZSPR_ACT | ZSPR | NOS | 49 | 205.79 | INR
4000 | Sourthern Zone, Berhampur | 4200 | EHT (O&M) Circle, Jeypore | 4204 | EHT (O&M) Division, Rayagada | S248 | 220/132/33 kV T/L S/S S/D Gunupur | 3000000391 | T CLAMP ALFOR ZEBRA RUN - ZEBRA DROP | CLMP.T.AL.A004 | ZSPR_ACT | ZSPR | NOS | 5790 | 24317.31 | INR
4000 | Sourthern Zone, Berhampur | 4200 | EHT (O&M) Circle, Jeypore | 4204 | EHT (O&M) Division, Rayagada | S242 | 132/33 kV T/L S/S S/D Rayagada | 3000000392 | T-CLAMP AL- ZEBRA-PANTHER | CLMP.T.AL.A005 | ZSPR_ACT | ZSPR | NOS | 9 | 2627.1 | INR
4000 | Sourthern Zone, Berhampur | 4200 | EHT (O&M) Circle, Jeypore | 4204 | EHT (O&M) Division, Rayagada | S243 | 220/132/33 kV S/S S/D Therubali | 3000000392 | T-CLAMP AL- ZEBRA-PANTHER | CLMP.T.AL.A005 | ZSPR_ACT | ZSPR | NOS | 14 | 4086.6 | INR
4000 | Sourthern Zone, Berhampur | 4200 | EHT (O&M) Circle, Jeypore | 4204 | EHT (O&M) Division, Rayagada | S243 | 220/132/33 kV S/S S/D Therubali | 3000000393 | T CLAMP ALFOR ZEBRA RUN - MOOSE DROP | CLMP.T.AL.A006 | ZSPR_ACT | ZSPR | NOS | 45 | 17502.04 | INR
4000 | Sourthern Zone, Berhampur | 4200 | EHT (O&M) Circle, Jeypore | 4204 | EHT (O&M) Division, Rayagada | S248 | 220/132/33 kV T/L S/S S/D Gunupur | 3000000393 | T CLAMP ALFOR ZEBRA RUN - MOOSE DROP | CLMP.T.AL.A006 | ZSPR_ACT | ZSPR | NOS | 22 | 8556.56 | INR
4000 | Sourthern Zone, Berhampur | 4200 | EHT (O&M) Circle, Jeypore | 4204 | EHT (O&M) Division, Rayagada | S248 | 220/132/33 kV T/L S/S S/D Gunupur | 3000000394 | T-CLAMP ACSR MOOSE RUN AND MOOSE DROP | CLMP.T.AL.A007 | ZSPR_ACT | ZSPR | NOS | 8 | 7451.56 | INR
4000 | Sourthern Zone, Berhampur | 4200 | EHT (O&M) Circle, Jeypore | 4204 | EHT (O&M) Division, Rayagada | S243 | 220/132/33 kV S/S S/D Therubali | 3000000394 | T-CLAMP ACSR MOOSE RUN AND MOOSE DROP | CLMP.T.AL.A007 | ZSPR_ACT | ZSPR | NOS | 120 | 111773.4 | INR
4000 | Sourthern Zone, Berhampur | 4200 | EHT (O&M) Circle, Jeypore | 4204 | EHT (O&M) Division, Rayagada | S248 | 220/132/33 kV T/L S/S S/D Gunupur | 3000000397 | T CLAMP AL FOR PANTHER RUN-LINK DROP | CLMP.T.AL.A010 | ZSPR_ACT | ZSPR | NOS | 5 | 5782 | INR
4000 | Sourthern Zone, Berhampur | 4200 | EHT (O&M) Circle, Jeypore | 4204 | EHT (O&M) Division, Rayagada | S243 | 220/132/33 kV S/S S/D Therubali | 3000000399 | T-CLAMP AL Moose run-Rigid Buspipe drop | CLMP.T.AL.A017 | ZSPR_ACT | ZSPR | NOS | 9 | 9 | INR
4000 | Sourthern Zone, Berhampur | 4200 | EHT (O&M) Circle, Jeypore | 4204 | EHT (O&M) Division, Rayagada | S248 | 220/132/33 kV T/L S/S S/D Gunupur | 3000000402 | T-clamp ACSR panther run ACSR moose drop | CLMP.T.AL.A026 | ZSPR_ACT | ZSPR | NOS | 19 | 22570.82 | INR
4000 | Sourthern Zone, Berhampur | 4200 | EHT (O&M) Circle, Jeypore | 4204 | EHT (O&M) Division, Rayagada | S248 | 220/132/33 kV T/L S/S S/D Gunupur | 3000000403 | T clamp twin Moose run to Moose drop | CLMP.T.AL.A027 | ZSPR_ACT | ZSPR | NOS | 6 | 12396 | INR
4000 | Sourthern Zone, Berhampur | 4200 | EHT (O&M) Circle, Jeypore | 4204 | EHT (O&M) Division, Rayagada | SL45 | 132/33 kV T/L S/S S/D Muniguda_Line | 3000000412 | JUMPER FOR EARTH WIRE | COND.ACCES.A001 | ZSPR_ACT | ZSPR | NOS | 7 | 7 | INR
4000 | Sourthern Zone, Berhampur | 4200 | EHT (O&M) Circle, Jeypore | 4204 | EHT (O&M) Division, Rayagada | S248 | 220/132/33 kV T/L S/S S/D Gunupur | 3000000413 | JUMPER CONE FOR ACSR PANTHER CONDUCTOR | COND.ACCES.A002 | ZSPR_ACT | ZSPR | NOS | 5 | 1931.92 | INR
4000 | Sourthern Zone, Berhampur | 4200 | EHT (O&M) Circle, Jeypore | 4204 | EHT (O&M) Division, Rayagada | S242 | 132/33 kV T/L S/S S/D Rayagada | 3000000413 | JUMPER CONE FOR ACSR PANTHER CONDUCTOR | COND.ACCES.A002 | ZSPR_ACT | ZSPR | NOS | 8 | 3091.08 | INR
4000 | Sourthern Zone, Berhampur | 4200 | EHT (O&M) Circle, Jeypore | 4204 | EHT (O&M) Division, Rayagada | S248 | 220/132/33 kV T/L S/S S/D Gunupur | 3000000414 | JUMPER CONE FOR ACSR ZEBRA CONDUCTOR | COND.ACCES.A003 | ZSPR_ACT | ZSPR | NOS | 5 | 2636.75 | INR
4000 | Sourthern Zone, Berhampur | 4200 | EHT (O&M) Circle, Jeypore | 4204 | EHT (O&M) Division, Rayagada | S244 | 220 kV Line S/D Therubali | 3000000414 | JUMPER CONE FOR ACSR ZEBRA CONDUCTOR | COND.ACCES.A003 | ZSPR_ACT | ZSPR | NOS | 7 | 3691.45 | INR
4000 | Sourthern Zone, Berhampur | 4200 | EHT (O&M) Circle, Jeypore | 4204 | EHT (O&M) Division, Rayagada | S243 | 220/132/33 kV S/S S/D Therubali | 3000000414 | JUMPER CONE FOR ACSR ZEBRA CONDUCTOR | COND.ACCES.A003 | ZSPR_ACT | ZSPR | NOS | 13 | 6855.56 | INR
4000 | Sourthern Zone, Berhampur | 4200 | EHT (O&M) Circle, Jeypore | 4204 | EHT (O&M) Division, Rayagada | S249 | 132/33 kV T/L S/S S/D Paralakhemundi | 3000000414 | JUMPER CONE FOR ACSR ZEBRA CONDUCTOR | COND.ACCES.A003 | ZSPR_ACT | ZSPR | NOS | 2 | 1054.7 | INR
4000 | Sourthern Zone, Berhampur | 4200 | EHT (O&M) Circle, Jeypore | 4204 | EHT (O&M) Division, Rayagada | S248 | 220/132/33 kV T/L S/S S/D Gunupur | 3000000417 | Rigid Spacer for ACSR MOOSE Conductor | COND.ACCES.A006 | ZSPR_ACT | ZSPR | NOS | 144 | 221472 | INR
4000 | Sourthern Zone, Berhampur | 4200 | EHT (O&M) Circle, Jeypore | 4204 | EHT (O&M) Division, Rayagada | S244 | 220 kV Line S/D Therubali | 3000000426 | PA ROD ACSR HORSE IN SET | COND.ACCES.B001 | ZSPR_US | ZSPR | NOS | 8 | 8 | INR
4000 | Sourthern Zone, Berhampur | 4200 | EHT (O&M) Circle, Jeypore | 4204 | EHT (O&M) Division, Rayagada | S244 | 220 kV Line S/D Therubali | 3000000427 | PA ROD ACSR PANTHER IN SET | COND.ACCES.B002 | ZSPR_US | ZSPR | NOS | 11 | 0.11 | INR
4000 | Sourthern Zone, Berhampur | 4200 | EHT (O&M) Circle, Jeypore | 4204 | EHT (O&M) Division, Rayagada | S242 | 132/33 kV T/L S/S S/D Rayagada | 3000000427 | PA ROD ACSR PANTHER IN SET | COND.ACCES.B002 | ZSPR_ACT | ZSPR | NOS | 38 | 51318.04 | INR
4000 | Sourthern Zone, Berhampur | 4200 | EHT (O&M) Circle, Jeypore | 4204 | EHT (O&M) Division, Rayagada | SL45 | 132/33 kV T/L S/S S/D Muniguda_Line | 3000000427 | PA ROD ACSR PANTHER IN SET | COND.ACCES.B002 | ZSPR_FREE | ZSPR | NOS | 1 | 0 | INR
4000 | Sourthern Zone, Berhampur | 4200 | EHT (O&M) Circle, Jeypore | 4204 | EHT (O&M) Division, Rayagada | S248 | 220/132/33 kV T/L S/S S/D Gunupur | 3000000427 | PA ROD ACSR PANTHER IN SET | COND.ACCES.B002 | ZSPR_ACT | ZSPR | NOS | 3 | 4051.42 | INR
4000 | Sourthern Zone, Berhampur | 4200 | EHT (O&M) Circle, Jeypore | 4204 | EHT (O&M) Division, Rayagada | S244 | 220 kV Line S/D Therubali | 3000000428 | PA ROD ACSR ZEBRA IN SET | COND.ACCES.B003 | ZSPR_US | ZSPR | NOS | 17 | 0.17 | INR
4000 | Sourthern Zone, Berhampur | 4200 | EHT (O&M) Circle, Jeypore | 4204 | EHT (O&M) Division, Rayagada | S246 | 220/33KV S/S S/D Laxmipur | 3000000428 | PA ROD ACSR ZEBRA IN SET | COND.ACCES.B003 | ZSPR_ACT | ZSPR | NOS | 38 | 29993.02 | INR
4000 | Sourthern Zone, Berhampur | 4200 | EHT (O&M) Circle, Jeypore | 4204 | EHT (O&M) Division, Rayagada | S244 | 220 kV Line S/D Therubali | 3000000431 | PA ROD AAAC ZEBRA EQUIVALENT IN SET | COND.ACCES.B008 | ZSPR_ACT | ZSPR | NOS | 33 | 40652.04 | INR
4000 | Sourthern Zone, Berhampur | 4200 | EHT (O&M) Circle, Jeypore | 4204 | EHT (O&M) Division, Rayagada | S244 | 220 kV Line S/D Therubali | 3000000436 | MS JOINT FOR ACSR HORSE CONDUCTOR | COND.ACCES.C001 | ZSPR_ACT | ZSPR | NOS | 6 | 6 | INR
4000 | Sourthern Zone, Berhampur | 4200 | EHT (O&M) Circle, Jeypore | 4204 | EHT (O&M) Division, Rayagada | S244 | 220 kV Line S/D Therubali | 3000000437 | MS JOINT FOR ACSR PANTHER CONDUCTOR | COND.ACCES.C002 | ZSPR_ACT | ZSPR | NOS | 40 | 24517.46 | INR
4000 | Sourthern Zone, Berhampur | 4200 | EHT (O&M) Circle, Jeypore | 4204 | EHT (O&M) Division, Rayagada | S242 | 132/33 kV T/L S/S S/D Rayagada | 3000000437 | MS JOINT FOR ACSR PANTHER CONDUCTOR | COND.ACCES.C002 | ZSPR_ACT | ZSPR | NOS | 26 | 15936.34 | INR
4000 | Sourthern Zone, Berhampur | 4200 | EHT (O&M) Circle, Jeypore | 4204 | EHT (O&M) Division, Rayagada | S248 | 220/132/33 kV T/L S/S S/D Gunupur | 3000000437 | MS JOINT FOR ACSR PANTHER CONDUCTOR | COND.ACCES.C002 | ZSPR_ACT | ZSPR | NOS | 40 | 24517.45 | INR
4000 | Sourthern Zone, Berhampur | 4200 | EHT (O&M) Circle, Jeypore | 4204 | EHT (O&M) Division, Rayagada | SL45 | 132/33 kV T/L S/S S/D Muniguda_Line | 3000000437 | MS JOINT FOR ACSR PANTHER CONDUCTOR | COND.ACCES.C002 | ZSPR_ACT | ZSPR | NOS | 17 | 10419.92 | INR
4000 | Sourthern Zone, Berhampur | 4200 | EHT (O&M) Circle, Jeypore | 4204 | EHT (O&M) Division, Rayagada | SL45 | 132/33 kV T/L S/S S/D Muniguda_Line | 3000000437 | MS JOINT FOR ACSR PANTHER CONDUCTOR | COND.ACCES.C002 | ZSPR_US | ZSPR | NOS | 19 | 5501.45 | INR
4000 | Sourthern Zone, Berhampur | 4200 | EHT (O&M) Circle, Jeypore | 4204 | EHT (O&M) Division, Rayagada | S248 | 220/132/33 kV T/L S/S S/D Gunupur | 3000000438 | MS JOINT FOR ACSR ZEBRA CONDUCTOR | COND.ACCES.C003 | ZSPR_ACT | ZSPR | NOS | 52 | 36849.47 | INR
4000 | Sourthern Zone, Berhampur | 4200 | EHT (O&M) Circle, Jeypore | 4204 | EHT (O&M) Division, Rayagada | S246 | 220/33KV S/S S/D Laxmipur | 3000000438 | MS JOINT FOR ACSR ZEBRA CONDUCTOR | COND.ACCES.C003 | ZSPR_ACT | ZSPR | NOS | 36 | 25511.17 | INR
4000 | Sourthern Zone, Berhampur | 4200 | EHT (O&M) Circle, Jeypore | 4204 | EHT (O&M) Division, Rayagada | S244 | 220 kV Line S/D Therubali | 3000000443 | MS JOINT AAAC ZEBRA EQUIVALENT | COND.ACCES.C008 | ZSPR_ACT | ZSPR | NOS | 35 | 26520.2 | INR
4000 | Sourthern Zone, Berhampur | 4200 | EHT (O&M) Circle, Jeypore | 4204 | EHT (O&M) Division, Rayagada | S242 | 132/33 kV T/L S/S S/D Rayagada | 3000000443 | MS JOINT AAAC ZEBRA EQUIVALENT | COND.ACCES.C008 | ZSPR_ACT | ZSPR | NOS | 5 | 3788.6 | INR
4000 | Sourthern Zone, Berhampur | 4200 | EHT (O&M) Circle, Jeypore | 4204 | EHT (O&M) Division, Rayagada | S24A | 132/33 kV T/L S/S S/D Akhusingh | 3000000447 | SPACER FOR ACSR TWIN ZEBRA CONDUCTOR | COND.ACCES.D001 | ZSPR_ACT | ZSPR | NOS | 40 | 6420 | INR
4000 | Sourthern Zone, Berhampur | 4200 | EHT (O&M) Circle, Jeypore | 4204 | EHT (O&M) Division, Rayagada | S244 | 220 kV Line S/D Therubali | 3000000454 | VD FOR ACSR HORSE CONDUCTOR | COND.ACCES.E001 | ZSPR_ACT | ZSPR | NOS | 28 | 465.08 | INR
4000 | Sourthern Zone, Berhampur | 4200 | EHT (O&M) Circle, Jeypore | 4204 | EHT (O&M) Division, Rayagada | S242 | 132/33 kV T/L S/S S/D Rayagada | 3000000455 | VD OFACSR PANTHER CONDUCTOR | COND.ACCES.E002 | ZSPR_ACT | ZSPR | NOS | 21 | 11244.84 | INR
4000 | Sourthern Zone, Berhampur | 4200 | EHT (O&M) Circle, Jeypore | 4204 | EHT (O&M) Division, Rayagada | S248 | 220/132/33 kV T/L S/S S/D Gunupur | 3000000455 | VD OFACSR PANTHER CONDUCTOR | COND.ACCES.E002 | ZSPR_ACT | ZSPR | NOS | 45 | 24096.09 | INR
4000 | Sourthern Zone, Berhampur | 4200 | EHT (O&M) Circle, Jeypore | 4204 | EHT (O&M) Division, Rayagada | SL49 | 132/33 kV T/L S/S S/D Paralakhemundi_Lin | 3000000455 | VD OFACSR PANTHER CONDUCTOR | COND.ACCES.E002 | ZSPR_ACT | ZSPR | NOS | 28 | 14993.12 | INR
4000 | Sourthern Zone, Berhampur | 4200 | EHT (O&M) Circle, Jeypore | 4204 | EHT (O&M) Division, Rayagada | SL45 | 132/33 kV T/L S/S S/D Muniguda_Line | 3000000455 | VD OFACSR PANTHER CONDUCTOR | COND.ACCES.E002 | ZSPR_ACT | ZSPR | NOS | 36 | 19276.87 | INR
4000 | Sourthern Zone, Berhampur | 4200 | EHT (O&M) Circle, Jeypore | 4204 | EHT (O&M) Division, Rayagada | S248 | 220/132/33 kV T/L S/S S/D Gunupur | 3000000456 | VD OF ACSR ZEBRA CONDUCTOR | COND.ACCES.E003 | ZSPR_ACT | ZSPR | NOS | 12 | 7030.71 | INR
4000 | Sourthern Zone, Berhampur | 4200 | EHT (O&M) Circle, Jeypore | 4204 | EHT (O&M) Division, Rayagada | S246 | 220/33KV S/S S/D Laxmipur | 3000000456 | VD OF ACSR ZEBRA CONDUCTOR | COND.ACCES.E003 | ZSPR_ACT | ZSPR | NOS | 98 | 57417.49 | INR
4000 | Sourthern Zone, Berhampur | 4200 | EHT (O&M) Circle, Jeypore | 4204 | EHT (O&M) Division, Rayagada | S244 | 220 kV Line S/D Therubali | 3000000456 | VD OF ACSR ZEBRA CONDUCTOR | COND.ACCES.E003 | ZSPR_ACT | ZSPR | NOS | 204 | 119522.14 | INR
4000 | Sourthern Zone, Berhampur | 4200 | EHT (O&M) Circle, Jeypore | 4204 | EHT (O&M) Division, Rayagada | S244 | 220 kV Line S/D Therubali | 3000000461 | VD AAAC ZEBRA EQUIVALENT | COND.ACCES.E008 | ZSPR_ACT | ZSPR | NOS | 120 | 51210.96 | INR
4000 | Sourthern Zone, Berhampur | 4200 | EHT (O&M) Circle, Jeypore | 4204 | EHT (O&M) Division, Rayagada | SL49 | 132/33 kV T/L S/S S/D Paralakhemundi_Lin | 3000000465 | REPAIR SLEEVE FOR ACSR PANTHER CONDUCTOR | COND.ACCES.F002 | ZSPR_ACT | ZSPR | NOS | 7 | 1724.73 | INR
4000 | Sourthern Zone, Berhampur | 4200 | EHT (O&M) Circle, Jeypore | 4204 | EHT (O&M) Division, Rayagada | SL45 | 132/33 kV T/L S/S S/D Muniguda_Line | 3000000465 | REPAIR SLEEVE FOR ACSR PANTHER CONDUCTOR | COND.ACCES.F002 | ZSPR_ACT | ZSPR | NOS | 18 | 4435.02 | INR
4000 | Sourthern Zone, Berhampur | 4200 | EHT (O&M) Circle, Jeypore | 4204 | EHT (O&M) Division, Rayagada | S248 | 220/132/33 kV T/L S/S S/D Gunupur | 3000000465 | REPAIR SLEEVE FOR ACSR PANTHER CONDUCTOR | COND.ACCES.F002 | ZSPR_ACT | ZSPR | NOS | 28 | 6898.92 | INR
4000 | Sourthern Zone, Berhampur | 4200 | EHT (O&M) Circle, Jeypore | 4204 | EHT (O&M) Division, Rayagada | S242 | 132/33 kV T/L S/S S/D Rayagada | 3000000465 | REPAIR SLEEVE FOR ACSR PANTHER CONDUCTOR | COND.ACCES.F002 | ZSPR_ACT | ZSPR | NOS | 72 | 17740.1 | INR
4000 | Sourthern Zone, Berhampur | 4200 | EHT (O&M) Circle, Jeypore | 4204 | EHT (O&M) Division, Rayagada | S248 | 220/132/33 kV T/L S/S S/D Gunupur | 3000000466 | REPAIR SLEEVE FOR ACSR ZEBRA CONDUCTOR | COND.ACCES.F003 | ZSPR_ACT | ZSPR | NOS | 40 | 11189.89 | INR
4000 | Sourthern Zone, Berhampur | 4200 | EHT (O&M) Circle, Jeypore | 4204 | EHT (O&M) Division, Rayagada | S246 | 220/33KV S/S S/D Laxmipur | 3000000466 | REPAIR SLEEVE FOR ACSR ZEBRA CONDUCTOR | COND.ACCES.F003 | ZSPR_ACT | ZSPR | NOS | 10 | 2797.47 | INR
4000 | Sourthern Zone, Berhampur | 4200 | EHT (O&M) Circle, Jeypore | 4204 | EHT (O&M) Division, Rayagada | S244 | 220 kV Line S/D Therubali | 3000000466 | REPAIR SLEEVE FOR ACSR ZEBRA CONDUCTOR | COND.ACCES.F003 | ZSPR_ACT | ZSPR | NOS | 52 | 14546.85 | INR
4000 | Sourthern Zone, Berhampur | 4200 | EHT (O&M) Circle, Jeypore | 4204 | EHT (O&M) Division, Rayagada | S244 | 220 kV Line S/D Therubali | 3000000470 | REPAIR SLEEVE FOR AAAC ZEBRA | COND.ACCES.F008 | ZSPR_ACT | ZSPR | NOS | 70 | 17151.06 | INR
4000 | Sourthern Zone, Berhampur | 4200 | EHT (O&M) Circle, Jeypore | 4204 | EHT (O&M) Division, Rayagada | S244 | 220 kV Line S/D Therubali | 3000000476 | ACSR HORSE CONDUCTOR | COND.ACSR.A001 | ZSPR_ACT | ZSPR | KM | 2.375 | 2.38 | INR
4000 | Sourthern Zone, Berhampur | 4200 | EHT (O&M) Circle, Jeypore | 4204 | EHT (O&M) Division, Rayagada | S244 | 220 kV Line S/D Therubali | 3000000480 | SMALL CUTPIECE CONDUCTOR | COND.CUTPIECE.A001 | ZSPR_ACT | ZSPR | MT | 5.637 | 204.91 | INR
4000 | Sourthern Zone, Berhampur | 4200 | EHT (O&M) Circle, Jeypore | 4204 | EHT (O&M) Division, Rayagada | S245 | 132/33 kV T/L S/S S/D Muniguda | 3000000480 | SMALL CUTPIECE CONDUCTOR | COND.CUTPIECE.A001 | ZSPR_US | ZSPR | MT | 0.02 | 0.73 | INR
4000 | Sourthern Zone, Berhampur | 4200 | EHT (O&M) Circle, Jeypore | 4204 | EHT (O&M) Division, Rayagada | S248 | 220/132/33 kV T/L S/S S/D Gunupur | 3000000481 | IPS 4" Aluminium Tubes | COND.IPS.TUBE.A001 | ZSPR_ACT | ZSPR | M | 37.79 | 85405.4 | INR
4000 | Sourthern Zone, Berhampur | 4200 | EHT (O&M) Circle, Jeypore | 4204 | EHT (O&M) Division, Rayagada | S24A | 132/33 kV T/L S/S S/D Akhusingh | 3000000571 | BENTONITE FOR EARTHING AS ACCESSORIES | ERTH.ACCES.C001 | ZSPR_ACT | ZSPR | KG | 4000 | 40 | INR
4000 | Sourthern Zone, Berhampur | 4200 | EHT (O&M) Circle, Jeypore | 4204 | EHT (O&M) Division, Rayagada | S244 | 220 kV Line S/D Therubali | 3000000572 | FLANGE FOR EARTHING AS ACCESSORIES | ERTH.ACCES.E001 | ZSPR_ACT | ZSPR | NOS | 35 | 35 | INR
4000 | Sourthern Zone, Berhampur | 4200 | EHT (O&M) Circle, Jeypore | 4204 | EHT (O&M) Division, Rayagada | S248 | 220/132/33 kV T/L S/S S/D Gunupur | 3000000574 | EARTHING DEVICE | ERTH.DEVICE.A001 | ZSPR_ACT | ZSPR | NOS | 6 | 58112.64 | INR
4000 | Sourthern Zone, Berhampur | 4200 | EHT (O&M) Circle, Jeypore | 4204 | EHT (O&M) Division, Rayagada | S244 | 220 kV Line S/D Therubali | 3000000582 | EARTHING:50X6mm GI Flat | ERTH.FLAT.GI.A005 | ZSPR_ACT | ZSPR | KG | 25 | 6 | INR
4000 | Sourthern Zone, Berhampur | 4200 | EHT (O&M) Circle, Jeypore | 4204 | EHT (O&M) Division, Rayagada | S243 | 220/132/33 kV S/S S/D Therubali | 3000000583 | 75 X 10 MM GI EARTH FLAT in KG | ERTH.FLAT.GI.A006 | ZSPR_ACT | ZSPR | KG | 1500 | 1500 | INR
4000 | Sourthern Zone, Berhampur | 4200 | EHT (O&M) Circle, Jeypore | 4204 | EHT (O&M) Division, Rayagada | S248 | 220/132/33 kV T/L S/S S/D Gunupur | 3000000585 | EARTHING CONDUCTOR:75X10 mm GI Flat | ERTH.FLAT.GI.A011 | ZSPR_ACT | ZSPR | KM | 0.809 | 409943 | INR
4000 | Sourthern Zone, Berhampur | 4200 | EHT (O&M) Circle, Jeypore | 4204 | EHT (O&M) Division, Rayagada | S244 | 220 kV Line S/D Therubali | 3000000591 | 40 MM GI PLAIN EARTHING PIPE | ERTH.PIPE.GI.A004 | ZSPR_US | ZSPR | NOS | 30 | 30 | INR
4000 | Sourthern Zone, Berhampur | 4200 | EHT (O&M) Circle, Jeypore | 4204 | EHT (O&M) Division, Rayagada | S243 | 220/132/33 kV S/S S/D Therubali | 3000000593 | 16 MM GI PORFORATED EARTHING PIPE | ERTH.PIPE.GI.B001 | ZSPR_ACT | ZSPR | NOS | 5 | 5 | INR
4000 | Sourthern Zone, Berhampur | 4200 | EHT (O&M) Circle, Jeypore | 4204 | EHT (O&M) Division, Rayagada | S244 | 220 kV Line S/D Therubali | 3000000593 | 16 MM GI PORFORATED EARTHING PIPE | ERTH.PIPE.GI.B001 | ZSPR_ACT | ZSPR | NOS | 1 | 1 | INR
4000 | Sourthern Zone, Berhampur | 4200 | EHT (O&M) Circle, Jeypore | 4204 | EHT (O&M) Division, Rayagada | S243 | 220/132/33 kV S/S S/D Therubali | 3000000597 | 40 MM GI SPIKE EARTHING PIPE | ERTH.PIPE.GI.C004 | ZSPR_ACT | ZSPR | NOS | 1 | 1 | INR
4000 | Sourthern Zone, Berhampur | 4200 | EHT (O&M) Circle, Jeypore | 4204 | EHT (O&M) Division, Rayagada | S248 | 220/132/33 kV T/L S/S S/D Gunupur | 3000000613 | MID SPAN JOINT FOR 7/3.15MM EARTH WIRE | EW.ACCES.A002 | ZSPR_ACT | ZSPR | NOS | 8 | 703.58 | INR
4000 | Sourthern Zone, Berhampur | 4200 | EHT (O&M) Circle, Jeypore | 4204 | EHT (O&M) Division, Rayagada | SL45 | 132/33 kV T/L S/S S/D Muniguda_Line | 3000000613 | MID SPAN JOINT FOR 7/3.15MM EARTH WIRE | EW.ACCES.A002 | ZSPR_ACT | ZSPR | NOS | 15 | 1319.2 | INR
4000 | Sourthern Zone, Berhampur | 4200 | EHT (O&M) Circle, Jeypore | 4204 | EHT (O&M) Division, Rayagada | S244 | 220 kV Line S/D Therubali | 3000000613 | MID SPAN JOINT FOR 7/3.15MM EARTH WIRE | EW.ACCES.A002 | ZSPR_ACT | ZSPR | NOS | 59 | 5188.86 | INR
4000 | Sourthern Zone, Berhampur | 4200 | EHT (O&M) Circle, Jeypore | 4204 | EHT (O&M) Division, Rayagada | S242 | 132/33 kV T/L S/S S/D Rayagada | 3000000613 | MID SPAN JOINT FOR 7/3.15MM EARTH WIRE | EW.ACCES.A002 | ZSPR_ACT | ZSPR | NOS | 11 | 967.42 | INR
4000 | Sourthern Zone, Berhampur | 4200 | EHT (O&M) Circle, Jeypore | 4204 | EHT (O&M) Division, Rayagada | S246 | 220/33KV S/S S/D Laxmipur | 3000000616 | VD FOR 7/3.15MM GI EARTHWIRE | EW.ACCES.B002 | ZSPR_ACT | ZSPR | NOS | 30 | 13854.28 | INR
4000 | Sourthern Zone, Berhampur | 4200 | EHT (O&M) Circle, Jeypore | 4204 | EHT (O&M) Division, Rayagada | S248 | 220/132/33 kV T/L S/S S/D Gunupur | 3000000616 | VD FOR 7/3.15MM GI EARTHWIRE | EW.ACCES.B002 | ZSPR_ACT | ZSPR | NOS | 2 | 923.62 | INR
4000 | Sourthern Zone, Berhampur | 4200 | EHT (O&M) Circle, Jeypore | 4204 | EHT (O&M) Division, Rayagada | SL45 | 132/33 kV T/L S/S S/D Muniguda_Line | 3000000616 | VD FOR 7/3.15MM GI EARTHWIRE | EW.ACCES.B002 | ZSPR_ACT | ZSPR | NOS | 15 | 6927.14 | INR
4000 | Sourthern Zone, Berhampur | 4200 | EHT (O&M) Circle, Jeypore | 4204 | EHT (O&M) Division, Rayagada | SL49 | 132/33 kV T/L S/S S/D Paralakhemundi_Lin | 3000000616 | VD FOR 7/3.15MM GI EARTHWIRE | EW.ACCES.B002 | ZSPR_ACT | ZSPR | NOS | 24 | 11083.42 | INR
4000 | Sourthern Zone, Berhampur | 4200 | EHT (O&M) Circle, Jeypore | 4204 | EHT (O&M) Division, Rayagada | SL49 | 132/33 kV T/L S/S S/D Paralakhemundi_Lin | 3000000618 | REPAIR SLEEVE FOR 7/3.15 MM EARTH WIRE | EW.ACCES.C002 | ZSPR_ACT | ZSPR | NOS | 9 | 1913.29 | INR
4000 | Sourthern Zone, Berhampur | 4200 | EHT (O&M) Circle, Jeypore | 4204 | EHT (O&M) Division, Rayagada | SL45 | 132/33 kV T/L S/S S/D Muniguda_Line | 3000000618 | REPAIR SLEEVE FOR 7/3.15 MM EARTH WIRE | EW.ACCES.C002 | ZSPR_ACT | ZSPR | NOS | 14 | 2976.22 | INR
4000 | Sourthern Zone, Berhampur | 4200 | EHT (O&M) Circle, Jeypore | 4204 | EHT (O&M) Division, Rayagada | S242 | 132/33 kV T/L S/S S/D Rayagada | 3000000618 | REPAIR SLEEVE FOR 7/3.15 MM EARTH WIRE | EW.ACCES.C002 | ZSPR_ACT | ZSPR | NOS | 19 | 4039.16 | INR
4000 | Sourthern Zone, Berhampur | 4200 | EHT (O&M) Circle, Jeypore | 4204 | EHT (O&M) Division, Rayagada | S244 | 220 kV Line S/D Therubali | 3000000736 | BALL CLEVIS/ BALL HOOK/ BALL LINK | HWF.BALL.HOOK.A001 | ZSPR_ACT | ZSPR | NOS | 29 | 29 | INR
4000 | Sourthern Zone, Berhampur | 4200 | EHT (O&M) Circle, Jeypore | 4204 | EHT (O&M) Division, Rayagada | S242 | 132/33 kV T/L S/S S/D Rayagada | 3000000739 | DS HARDWARE FITTING ACSR PANTHER | HWF.DS.A002 | ZSPR_ACT | ZSPR | NOS | 2 | 11729.06 | INR
4000 | Sourthern Zone, Berhampur | 4200 | EHT (O&M) Circle, Jeypore | 4204 | EHT (O&M) Division, Rayagada | S244 | 220 kV Line S/D Therubali | 3000000739 | DS HARDWARE FITTING ACSR PANTHER | HWF.DS.A002 | ZSPR_ACT | ZSPR | NOS | 24 | 140748.74 | INR
4000 | Sourthern Zone, Berhampur | 4200 | EHT (O&M) Circle, Jeypore | 4204 | EHT (O&M) Division, Rayagada | S244 | 220 kV Line S/D Therubali | 3000000740 | DS HARDWARE FITTING ACSR ZEBRA | HWF.DS.A003 | ZSPR_ACT | ZSPR | NOS | 15 | 39475.38 | INR
4000 | Sourthern Zone, Berhampur | 4200 | EHT (O&M) Circle, Jeypore | 4204 | EHT (O&M) Division, Rayagada | S24A | 132/33 kV T/L S/S S/D Akhusingh | 3000000740 | DS HARDWARE FITTING ACSR ZEBRA | HWF.DS.A003 | ZSPR_ACT | ZSPR | NOS | 3 | 7895.08 | INR
4000 | Sourthern Zone, Berhampur | 4200 | EHT (O&M) Circle, Jeypore | 4204 | EHT (O&M) Division, Rayagada | S246 | 220/33KV S/S S/D Laxmipur | 3000000740 | DS HARDWARE FITTING ACSR ZEBRA | HWF.DS.A003 | ZSPR_ACT | ZSPR | NOS | 1 | 2631.69 | INR
4000 | Sourthern Zone, Berhampur | 4200 | EHT (O&M) Circle, Jeypore | 4204 | EHT (O&M) Division, Rayagada | S244 | 220 kV Line S/D Therubali | 3000000740 | DS HARDWARE FITTING ACSR ZEBRA | HWF.DS.A003 | ZSPR_US | ZSPR | NOS | 6 | 7275 | INR
4000 | Sourthern Zone, Berhampur | 4200 | EHT (O&M) Circle, Jeypore | 4204 | EHT (O&M) Division, Rayagada | S244 | 220 kV Line S/D Therubali | 3000000744 | DS HARDWARE FITTING AAAC ZEBRA | HWF.DS.A010 | ZSPR_US | ZSPR | NOS | 8 | 12576 | INR
4000 | Sourthern Zone, Berhampur | 4200 | EHT (O&M) Circle, Jeypore | 4204 | EHT (O&M) Division, Rayagada | S244 | 220 kV Line S/D Therubali | 3000000755 | ARCING HORN-DS HWF FOR ACSR ZEBRA | HWF.DS.D003 | ZSPR_ACT | ZSPR | NOS | 36 | 3600 | INR
4000 | Sourthern Zone, Berhampur | 4200 | EHT (O&M) Circle, Jeypore | 4204 | EHT (O&M) Division, Rayagada | SL45 | 132/33 kV T/L S/S S/D Muniguda_Line | 3000000799 | DT Hard ware fittings -120 KN insulator | HWF.DT.A002 | ZSPR_FREE | ZSPR | NOS | 16 | 0 | INR
4000 | Sourthern Zone, Berhampur | 4200 | EHT (O&M) Circle, Jeypore | 4204 | EHT (O&M) Division, Rayagada | S246 | 220/33KV S/S S/D Laxmipur | 3000000800 | DT HARDWARE FITTING ACSR ZEBRA | HWF.DT.A003 | ZSPR_ACT | ZSPR | NOS | 48 | 153575.52 | INR
4000 | Sourthern Zone, Berhampur | 4200 | EHT (O&M) Circle, Jeypore | 4204 | EHT (O&M) Division, Rayagada | S244 | 220 kV Line S/D Therubali | 3000000803 | DT HARDWARE FITTING FOR ACSR PANTHER | HWF.DT.A006 | ZSPR_ACT | ZSPR | NOS | 2 | 11628.18 | INR
4000 | Sourthern Zone, Berhampur | 4200 | EHT (O&M) Circle, Jeypore | 4204 | EHT (O&M) Division, Rayagada | S244 | 220 kV Line S/D Therubali | 3000000809 | DT HWF W/O AL PART-ACSR ZEBRA | HWF.DT.B003 | ZSPR_ACT | ZSPR | NOS | 21 | 21 | INR
4000 | Sourthern Zone, Berhampur | 4200 | EHT (O&M) Circle, Jeypore | 4204 | EHT (O&M) Division, Rayagada | S248 | 220/132/33 kV T/L S/S S/D Gunupur | 3000000822 | SUSPENSION HANGER OF HARDWARE FITTING | HWF.S.HANGER.A001 | ZSPR_ACT | ZSPR | NOS | 18 | 10139.58 | INR
4000 | Sourthern Zone, Berhampur | 4200 | EHT (O&M) Circle, Jeypore | 4204 | EHT (O&M) Division, Rayagada | S248 | 220/132/33 kV T/L S/S S/D Gunupur | 3000000824 | SUSPENSION CLAMP FOR 7/3.15MM EARTHWIRE | HWF.SC.EW.A002 | ZSPR_ACT | ZSPR | NOS | 1 | 334.65 | INR
4000 | Sourthern Zone, Berhampur | 4200 | EHT (O&M) Circle, Jeypore | 4204 | EHT (O&M) Division, Rayagada | SL49 | 132/33 kV T/L S/S S/D Paralakhemundi_Lin | 3000000824 | SUSPENSION CLAMP FOR 7/3.15MM EARTHWIRE | HWF.SC.EW.A002 | ZSPR_ACT | ZSPR | NOS | 19 | 6358.32 | INR
4000 | Sourthern Zone, Berhampur | 4200 | EHT (O&M) Circle, Jeypore | 4204 | EHT (O&M) Division, Rayagada | S244 | 220 kV Line S/D Therubali | 3000000824 | SUSPENSION CLAMP FOR 7/3.15MM EARTHWIRE | HWF.SC.EW.A002 | ZSPR_ACT | ZSPR | NOS | 42 | 14055.22 | INR
4000 | Sourthern Zone, Berhampur | 4200 | EHT (O&M) Circle, Jeypore | 4204 | EHT (O&M) Division, Rayagada | S242 | 132/33 kV T/L S/S S/D Rayagada | 3000000824 | SUSPENSION CLAMP FOR 7/3.15MM EARTHWIRE | HWF.SC.EW.A002 | ZSPR_ACT | ZSPR | NOS | 7 | 2342.54 | INR
4000 | Sourthern Zone, Berhampur | 4200 | EHT (O&M) Circle, Jeypore | 4204 | EHT (O&M) Division, Rayagada | SL45 | 132/33 kV T/L S/S S/D Muniguda_Line | 3000000824 | SUSPENSION CLAMP FOR 7/3.15MM EARTHWIRE | HWF.SC.EW.A002 | ZSPR_ACT | ZSPR | NOS | 4 | 1338.59 | INR
4000 | Sourthern Zone, Berhampur | 4200 | EHT (O&M) Circle, Jeypore | 4204 | EHT (O&M) Division, Rayagada | SL45 | 132/33 kV T/L S/S S/D Muniguda_Line | 3000000846 | SS HARDWARE FITTING ACSR PANTHER | HWF.SS.A002 | ZSPR_ACT | ZSPR | NOS | 15 | 43400.38 | INR
4000 | Sourthern Zone, Berhampur | 4200 | EHT (O&M) Circle, Jeypore | 4204 | EHT (O&M) Division, Rayagada | S242 | 132/33 kV T/L S/S S/D Rayagada | 3000000846 | SS HARDWARE FITTING ACSR PANTHER | HWF.SS.A002 | ZSPR_ACT | ZSPR | NOS | 36 | 104160.92 | INR
4000 | Sourthern Zone, Berhampur | 4200 | EHT (O&M) Circle, Jeypore | 4204 | EHT (O&M) Division, Rayagada | S244 | 220 kV Line S/D Therubali | 3000000847 | SS HARDWARE FITTING ACSR ZEBRA | HWF.SS.A003 | ZSPR_ACT | ZSPR | NOS | 7 | 6864.78 | INR
4000 | Sourthern Zone, Berhampur | 4200 | EHT (O&M) Circle, Jeypore | 4204 | EHT (O&M) Division, Rayagada | S246 | 220/33KV S/S S/D Laxmipur | 3000000847 | SS HARDWARE FITTING ACSR ZEBRA | HWF.SS.A003 | ZSPR_ACT | ZSPR | NOS | 37 | 36285.24 | INR
4000 | Sourthern Zone, Berhampur | 4200 | EHT (O&M) Circle, Jeypore | 4204 | EHT (O&M) Division, Rayagada | S248 | 220/132/33 kV T/L S/S S/D Gunupur | 3000000847 | SS HARDWARE FITTING ACSR ZEBRA | HWF.SS.A003 | ZSPR_ACT | ZSPR | NOS | 6 | 5884.1 | INR
4000 | Sourthern Zone, Berhampur | 4200 | EHT (O&M) Circle, Jeypore | 4204 | EHT (O&M) Division, Rayagada | S244 | 220 kV Line S/D Therubali | 3000000847 | SS HARDWARE FITTING ACSR ZEBRA | HWF.SS.A003 | ZSPR_US | ZSPR | NOS | 28 | 55972 | INR
4000 | Sourthern Zone, Berhampur | 4200 | EHT (O&M) Circle, Jeypore | 4204 | EHT (O&M) Division, Rayagada | S249 | 132/33 kV T/L S/S S/D Paralakhemundi | 3000000847 | SS HARDWARE FITTING ACSR ZEBRA | HWF.SS.A003 | ZSPR_ACT | ZSPR | NOS | 6 | 5884.1 | INR
4000 | Sourthern Zone, Berhampur | 4200 | EHT (O&M) Circle, Jeypore | 4204 | EHT (O&M) Division, Rayagada | S24A | 132/33 kV T/L S/S S/D Akhusingh | 3000000847 | SS HARDWARE FITTING ACSR ZEBRA | HWF.SS.A003 | ZSPR_ACT | ZSPR | NOS | 3 | 2942.05 | INR
4000 | Sourthern Zone, Berhampur | 4200 | EHT (O&M) Circle, Jeypore | 4204 | EHT (O&M) Division, Rayagada | S244 | 220 kV Line S/D Therubali | 3000000852 | SS HARDWARE FITTING AAAC ZEBRA | HWF.SS.A010 | ZSPR_ACT | ZSPR | NOS | 6 | 3000 | INR
4000 | Sourthern Zone, Berhampur | 4200 | EHT (O&M) Circle, Jeypore | 4204 | EHT (O&M) Division, Rayagada | SL49 | 132/33 kV T/L S/S S/D Paralakhemundi_Lin | 3000000865 | SS HWF CLAMP FOR ACSR PANTHER CONDUCTOR | HWF.SS.C002 | ZSPR_ACT | ZSPR | NOS | 30 | 5524.2 | INR
4000 | Sourthern Zone, Berhampur | 4200 | EHT (O&M) Circle, Jeypore | 4204 | EHT (O&M) Division, Rayagada | S249 | 132/33 kV T/L S/S S/D Paralakhemundi | 3000000866 | CLAMP OF SS HWF FOR ACSR ZEBRA | HWF.SS.C003 | ZSPR_ACT | ZSPR | NOS | 9 | 1019.88 | INR
4000 | Sourthern Zone, Berhampur | 4200 | EHT (O&M) Circle, Jeypore | 4204 | EHT (O&M) Division, Rayagada | S243 | 220/132/33 kV S/S S/D Therubali | 3000000870 | CLAMP OF SS HWF FOR AAAC MOOSE CONDUCTOR | HWF.SS.C011 | ZSPR_ACT | ZSPR | NOS | 27 | 33750 | INR
4000 | Sourthern Zone, Berhampur | 4200 | EHT (O&M) Circle, Jeypore | 4204 | EHT (O&M) Division, Rayagada | SL49 | 132/33 kV T/L S/S S/D Paralakhemundi_Lin | 3000000871 | ARCING HORN OF SS HWF FOR ACSR PANTHER | HWF.SS.D002 | ZSPR_ACT | ZSPR | NOS | 18 | 1786.5 | INR
4000 | Sourthern Zone, Berhampur | 4200 | EHT (O&M) Circle, Jeypore | 4204 | EHT (O&M) Division, Rayagada | S244 | 220 kV Line S/D Therubali | 3000000872 | ARCING HORN OF SS HWF FOR ACSR ZEBRA | HWF.SS.D003 | ZSPR_ACT | ZSPR | NOS | 21 | 2100 | INR
4000 | Sourthern Zone, Berhampur | 4200 | EHT (O&M) Circle, Jeypore | 4204 | EHT (O&M) Division, Rayagada | S248 | 220/132/33 kV T/L S/S S/D Gunupur | 3000000878 | ST HWF FOR ACSR ZEBRA | HWF.ST.A003 | ZSPR_ACT | ZSPR | NOS | 6 | 27612 | INR
4000 | Sourthern Zone, Berhampur | 4200 | EHT (O&M) Circle, Jeypore | 4204 | EHT (O&M) Division, Rayagada | S244 | 220 kV Line S/D Therubali | 3000000889 | ST HWF W/O AL PART FOR ACSR ZEBRA | HWF.ST.B003 | ZSPR_ACT | ZSPR | NOS | 9 | 9 | INR
4000 | Sourthern Zone, Berhampur | 4200 | EHT (O&M) Circle, Jeypore | 4204 | EHT (O&M) Division, Rayagada | S248 | 220/132/33 kV T/L S/S S/D Gunupur | 3000000889 | ST HWF W/O AL PART FOR ACSR ZEBRA | HWF.ST.B003 | ZSPR_ACT | ZSPR | NOS | 4 | 4 | INR
4000 | Sourthern Zone, Berhampur | 4200 | EHT (O&M) Circle, Jeypore | 4204 | EHT (O&M) Division, Rayagada | SL49 | 132/33 kV T/L S/S S/D Paralakhemundi_Lin | 3000000893 | DEADEND CLAMP OF ST HWF FOR ACSR PANTHER | HWF.ST.C002 | ZSPR_ACT | ZSPR | NOS | 5 | 29.55 | INR
4000 | Sourthern Zone, Berhampur | 4200 | EHT (O&M) Circle, Jeypore | 4204 | EHT (O&M) Division, Rayagada | S242 | 132/33 kV T/L S/S S/D Rayagada | 3000000893 | DEADEND CLAMP OF ST HWF FOR ACSR PANTHER | HWF.ST.C002 | ZSPR_ACT | ZSPR | NOS | 2 | 11.82 | INR
4000 | Sourthern Zone, Berhampur | 4200 | EHT (O&M) Circle, Jeypore | 4204 | EHT (O&M) Division, Rayagada | S249 | 132/33 kV T/L S/S S/D Paralakhemundi | 3000000894 | DEAD END CLAMP OF ST HWF FOR ACSR ZEBRA | HWF.ST.C003 | ZSPR_ACT | ZSPR | NOS | 15 | 20916.18 | INR
4000 | Sourthern Zone, Berhampur | 4200 | EHT (O&M) Circle, Jeypore | 4204 | EHT (O&M) Division, Rayagada | S248 | 220/132/33 kV T/L S/S S/D Gunupur | 3000000894 | DEAD END CLAMP OF ST HWF FOR ACSR ZEBRA | HWF.ST.C003 | ZSPR_ACT | ZSPR | NOS | 4 | 5577.65 | INR
4000 | Sourthern Zone, Berhampur | 4200 | EHT (O&M) Circle, Jeypore | 4204 | EHT (O&M) Division, Rayagada | S244 | 220 kV Line S/D Therubali | 3000000894 | DEAD END CLAMP OF ST HWF FOR ACSR ZEBRA | HWF.ST.C003 | ZSPR_ACT | ZSPR | NOS | 26 | 36254.7 | INR
4000 | Sourthern Zone, Berhampur | 4200 | EHT (O&M) Circle, Jeypore | 4204 | EHT (O&M) Division, Rayagada | SL49 | 132/33 kV T/L S/S S/D Paralakhemundi_Lin | 3000000900 | ARCING HORN OF ST HWF FOR ACSR PANTHER | HWF.ST.D002 | ZSPR_ACT | ZSPR | NOS | 6 | 900 | INR
4000 | Sourthern Zone, Berhampur | 4200 | EHT (O&M) Circle, Jeypore | 4204 | EHT (O&M) Division, Rayagada | S248 | 220/132/33 kV T/L S/S S/D Gunupur | 3000000906 | TENSION CLAMP FOR EARTHWIRE | HWF.TC.EW.A002 | ZSPR_ACT | ZSPR | NOS | 11 | 13172.85 | INR
4000 | Sourthern Zone, Berhampur | 4200 | EHT (O&M) Circle, Jeypore | 4204 | EHT (O&M) Division, Rayagada | SL45 | 132/33 kV T/L S/S S/D Muniguda_Line | 3000000906 | TENSION CLAMP FOR EARTHWIRE | HWF.TC.EW.A002 | ZSPR_ACT | ZSPR | NOS | 1 | 1197.53 | INR
4000 | Sourthern Zone, Berhampur | 4200 | EHT (O&M) Circle, Jeypore | 4204 | EHT (O&M) Division, Rayagada | SL45 | 132/33 kV T/L S/S S/D Muniguda_Line | 3000000906 | TENSION CLAMP FOR EARTHWIRE | HWF.TC.EW.A002 | ZSPR_US | ZSPR | NOS | 20 | 5802.6 | INR
4000 | Sourthern Zone, Berhampur | 4200 | EHT (O&M) Circle, Jeypore | 4204 | EHT (O&M) Division, Rayagada | S242 | 132/33 kV T/L S/S S/D Rayagada | 3000000925 | ROTARY SWITCH | ILWR.SWITCH.G001 | ZSPR_US | ZSPR | NOS | 3 | 3 | INR
4000 | Sourthern Zone, Berhampur | 4200 | EHT (O&M) Circle, Jeypore | 4204 | EHT (O&M) Division, Rayagada | S24A | 132/33 kV T/L S/S S/D Akhusingh | 3000000931 | 90KN ANTIFOG DISC INSULATOR | INS.AF.DISC.B002 | ZSPR_ACT | ZSPR | NOS | 10 | 9509.13 | INR
4000 | Sourthern Zone, Berhampur | 4200 | EHT (O&M) Circle, Jeypore | 4204 | EHT (O&M) Division, Rayagada | SL45 | 132/33 kV T/L S/S S/D Muniguda_Line | 3000000931 | 90KN ANTIFOG DISC INSULATOR | INS.AF.DISC.B002 | ZSPR_ACT | ZSPR | NOS | 47 | 44692.89 | INR
4000 | Sourthern Zone, Berhampur | 4200 | EHT (O&M) Circle, Jeypore | 4204 | EHT (O&M) Division, Rayagada | S243 | 220/132/33 kV S/S S/D Therubali | 3000000931 | 90KN ANTIFOG DISC INSULATOR | INS.AF.DISC.B002 | ZSPR_ACT | ZSPR | NOS | 10 | 9509.13 | INR
4000 | Sourthern Zone, Berhampur | 4200 | EHT (O&M) Circle, Jeypore | 4204 | EHT (O&M) Division, Rayagada | S244 | 220 kV Line S/D Therubali | 3000000931 | 90KN ANTIFOG DISC INSULATOR | INS.AF.DISC.B002 | ZSPR_ACT | ZSPR | NOS | 1114 | 1059316.6 | INR
4000 | Sourthern Zone, Berhampur | 4200 | EHT (O&M) Circle, Jeypore | 4204 | EHT (O&M) Division, Rayagada | S243 | 220/132/33 kV S/S S/D Therubali | 3000000932 | 120KN ANTIFOG DISC INSULATOR | INS.AF.DISC.B003 | ZSPR_ACT | ZSPR | NOS | 66 | 58766.78 | INR
4000 | Sourthern Zone, Berhampur | 4200 | EHT (O&M) Circle, Jeypore | 4204 | EHT (O&M) Division, Rayagada | S248 | 220/132/33 kV T/L S/S S/D Gunupur | 3000000932 | 120KN ANTIFOG DISC INSULATOR | INS.AF.DISC.B003 | ZSPR_ACT | ZSPR | NOS | 6 | 5342.43 | INR
4000 | Sourthern Zone, Berhampur | 4200 | EHT (O&M) Circle, Jeypore | 4204 | EHT (O&M) Division, Rayagada | SL45 | 132/33 kV T/L S/S S/D Muniguda_Line | 3000000932 | 120KN ANTIFOG DISC INSULATOR | INS.AF.DISC.B003 | ZSPR_ACT | ZSPR | NOS | 274 | 243971.16 | INR
4000 | Sourthern Zone, Berhampur | 4200 | EHT (O&M) Circle, Jeypore | 4204 | EHT (O&M) Division, Rayagada | S244 | 220 kV Line S/D Therubali | 3000000933 | 160KN ANTIFOG DISC INSULATOR | INS.AF.DISC.B004 | ZSPR_US | ZSPR | NOS | 15 | 18452.55 | INR
4000 | Sourthern Zone, Berhampur | 4200 | EHT (O&M) Circle, Jeypore | 4204 | EHT (O&M) Division, Rayagada | S243 | 220/132/33 kV S/S S/D Therubali | 3000000933 | 160KN ANTIFOG DISC INSULATOR | INS.AF.DISC.B004 | ZSPR_ACT | ZSPR | NOS | 30 | 30 | INR
4000 | Sourthern Zone, Berhampur | 4200 | EHT (O&M) Circle, Jeypore | 4204 | EHT (O&M) Division, Rayagada | S248 | 220/132/33 kV T/L S/S S/D Gunupur | 3000000934 | 90KN 132KV ANTIFOG LONG ROD | INS.AF.LR.D002 | ZSPR_ACT | ZSPR | NOS | 8 | 61989.84 | INR
4000 | Sourthern Zone, Berhampur | 4200 | EHT (O&M) Circle, Jeypore | 4204 | EHT (O&M) Division, Rayagada | S244 | 220 kV Line S/D Therubali | 3000000935 | DIFFERENT RATING OF INSULATOR | INS.ASRT.A001 | ZSPR_ACT | ZSPR | NOS | 215 | 10442.55 | INR
4000 | Sourthern Zone, Berhampur | 4200 | EHT (O&M) Circle, Jeypore | 4204 | EHT (O&M) Division, Rayagada | S245 | 132/33 kV T/L S/S S/D Muniguda | 3000000943 | 33 KV Bus Post Insulator | INS.POR.BPI.C001 | ZSPR_US | ZSPR | NOS | 1 | 1 | INR
4000 | Sourthern Zone, Berhampur | 4200 | EHT (O&M) Circle, Jeypore | 4204 | EHT (O&M) Division, Rayagada | S242 | 132/33 kV T/L S/S S/D Rayagada | 3000000943 | 33 KV Bus Post Insulator | INS.POR.BPI.C001 | ZSPR_SCRAP | ZSPR | NOS | 50 | 50 | INR
4000 | Sourthern Zone, Berhampur | 4200 | EHT (O&M) Circle, Jeypore | 4204 | EHT (O&M) Division, Rayagada | S249 | 132/33 kV T/L S/S S/D Paralakhemundi | 3000000943 | 33 KV Bus Post Insulator | INS.POR.BPI.C001 | ZSPR_ACT | ZSPR | NOS | 3 | 3 | INR
4000 | Sourthern Zone, Berhampur | 4200 | EHT (O&M) Circle, Jeypore | 4204 | EHT (O&M) Division, Rayagada | S245 | 132/33 kV T/L S/S S/D Muniguda | 3000000944 | 132 KV BUS POST INSULATORS | INS.POR.BPI.D001 | ZSPR_ACT | ZSPR | NOS | 3 | 1802.27 | INR
4000 | Sourthern Zone, Berhampur | 4200 | EHT (O&M) Circle, Jeypore | 4204 | EHT (O&M) Division, Rayagada | S243 | 220/132/33 kV S/S S/D Therubali | 3000000944 | 132 KV BUS POST INSULATORS | INS.POR.BPI.D001 | ZSPR_US | ZSPR | NOS | 2 | 3200.7 | INR
4000 | Sourthern Zone, Berhampur | 4200 | EHT (O&M) Circle, Jeypore | 4204 | EHT (O&M) Division, Rayagada | S243 | 220/132/33 kV S/S S/D Therubali | 3000000944 | 132 KV BUS POST INSULATORS | INS.POR.BPI.D001 | ZSPR_ACT | ZSPR | NOS | 5 | 3003.78 | INR
4000 | Sourthern Zone, Berhampur | 4200 | EHT (O&M) Circle, Jeypore | 4204 | EHT (O&M) Division, Rayagada | S245 | 132/33 kV T/L S/S S/D Muniguda | 3000000944 | 132 KV BUS POST INSULATORS | INS.POR.BPI.D001 | ZSPR_SCRAP | ZSPR | NOS | 1 | 1600.35 | INR
4000 | Sourthern Zone, Berhampur | 4200 | EHT (O&M) Circle, Jeypore | 4204 | EHT (O&M) Division, Rayagada | S247 | 220/33 kV S/S S/D Kashipur | 3000000945 | 220KV Bus Post Insulator | INS.POR.BPI.E001 | ZSPR_ACT | ZSPR | NOS | 4 | 36820.18 | INR
4000 | Sourthern Zone, Berhampur | 4200 | EHT (O&M) Circle, Jeypore | 4204 | EHT (O&M) Division, Rayagada | S243 | 220/132/33 kV S/S S/D Therubali | 3000000945 | 220KV Bus Post Insulator | INS.POR.BPI.E001 | ZSPR_ACT | ZSPR | NOS | 4 | 36820.18 | INR
4000 | Sourthern Zone, Berhampur | 4200 | EHT (O&M) Circle, Jeypore | 4204 | EHT (O&M) Division, Rayagada | S242 | 132/33 kV T/L S/S S/D Rayagada | 3000000946 | 70KN PORCELAIN DISC INSULATOR | INS.POR.DISC.B001 | ZSPR_ACT | ZSPR | NOS | 6 | 11086.74 | INR
4000 | Sourthern Zone, Berhampur | 4200 | EHT (O&M) Circle, Jeypore | 4204 | EHT (O&M) Division, Rayagada | SL49 | 132/33 kV T/L S/S S/D Paralakhemundi_Lin | 3000000946 | 70KN PORCELAIN DISC INSULATOR | INS.POR.DISC.B001 | ZSPR_ACT | ZSPR | NOS | 62 | 114562.98 | INR
4000 | Sourthern Zone, Berhampur | 4200 | EHT (O&M) Circle, Jeypore | 4204 | EHT (O&M) Division, Rayagada | S244 | 220 kV Line S/D Therubali | 3000000947 | 90KN PORCELAIN DISC INSULATOR | INS.POR.DISC.B002 | ZSPR_ACT | ZSPR | NOS | 66 | 49338.9 | INR
4000 | Sourthern Zone, Berhampur | 4200 | EHT (O&M) Circle, Jeypore | 4204 | EHT (O&M) Division, Rayagada | S242 | 132/33 kV T/L S/S S/D Rayagada | 3000000947 | 90KN PORCELAIN DISC INSULATOR | INS.POR.DISC.B002 | ZSPR_ACT | ZSPR | NOS | 257 | 192122.71 | INR
4000 | Sourthern Zone, Berhampur | 4200 | EHT (O&M) Circle, Jeypore | 4204 | EHT (O&M) Division, Rayagada | S242 | 132/33 kV T/L S/S S/D Rayagada | 3000000948 | 120KN PORCELAIN DISC INSULATOR | INS.POR.DISC.B003 | ZSPR_ACT | ZSPR | NOS | 9 | 3642.03 | INR
4000 | Sourthern Zone, Berhampur | 4200 | EHT (O&M) Circle, Jeypore | 4204 | EHT (O&M) Division, Rayagada | S246 | 220/33KV S/S S/D Laxmipur | 3000000949 | 160KN PORCELAIN DISC INSULATOR | INS.POR.DISC.B004 | ZSPR_ACT | ZSPR | NOS | 63 | 78498 | INR
4000 | Sourthern Zone, Berhampur | 4200 | EHT (O&M) Circle, Jeypore | 4204 | EHT (O&M) Division, Rayagada | S248 | 220/132/33 kV T/L S/S S/D Gunupur | 3000000950 | 160KN 220 KV PORCELAIN LONG ROD INSULATO | INS.POR.LR.B004 | ZSPR_ACT | ZSPR | NOS | 24 | 404312.46 | INR
4000 | Sourthern Zone, Berhampur | 4200 | EHT (O&M) Circle, Jeypore | 4204 | EHT (O&M) Division, Rayagada | S244 | 220 kV Line S/D Therubali | 3000000951 | 36000LBS PORCELAIN DISC INSULATOR | INS.POR.DISC.B005 | ZSPR_US | ZSPR | NOS | 46 | 46 | INR
4000 | Sourthern Zone, Berhampur | 4200 | EHT (O&M) Circle, Jeypore | 4204 | EHT (O&M) Division, Rayagada | S244 | 220 kV Line S/D Therubali | 3000000952 | 18000LBS PORCELAIN DISC INSULATOR | INS.POR.DISC.B006 | ZSPR_ACT | ZSPR | NOS | 30 | 3037.2 | INR
4000 | Sourthern Zone, Berhampur | 4200 | EHT (O&M) Circle, Jeypore | 4204 | EHT (O&M) Division, Rayagada | S248 | 220/132/33 kV T/L S/S S/D Gunupur | 3000000953 | 90KN 220KV PORCELAIN LONG ROD | INS.POR.LR.B001 | ZSPR_ACT | ZSPR | NOS | 126 | 2948026.8 | INR
4000 | Sourthern Zone, Berhampur | 4200 | EHT (O&M) Circle, Jeypore | 4204 | EHT (O&M) Division, Rayagada | S245 | 132/33 kV T/L S/S S/D Muniguda | 3000000970 | LMU COMPOSITE TYPE 132 KV WAVE TRAP | LMU.CMPT.A001 | ZSPR_ACT | ZSPR | NOS | 3 | 325054.5 | INR
4000 | Sourthern Zone, Berhampur | 4200 | EHT (O&M) Circle, Jeypore | 4204 | EHT (O&M) Division, Rayagada | S245 | 132/33 kV T/L S/S S/D Muniguda | 3000000971 | LMDU COMPOSITE TYPE 132KV WAVE TRAP | LMU.CMPT.A002 | ZSPR_ACT | ZSPR | NOS | 3 | 325054.5 | INR
4000 | Sourthern Zone, Berhampur | 4200 | EHT (O&M) Circle, Jeypore | 4204 | EHT (O&M) Division, Rayagada | S243 | 220/132/33 kV S/S S/D Therubali | 3000000982 | ALLUMINIUM BINDING TAPE | MISC.ALBINDTAPE.A001 | ZSPR_ACT | ZSPR | KG | 48 | 4800 | INR
4000 | Sourthern Zone, Berhampur | 4200 | EHT (O&M) Circle, Jeypore | 4204 | EHT (O&M) Division, Rayagada | S243 | 220/132/33 kV S/S S/D Therubali | 3000000996 | CT CONSOLE BOX | MISC.CT.CONSOLE.A001 | ZSPR_ACT | ZSPR | NOS | 1 | 1901.75 | INR
4000 | Sourthern Zone, Berhampur | 4200 | EHT (O&M) Circle, Jeypore | 4204 | EHT (O&M) Division, Rayagada | S243 | 220/132/33 kV S/S S/D Therubali | 3000001002 | EMPTY Tfr OIL BARREL | MISC.EMPTYBRL.A001 | ZSPR_SH | ZSPR | NOS | 84 | 84 | INR
4000 | Sourthern Zone, Berhampur | 4200 | EHT (O&M) Circle, Jeypore | 4204 | EHT (O&M) Division, Rayagada | S245 | 132/33 kV T/L S/S S/D Muniguda | 3000001002 | EMPTY Tfr OIL BARREL | MISC.EMPTYBRL.A001 | ZSPR_US | ZSPR | NOS | 28 | 28 | INR
4000 | Sourthern Zone, Berhampur | 4200 | EHT (O&M) Circle, Jeypore | 4204 | EHT (O&M) Division, Rayagada | S246 | 220/33KV S/S S/D Laxmipur | 3000001002 | EMPTY Tfr OIL BARREL | MISC.EMPTYBRL.A001 | ZSPR_ACT | ZSPR | NOS | 50 | 590.28 | INR
4000 | Sourthern Zone, Berhampur | 4200 | EHT (O&M) Circle, Jeypore | 4204 | EHT (O&M) Division, Rayagada | S242 | 132/33 kV T/L S/S S/D Rayagada | 3000001002 | EMPTY Tfr OIL BARREL | MISC.EMPTYBRL.A001 | ZSPR_SCRAP | ZSPR | NOS | 20 | 20 | INR
4000 | Sourthern Zone, Berhampur | 4200 | EHT (O&M) Circle, Jeypore | 4204 | EHT (O&M) Division, Rayagada | S249 | 132/33 kV T/L S/S S/D Paralakhemundi | 3000001002 | EMPTY Tfr OIL BARREL | MISC.EMPTYBRL.A001 | ZSPR_ACT | ZSPR | NOS | 26 | 306.94 | INR
4000 | Sourthern Zone, Berhampur | 4200 | EHT (O&M) Circle, Jeypore | 4204 | EHT (O&M) Division, Rayagada | S245 | 132/33 kV T/L S/S S/D Muniguda | 3000001005 | FIRE ALARAM BELL | MISC.F.ALRMBELL.A001 | ZSPR_ACT | ZSPR | NOS | 3 | 48784.74 | INR
4000 | Sourthern Zone, Berhampur | 4200 | EHT (O&M) Circle, Jeypore | 4204 | EHT (O&M) Division, Rayagada | S243 | 220/132/33 kV S/S S/D Therubali | 3000001007 | FLEXIBLE COPPER EARTH BOND | MISC.FL.CU.BOND.A001 | ZSPR_ACT | ZSPR | NOS | 197 | 46737.1 | INR
4000 | Sourthern Zone, Berhampur | 4200 | EHT (O&M) Circle, Jeypore | 4204 | EHT (O&M) Division, Rayagada | S244 | 220 kV Line S/D Therubali | 3000001007 | FLEXIBLE COPPER EARTH BOND | MISC.FL.CU.BOND.A001 | ZSPR_ACT | ZSPR | NOS | 21 | 4982.13 | INR
4000 | Sourthern Zone, Berhampur | 4200 | EHT (O&M) Circle, Jeypore | 4204 | EHT (O&M) Division, Rayagada | S248 | 220/132/33 kV T/L S/S S/D Gunupur | 3000001007 | FLEXIBLE COPPER EARTH BOND | MISC.FL.CU.BOND.A001 | ZSPR_ACT | ZSPR | NOS | 19 | 4507.64 | INR
4000 | Sourthern Zone, Berhampur | 4200 | EHT (O&M) Circle, Jeypore | 4204 | EHT (O&M) Division, Rayagada | S24A | 132/33 kV T/L S/S S/D Akhusingh | 3000001007 | FLEXIBLE COPPER EARTH BOND | MISC.FL.CU.BOND.A001 | ZSPR_ACT | ZSPR | NOS | 40 | 9489.77 | INR
4000 | Sourthern Zone, Berhampur | 4200 | EHT (O&M) Circle, Jeypore | 4204 | EHT (O&M) Division, Rayagada | SL45 | 132/33 kV T/L S/S S/D Muniguda_Line | 3000001007 | FLEXIBLE COPPER EARTH BOND | MISC.FL.CU.BOND.A001 | ZSPR_ACT | ZSPR | NOS | 15 | 3558.66 | INR
4000 | Sourthern Zone, Berhampur | 4200 | EHT (O&M) Circle, Jeypore | 4204 | EHT (O&M) Division, Rayagada | S242 | 132/33 kV T/L S/S S/D Rayagada | 3000001007 | FLEXIBLE COPPER EARTH BOND | MISC.FL.CU.BOND.A001 | ZSPR_ACT | ZSPR | NOS | 6 | 1423.46 | INR
4000 | Sourthern Zone, Berhampur | 4200 | EHT (O&M) Circle, Jeypore | 4204 | EHT (O&M) Division, Rayagada | S24A | 132/33 kV T/L S/S S/D Akhusingh | 3000001067 | 50 Kg SF6 gas Cylinder | MISC.SF6CYLNDR.A002 | ZSPR_ACT | ZSPR | NOS | 1 | 18557.8 | INR
4000 | Sourthern Zone, Berhampur | 4200 | EHT (O&M) Circle, Jeypore | 4204 | EHT (O&M) Division, Rayagada | S245 | 132/33 kV T/L S/S S/D Muniguda | 3000001073 | 11KG SF6 EMPTY GAS CYLINDER | MISC.SF6CYLNDR.B005 | ZSPR_FREE | ZSPR | NOS | 4 | 0 | INR
4000 | Sourthern Zone, Berhampur | 4200 | EHT (O&M) Circle, Jeypore | 4204 | EHT (O&M) Division, Rayagada | S243 | 220/132/33 kV S/S S/D Therubali | 3000001076 | ASSORTED SIZE SF6 EMPTY GAS CYLINDER | MISC.SF6CYLNDR.C001 | ZSPR_US | ZSPR | NOS | 13 | 13 | INR
4000 | Sourthern Zone, Berhampur | 4200 | EHT (O&M) Circle, Jeypore | 4204 | EHT (O&M) Division, Rayagada | S242 | 132/33 kV T/L S/S S/D Rayagada | 3000001076 | ASSORTED SIZE SF6 EMPTY GAS CYLINDER | MISC.SF6CYLNDR.C001 | ZSPR_SCRAP | ZSPR | NOS | 7 | 7 | INR
4000 | Sourthern Zone, Berhampur | 4200 | EHT (O&M) Circle, Jeypore | 4204 | EHT (O&M) Division, Rayagada | S243 | 220/132/33 kV S/S S/D Therubali | 3000001077 | SAFTY HELMET | MISC.SFTYHELMET.A002 | ZSPR_US | ZSPR | NOS | 20 | 20 | INR
4000 | Sourthern Zone, Berhampur | 4200 | EHT (O&M) Circle, Jeypore | 4204 | EHT (O&M) Division, Rayagada | S24A | 132/33 kV T/L S/S S/D Akhusingh | 3000001078 | SILICAGEL USEFUL FOR Tfr | MISC.SILICAGEL.A001 | ZSPR_ACT | ZSPR | KG | 25 | 25 | INR
4000 | Sourthern Zone, Berhampur | 4200 | EHT (O&M) Circle, Jeypore | 4204 | EHT (O&M) Division, Rayagada | S242 | 132/33 kV T/L S/S S/D Rayagada | 3000001086 | 3-Phase 4Wire TEST TERMINAL BLOCK / TTB | MISC.TBLOCK.A001 | ZSPR_ACT | ZSPR | NOS | 6 | 150.78 | INR
4000 | Sourthern Zone, Berhampur | 4200 | EHT (O&M) Circle, Jeypore | 4204 | EHT (O&M) Division, Rayagada | S248 | 220/132/33 kV T/L S/S S/D Gunupur | 3000001094 | NEW EHV GRADE Napthelin based Tfr OIL | MISC.TFROIL.A001 | ZSPR_ACT | ZSPR | L | 208 | 18691.83 | INR
4000 | Sourthern Zone, Berhampur | 4200 | EHT (O&M) Circle, Jeypore | 4204 | EHT (O&M) Division, Rayagada | S245 | 132/33 kV T/L S/S S/D Muniguda | 3000001094 | NEW EHV GRADE Napthelin based Tfr OIL | MISC.TFROIL.A001 | ZSPR_ACT | ZSPR | L | 210 | 18871.56 | INR
4000 | Sourthern Zone, Berhampur | 4200 | EHT (O&M) Circle, Jeypore | 4204 | EHT (O&M) Division, Rayagada | S243 | 220/132/33 kV S/S S/D Therubali | 3000001094 | NEW EHV GRADE Napthelin based Tfr OIL | MISC.TFROIL.A001 | ZSPR_ACT | ZSPR | L | 342.2 | 30751.66 | INR
4000 | Sourthern Zone, Berhampur | 4200 | EHT (O&M) Circle, Jeypore | 4204 | EHT (O&M) Division, Rayagada | S246 | 220/33KV S/S S/D Laxmipur | 3000001095 | USED/ OLD Tfr OIL | MISC.TFROIL.A002 | ZSPR_ACT | ZSPR | L | 3780 | 23020.2 | INR
4000 | Sourthern Zone, Berhampur | 4200 | EHT (O&M) Circle, Jeypore | 4204 | EHT (O&M) Division, Rayagada | S24A | 132/33 kV T/L S/S S/D Akhusingh | 3000001101 | WATER FILTER-CUM-PURIFIER | MISC.W.FILTER.A001 | ZSPR_SCRAP | ZSPR | NOS | 1 | 1 | INR
4000 | Sourthern Zone, Berhampur | 4200 | EHT (O&M) Circle, Jeypore | 4204 | EHT (O&M) Division, Rayagada | S245 | 132/33 kV T/L S/S S/D Muniguda | 3000001102 | WATER PUMP | MISC.WATERPUMP.A001 | ZSPR_US | ZSPR | NOS | 1 | 1500 | INR
4000 | Sourthern Zone, Berhampur | 4200 | EHT (O&M) Circle, Jeypore | 4204 | EHT (O&M) Division, Rayagada | S242 | 132/33 kV T/L S/S S/D Rayagada | 3000001112 | 0 TO 300 AMP ANALOG AMMETER | MTR.AMMETER.A.A008 | ZSPR_ACT | ZSPR | NOS | 2 | 2 | INR
4000 | Sourthern Zone, Berhampur | 4200 | EHT (O&M) Circle, Jeypore | 4204 | EHT (O&M) Division, Rayagada | S243 | 220/132/33 kV S/S S/D Therubali | 3000001119 | 3P 4WIRE 63.5V 5A APEX UPGRADED METER | MTR.APEX.B004 | ZSPR_FREE | ZSPR | NOS | 8 | 0 | INR
4000 | Sourthern Zone, Berhampur | 4200 | EHT (O&M) Circle, Jeypore | 4204 | EHT (O&M) Division, Rayagada | S249 | 132/33 kV T/L S/S S/D Paralakhemundi | 3000001125 | 3-PHASE ANALOG KILO WATT HOUR METER | MTR.KWHMETER.A.A003 | ZSPR_ACT | ZSPR | NOS | 3 | 1200 | INR
4000 | Sourthern Zone, Berhampur | 4200 | EHT (O&M) Circle, Jeypore | 4204 | EHT (O&M) Division, Rayagada | S245 | 132/33 kV T/L S/S S/D Muniguda | 3000001126 | 0.2S Accuracy Class Static ABT Compliant | MTR.KWHMETER.D.A001 | ZSPR_ACT | ZSPR | NOS | 2 | 193519.3 | INR
4000 | Sourthern Zone, Berhampur | 4200 | EHT (O&M) Circle, Jeypore | 4204 | EHT (O&M) Division, Rayagada | S247 | 220/33 kV S/S S/D Kashipur | 3000001131 | MVAR Meter along with Transducer | MTR.MVAR.TDCR.A001 | ZSPR_ACT | ZSPR | NOS | 1 | 15615.63 | INR
4000 | Sourthern Zone, Berhampur | 4200 | EHT (O&M) Circle, Jeypore | 4204 | EHT (O&M) Division, Rayagada | S242 | 132/33 kV T/L S/S S/D Rayagada | 3000001147 | Voltmeter of range (0-45)KV | MTR.VOLTMETER.A.A008 | ZSPR_ACT | ZSPR | NOS | 1 | 1 | INR
4000 | Sourthern Zone, Berhampur | 4200 | EHT (O&M) Circle, Jeypore | 4204 | EHT (O&M) Division, Rayagada | S242 | 132/33 kV T/L S/S S/D Rayagada | 3000001148 | Voltmeter of range (0-132)KV | MTR.VOLTMETER.A.A009 | ZSPR_ACT | ZSPR | NOS | 3 | 3 | INR
4000 | Sourthern Zone, Berhampur | 4200 | EHT (O&M) Circle, Jeypore | 4204 | EHT (O&M) Division, Rayagada | S242 | 132/33 kV T/L S/S S/D Rayagada | 3000001153 | ASSORTED SIZE FOUNDATION NUT & BOLT | NBW.ASRT.FDNB.A001 | ZSPR_US | ZSPR | NOS | 20 | 20 | INR
4000 | Sourthern Zone, Berhampur | 4200 | EHT (O&M) Circle, Jeypore | 4204 | EHT (O&M) Division, Rayagada | S243 | 220/132/33 kV S/S S/D Therubali | 3000001153 | ASSORTED SIZE FOUNDATION NUT & BOLT | NBW.ASRT.FDNB.A001 | ZSPR_ACT | ZSPR | NOS | 117 | 117 | INR
4000 | Sourthern Zone, Berhampur | 4200 | EHT (O&M) Circle, Jeypore | 4204 | EHT (O&M) Division, Rayagada | SL45 | 132/33 kV T/L S/S S/D Muniguda_Line | 3000001154 | NUTS AND BOLTS | NBW.ASRT.GINB.A001 | ZSPR_ACT | ZSPR | KG | 430 | 53864.67 | INR
4000 | Sourthern Zone, Berhampur | 4200 | EHT (O&M) Circle, Jeypore | 4204 | EHT (O&M) Division, Rayagada | S248 | 220/132/33 kV T/L S/S S/D Gunupur | 3000001154 | NUTS AND BOLTS | NBW.ASRT.GINB.A001 | ZSPR_ACT | ZSPR | KG | 833 | 104347.14 | INR
4000 | Sourthern Zone, Berhampur | 4200 | EHT (O&M) Circle, Jeypore | 4204 | EHT (O&M) Division, Rayagada | S243 | 220/132/33 kV S/S S/D Therubali | 3000001154 | NUTS AND BOLTS | NBW.ASRT.GINB.A001 | ZSPR_ACT | ZSPR | KG | 997.63 | 124969.8 | INR
4000 | Sourthern Zone, Berhampur | 4200 | EHT (O&M) Circle, Jeypore | 4204 | EHT (O&M) Division, Rayagada | S244 | 220 kV Line S/D Therubali | 3000001154 | NUTS AND BOLTS | NBW.ASRT.GINB.A001 | ZSPR_ACT | ZSPR | KG | 12414 | 1555060.56 | INR
4000 | Sourthern Zone, Berhampur | 4200 | EHT (O&M) Circle, Jeypore | 4204 | EHT (O&M) Division, Rayagada | S242 | 132/33 kV T/L S/S S/D Rayagada | 3000001154 | NUTS AND BOLTS | NBW.ASRT.GINB.A001 | ZSPR_ACT | ZSPR | KG | 3000 | 375800.04 | INR
4000 | Sourthern Zone, Berhampur | 4200 | EHT (O&M) Circle, Jeypore | 4204 | EHT (O&M) Division, Rayagada | S249 | 132/33 kV T/L S/S S/D Paralakhemundi | 3000001154 | NUTS AND BOLTS | NBW.ASRT.GINB.A001 | ZSPR_US | ZSPR | KG | 130 | 5359.04 | INR
4000 | Sourthern Zone, Berhampur | 4200 | EHT (O&M) Circle, Jeypore | 4204 | EHT (O&M) Division, Rayagada | S244 | 220 kV Line S/D Therubali | 3000001154 | NUTS AND BOLTS | NBW.ASRT.GINB.A001 | ZSPR_US | ZSPR | KG | 29.63 | 1221.45 | INR
4000 | Sourthern Zone, Berhampur | 4200 | EHT (O&M) Circle, Jeypore | 4204 | EHT (O&M) Division, Rayagada | S243 | 220/132/33 kV S/S S/D Therubali | 3000001155 | ASSORTED SIZE GI WASHER | NBW.ASRT.GIWSR.A001 | ZSPR_ACT | ZSPR | KG | 62.28 | 6928.58 | INR
4000 | Sourthern Zone, Berhampur | 4200 | EHT (O&M) Circle, Jeypore | 4204 | EHT (O&M) Division, Rayagada | S244 | 220 kV Line S/D Therubali | 3000001155 | ASSORTED SIZE GI WASHER | NBW.ASRT.GIWSR.A001 | ZSPR_ACT | ZSPR | KG | 22 | 2447.48 | INR
4000 | Sourthern Zone, Berhampur | 4200 | EHT (O&M) Circle, Jeypore | 4204 | EHT (O&M) Division, Rayagada | S245 | 132/33 kV T/L S/S S/D Muniguda | 3000001159 | 25 X 1040 BOTHEND THREAD FNB | NBW.FDN.NB.A011 | ZSPR_ACT | ZSPR | NOS | 28 | 47310.76 | INR
4000 | Sourthern Zone, Berhampur | 4200 | EHT (O&M) Circle, Jeypore | 4204 | EHT (O&M) Division, Rayagada | S243 | 220/132/33 kV S/S S/D Therubali | 3000001161 | 25 X 700 BOTHEND THREAD FNB | NBW.FDN.NB.A015 | ZSPR_ACT | ZSPR | NOS | 16 | 535.68 | INR
4000 | Sourthern Zone, Berhampur | 4200 | EHT (O&M) Circle, Jeypore | 4204 | EHT (O&M) Division, Rayagada | S242 | 132/33 kV T/L S/S S/D Rayagada | 3000001169 | 20X600mm Foundation Bolt with nuts | NBW.FDN.NB.A030 | ZSPR_ACT | ZSPR | NOS | 6 | 2640 | INR
4000 | Sourthern Zone, Berhampur | 4200 | EHT (O&M) Circle, Jeypore | 4204 | EHT (O&M) Division, Rayagada | S244 | 220 kV Line S/D Therubali | 3000001178 | 12 X 35 MM GI HALF THREAD NUT & BOLT | NBW.GINB.A002 | ZSPR_ACT | ZSPR | KG | 150 | 29107.5 | INR
4000 | Sourthern Zone, Berhampur | 4200 | EHT (O&M) Circle, Jeypore | 4204 | EHT (O&M) Division, Rayagada | S244 | 220 kV Line S/D Therubali | 3000001180 | 12 X 45 MM GI HALF THREAD NUT & BOLT | NBW.GINB.A004 | ZSPR_ACT | ZSPR | KG | 147 | 28525.35 | INR
4000 | Sourthern Zone, Berhampur | 4200 | EHT (O&M) Circle, Jeypore | 4204 | EHT (O&M) Division, Rayagada | S244 | 220 kV Line S/D Therubali | 3000001185 | 16X50MM GI HALF THREAD NUT & BOLT | NBW.GINB.A009 | ZSPR_ACT | ZSPR | KG | 90.5 | 17561.53 | INR
4000 | Sourthern Zone, Berhampur | 4200 | EHT (O&M) Circle, Jeypore | 4204 | EHT (O&M) Division, Rayagada | S244 | 220 kV Line S/D Therubali | 3000001186 | 16X55MM GI HALF THREAD NUT & BOLT | NBW.GINB.A010 | ZSPR_ACT | ZSPR | KG | 125.2 | 24295.06 | INR
4000 | Sourthern Zone, Berhampur | 4200 | EHT (O&M) Circle, Jeypore | 4204 | EHT (O&M) Division, Rayagada | S244 | 220 kV Line S/D Therubali | 3000001188 | 16X65MM GI HALF THREAD NUT & BOLT | NBW.GINB.A012 | ZSPR_ACT | ZSPR | KG | 80 | 15524 | INR
4000 | Sourthern Zone, Berhampur | 4200 | EHT (O&M) Circle, Jeypore | 4204 | EHT (O&M) Division, Rayagada | S244 | 220 kV Line S/D Therubali | 3000001198 | 12 X 55 MM GI HALF THREAD NUT & BOLT | NBW.GINB.A022 | ZSPR_ACT | ZSPR | KG | 175 | 33958.75 | INR
4000 | Sourthern Zone, Berhampur | 4200 | EHT (O&M) Circle, Jeypore | 4204 | EHT (O&M) Division, Rayagada | S244 | 220 kV Line S/D Therubali | 3000001199 | 12 X 60 MM GI HALF THREAD NUT & BOLT | NBW.GINB.A023 | ZSPR_ACT | ZSPR | KG | 168 | 32600.4 | INR
4000 | Sourthern Zone, Berhampur | 4200 | EHT (O&M) Circle, Jeypore | 4204 | EHT (O&M) Division, Rayagada | S244 | 220 kV Line S/D Therubali | 3000001204 | 12 X 50 MM GI HALF THREAD NUT & BOLT | NBW.GINB.A031 | ZSPR_ACT | ZSPR | KG | 148 | 28719.4 | INR
4000 | Sourthern Zone, Berhampur | 4200 | EHT (O&M) Circle, Jeypore | 4204 | EHT (O&M) Division, Rayagada | S244 | 220 kV Line S/D Therubali | 3000001234 | 27 X 5MM THICK PACK / FLAT GI WASHER | NBW.GIWSR.A002 | ZSPR_ACT | ZSPR | KG | 21.5 | 4172.08 | INR
4000 | Sourthern Zone, Berhampur | 4200 | EHT (O&M) Circle, Jeypore | 4204 | EHT (O&M) Division, Rayagada | S244 | 220 kV Line S/D Therubali | 3000001235 | 27 X 6MM THICK PACK / FLAT GI WASHER | NBW.GIWSR.A003 | ZSPR_ACT | ZSPR | KG | 21 | 4075.05 | INR
4000 | Sourthern Zone, Berhampur | 4200 | EHT (O&M) Circle, Jeypore | 4204 | EHT (O&M) Division, Rayagada | S244 | 220 kV Line S/D Therubali | 3000001261 | 3.5X12mm spring washer | NBW.GIWSR.B007 | ZSPR_ACT | ZSPR | KG | 18 | 3576.6 | INR
4000 | Sourthern Zone, Berhampur | 4200 | EHT (O&M) Circle, Jeypore | 4204 | EHT (O&M) Division, Rayagada | S246 | 220/33KV S/S S/D Laxmipur | 3000001273 | 48F Joint Box (Splice enclosure) | OPGW.HWF.24F.A007 | ZSPR_ACT | ZSPR | NOS | 2 | 2 | INR
4000 | Sourthern Zone, Berhampur | 4200 | EHT (O&M) Circle, Jeypore | 4204 | EHT (O&M) Division, Rayagada | S243 | 220/132/33 kV S/S S/D Therubali | 3000001276 | 132KV DUPLEX Tfr C&R PANEL | PNL.132.D.B001 | ZSPR_ACT | ZSPR | NOS | 1 | 1 | INR
4000 | Sourthern Zone, Berhampur | 4200 | EHT (O&M) Circle, Jeypore | 4204 | EHT (O&M) Division, Rayagada | S243 | 220/132/33 kV S/S S/D Therubali | 3000001297 | 33KV Transformer CR Panel | PNL.33.S.B002 | ZSPR_ACT | ZSPR | NOS | 1 | 1 | INR
4000 | Sourthern Zone, Berhampur | 4200 | EHT (O&M) Circle, Jeypore | 4204 | EHT (O&M) Division, Rayagada | S245 | 132/33 kV T/L S/S S/D Muniguda | 3000001304 | 220V DC Emergency Ligh DB | PNL.DCDB.A003 | ZSPR_FREE | ZSPR | NOS | 1 | 0 | INR
4000 | Sourthern Zone, Berhampur | 4200 | EHT (O&M) Circle, Jeypore | 4204 | EHT (O&M) Division, Rayagada | S248 | 220/132/33 kV T/L S/S S/D Gunupur | 3000001310 | Console Box for Switchyard Lighting | PNL.SY.CBOX.A001 | ZSPR_ACT | ZSPR | NOS | 1 | 27971.9 | INR
4000 | Sourthern Zone, Berhampur | 4200 | EHT (O&M) Circle, Jeypore | 4204 | EHT (O&M) Division, Rayagada | S245 | 132/33 kV T/L S/S S/D Muniguda | 3000001328 | 16 Window Annunciation fascia | RLAY.ANCITOR.A004 | ZSPR_US | ZSPR | NOS | 1 | 12747 | INR
4000 | Sourthern Zone, Berhampur | 4200 | EHT (O&M) Circle, Jeypore | 4204 | EHT (O&M) Division, Rayagada | S245 | 132/33 kV T/L S/S S/D Muniguda | 3000001328 | 16 Window Annunciation fascia | RLAY.ANCITOR.A004 | ZSPR_ACT | ZSPR | NOS | 1 | 12747 | INR
4000 | Sourthern Zone, Berhampur | 4200 | EHT (O&M) Circle, Jeypore | 4204 | EHT (O&M) Division, Rayagada | S245 | 132/33 kV T/L S/S S/D Muniguda | 3000001329 | ELECTROMAGNETIC AUXILLARY RELAY | RLAY.AUX.A001 | ZSPR_ACT | ZSPR | NOS | 2 | 2 | INR
4000 | Sourthern Zone, Berhampur | 4200 | EHT (O&M) Circle, Jeypore | 4204 | EHT (O&M) Division, Rayagada | S245 | 132/33 kV T/L S/S S/D Muniguda | 3000001332 | 33KV AUXILIARY RELAY | RLAY.AUX.A008 | ZSPR_ACT | ZSPR | NOS | 6 | 10.5 | INR
4000 | Sourthern Zone, Berhampur | 4200 | EHT (O&M) Circle, Jeypore | 4204 | EHT (O&M) Division, Rayagada | S245 | 132/33 kV T/L S/S S/D Muniguda | 3000001332 | 33KV AUXILIARY RELAY | RLAY.AUX.A008 | ZSPR_US | ZSPR | NOS | 4 | 7 | INR
4000 | Sourthern Zone, Berhampur | 4200 | EHT (O&M) Circle, Jeypore | 4204 | EHT (O&M) Division, Rayagada | S247 | 220/33 kV S/S S/D Kashipur | 3000001333 | Auxiliary relay | RLAY.AUX.A023 | ZSPR_ACT | ZSPR | NOS | 2 | 10968.18 | INR
4000 | Sourthern Zone, Berhampur | 4200 | EHT (O&M) Circle, Jeypore | 4204 | EHT (O&M) Division, Rayagada | S243 | 220/132/33 kV S/S S/D Therubali | 3000001347 | NUMERIC DIFFERENTIAL RELAY | RLAY.DIFFTIAL.C001 | ZSPR_US | ZSPR | NOS | 1 | 122121.36 | INR
4000 | Sourthern Zone, Berhampur | 4200 | EHT (O&M) Circle, Jeypore | 4204 | EHT (O&M) Division, Rayagada | S24A | 132/33 kV T/L S/S S/D Akhusingh | 3000001347 | NUMERIC DIFFERENTIAL RELAY | RLAY.DIFFTIAL.C001 | ZSPR_SCRAP | ZSPR | NOS | 1 | 1 | INR
4000 | Sourthern Zone, Berhampur | 4200 | EHT (O&M) Circle, Jeypore | 4204 | EHT (O&M) Division, Rayagada | S249 | 132/33 kV T/L S/S S/D Paralakhemundi | 3000001347 | NUMERIC DIFFERENTIAL RELAY | RLAY.DIFFTIAL.C001 | ZSPR_SCRAP | ZSPR | NOS | 3 | 3 | INR
4000 | Sourthern Zone, Berhampur | 4200 | EHT (O&M) Circle, Jeypore | 4204 | EHT (O&M) Division, Rayagada | S247 | 220/33 kV S/S S/D Kashipur | 3000001347 | NUMERIC DIFFERENTIAL RELAY | RLAY.DIFFTIAL.C001 | ZSPR_ACT | ZSPR | NOS | 1 | 173088.89 | INR
4000 | Sourthern Zone, Berhampur | 4200 | EHT (O&M) Circle, Jeypore | 4204 | EHT (O&M) Division, Rayagada | S245 | 132/33 kV T/L S/S S/D Muniguda | 3000001347 | NUMERIC DIFFERENTIAL RELAY | RLAY.DIFFTIAL.C001 | ZSPR_ACT | ZSPR | NOS | 1 | 173088.89 | INR
4000 | Sourthern Zone, Berhampur | 4200 | EHT (O&M) Circle, Jeypore | 4204 | EHT (O&M) Division, Rayagada | S249 | 132/33 kV T/L S/S S/D Paralakhemundi | 3000001348 | DIFFERENTIALPROTECTION RELAY | RLAY.DIFFTIAL.C002 | ZSPR_FREE | ZSPR | NOS | 1 | 0 | INR
4000 | Sourthern Zone, Berhampur | 4200 | EHT (O&M) Circle, Jeypore | 4204 | EHT (O&M) Division, Rayagada | S245 | 132/33 kV T/L S/S S/D Muniguda | 3000001350 | Distance Protection Relay | RLAY.DP.B003 | ZSPR_ACT | ZSPR | NOS | 1 | 254945 | INR
4000 | Sourthern Zone, Berhampur | 4200 | EHT (O&M) Circle, Jeypore | 4204 | EHT (O&M) Division, Rayagada | S243 | 220/132/33 kV S/S S/D Therubali | 3000001350 | Distance Protection Relay | RLAY.DP.B003 | ZSPR_SH | ZSPR | NOS | 2 | 20 | INR
4000 | Sourthern Zone, Berhampur | 4200 | EHT (O&M) Circle, Jeypore | 4204 | EHT (O&M) Division, Rayagada | S247 | 220/33 kV S/S S/D Kashipur | 3000001351 | Numerical Feeder Management Relay | RLAY.DP.C001 | ZSPR_ACT | ZSPR | NOS | 1 | 183590.74 | INR
4000 | Sourthern Zone, Berhampur | 4200 | EHT (O&M) Circle, Jeypore | 4204 | EHT (O&M) Division, Rayagada | S243 | 220/132/33 kV S/S S/D Therubali | 3000001352 | Distance Protection Relay(Cat-A) | RLAY.DP.C003 | ZSPR_US | ZSPR | NOS | 2 | 2 | INR
4000 | Sourthern Zone, Berhampur | 4200 | EHT (O&M) Circle, Jeypore | 4204 | EHT (O&M) Division, Rayagada | S243 | 220/132/33 kV S/S S/D Therubali | 3000001352 | Distance Protection Relay(Cat-A) | RLAY.DP.C003 | ZSPR_SH | ZSPR | NOS | 1 | 1 | INR
4000 | Sourthern Zone, Berhampur | 4200 | EHT (O&M) Circle, Jeypore | 4204 | EHT (O&M) Division, Rayagada | S245 | 132/33 kV T/L S/S S/D Muniguda | 3000001385 | ELECTROMAGNETIC MASTER TRIP RELAY | RLAY.MTRIP.A001 | ZSPR_US | ZSPR | NOS | 1 | 3211.79 | INR
4000 | Sourthern Zone, Berhampur | 4200 | EHT (O&M) Circle, Jeypore | 4204 | EHT (O&M) Division, Rayagada | S245 | 132/33 kV T/L S/S S/D Muniguda | 3000001385 | ELECTROMAGNETIC MASTER TRIP RELAY | RLAY.MTRIP.A001 | ZSPR_ACT | ZSPR | NOS | 3 | 9635.37 | INR
4000 | Sourthern Zone, Berhampur | 4200 | EHT (O&M) Circle, Jeypore | 4204 | EHT (O&M) Division, Rayagada | S247 | 220/33 kV S/S S/D Kashipur | 3000001389 | Master trip relay Numerical | RLAY.MTRIP.A006 | ZSPR_ACT | ZSPR | NOS | 4 | 58295.46 | INR
4000 | Sourthern Zone, Berhampur | 4200 | EHT (O&M) Circle, Jeypore | 4204 | EHT (O&M) Division, Rayagada | S245 | 132/33 kV T/L S/S S/D Muniguda | 3000001391 | High Speed Tripping Relay | RLAY.MTRIP.A010 | ZSPR_ACT | ZSPR | NOS | 4 | 10196 | INR
4000 | Sourthern Zone, Berhampur | 4200 | EHT (O&M) Circle, Jeypore | 4204 | EHT (O&M) Division, Rayagada | S245 | 132/33 kV T/L S/S S/D Muniguda | 3000001396 | Restricted Earth fault Relay (with M&R) | RLAY.NU.REF.A001 | ZSPR_ACT | ZSPR | NOS | 1 | 1 | INR
4000 | Sourthern Zone, Berhampur | 4200 | EHT (O&M) Circle, Jeypore | 4204 | EHT (O&M) Division, Rayagada | S243 | 220/132/33 kV S/S S/D Therubali | 3000001396 | Restricted Earth fault Relay (with M&R) | RLAY.NU.REF.A001 | ZSPR_ACT | ZSPR | NOS | 4 | 4 | INR
4000 | Sourthern Zone, Berhampur | 4200 | EHT (O&M) Circle, Jeypore | 4204 | EHT (O&M) Division, Rayagada | S245 | 132/33 kV T/L S/S S/D Muniguda | 3000001403 | OC E/F DIR NUMERIC BACKUP RELAY | RLAY.NUMBACKUP.B001 | ZSPR_ACT | ZSPR | NOS | 2 | 293186 | INR
4000 | Sourthern Zone, Berhampur | 4200 | EHT (O&M) Circle, Jeypore | 4204 | EHT (O&M) Division, Rayagada | S247 | 220/33 kV S/S S/D Kashipur | 3000001405 | OC E/F DIR NUMERIC EF BACK UP RELAY | RLAY.NUMBACKUP.B006 | ZSPR_ACT | ZSPR | NOS | 2 | 211834.88 | INR
4000 | Sourthern Zone, Berhampur | 4200 | EHT (O&M) Circle, Jeypore | 4204 | EHT (O&M) Division, Rayagada | S243 | 220/132/33 kV S/S S/D Therubali | 3000001409 | E/F DIR & NON-DIR NUM BACK UP RELAY | RLAY.NUMBACKUP.B016 | ZSPR_US | ZSPR | NOS | 2 | 2 | INR
4000 | Sourthern Zone, Berhampur | 4200 | EHT (O&M) Circle, Jeypore | 4204 | EHT (O&M) Division, Rayagada | S242 | 132/33 kV T/L S/S S/D Rayagada | 3000001496 | BLOCKING DIODE of STATCON CHARGER | SPR.BAT.STATCON.A002 | ZSPR_ACT | ZSPR | NOS | 1 | 1 | INR
4000 | Sourthern Zone, Berhampur | 4200 | EHT (O&M) Circle, Jeypore | 4204 | EHT (O&M) Division, Rayagada | S242 | 132/33 kV T/L S/S S/D Rayagada | 3000001499 | INDICATION LED of STATCON CHARGER | SPR.BAT.STATCON.A005 | ZSPR_ACT | ZSPR | NOS | 1 | 1 | INR
4000 | Sourthern Zone, Berhampur | 4200 | EHT (O&M) Circle, Jeypore | 4204 | EHT (O&M) Division, Rayagada | S242 | 132/33 kV T/L S/S S/D Rayagada | 3000001501 | RECTIFIER FUSE LINK of STATCON CHARGER | SPR.BAT.STATCON.A007 | ZSPR_ACT | ZSPR | NOS | 2 | 2 | INR
4000 | Sourthern Zone, Berhampur | 4200 | EHT (O&M) Circle, Jeypore | 4204 | EHT (O&M) Division, Rayagada | S247 | 220/33 kV S/S S/D Kashipur | 3000001525 | POWER CONTACTOR FOR 132KV ABB SF6 CB | SPR.BKR132ABB.D024 | ZSPR_ACT | ZSPR | NOS | 1 | 9204.55 | INR
4000 | Sourthern Zone, Berhampur | 4200 | EHT (O&M) Circle, Jeypore | 4204 | EHT (O&M) Division, Rayagada | S247 | 220/33 kV S/S S/D Kashipur | 3000001526 | AUXILIARY CONTACTS of 132KV SF6 ABB CB | SPR.BKR132ABB.D025 | ZSPR_ACT | ZSPR | NOS | 1 | 3068.18 | INR
4000 | Sourthern Zone, Berhampur | 4200 | EHT (O&M) Circle, Jeypore | 4204 | EHT (O&M) Division, Rayagada | S245 | 132/33 kV T/L S/S S/D Muniguda | 3000001566 | DENSITY MONITOR 132KV CGL MAKE SF6 CB | SPR.BKR132CGL.D004 | ZSPR_ACT | ZSPR | NOS | 1 | 12747 | INR
4000 | Sourthern Zone, Berhampur | 4200 | EHT (O&M) Circle, Jeypore | 4204 | EHT (O&M) Division, Rayagada | S245 | 132/33 kV T/L S/S S/D Muniguda | 3000001567 | CLOSING COIL FOR 132KV CGL MAKE SF6 CB | SPR.BKR132CGL.D005 | ZSPR_ACT | ZSPR | NOS | 4 | 2399.2 | INR
4000 | Sourthern Zone, Berhampur | 4200 | EHT (O&M) Circle, Jeypore | 4204 | EHT (O&M) Division, Rayagada | S24A | 132/33 kV T/L S/S S/D Akhusingh | 3000001567 | CLOSING COIL FOR 132KV CGL MAKE SF6 CB | SPR.BKR132CGL.D005 | ZSPR_ACT | ZSPR | NOS | 5 | 2999 | INR
4000 | Sourthern Zone, Berhampur | 4200 | EHT (O&M) Circle, Jeypore | 4204 | EHT (O&M) Division, Rayagada | S24A | 132/33 kV T/L S/S S/D Akhusingh | 3000001568 | TRIPPING/CLOSING COIL 132KV CGL SF6 CB | SPR.BKR132CGL.D006 | ZSPR_ACT | ZSPR | NOS | 5 | 835 | INR
4000 | Sourthern Zone, Berhampur | 4200 | EHT (O&M) Circle, Jeypore | 4204 | EHT (O&M) Division, Rayagada | S249 | 132/33 kV T/L S/S S/D Paralakhemundi | 3000001568 | TRIPPING/CLOSING COIL 132KV CGL SF6 CB | SPR.BKR132CGL.D006 | ZSPR_ACT | ZSPR | NOS | 29 | 4843 | INR
4000 | Sourthern Zone, Berhampur | 4200 | EHT (O&M) Circle, Jeypore | 4204 | EHT (O&M) Division, Rayagada | S24A | 132/33 kV T/L S/S S/D Akhusingh | 3000001571 | O RING OF 132KV CGL SF6 CB | SPR.BKR132CGL.D009 | ZSPR_ACT | ZSPR | NOS | 36 | 6012 | INR
4000 | Sourthern Zone, Berhampur | 4200 | EHT (O&M) Circle, Jeypore | 4204 | EHT (O&M) Division, Rayagada | S249 | 132/33 kV T/L S/S S/D Paralakhemundi | 3000001571 | O RING OF 132KV CGL SF6 CB | SPR.BKR132CGL.D009 | ZSPR_ACT | ZSPR | NOS | 17 | 2839 | INR
4000 | Sourthern Zone, Berhampur | 4200 | EHT (O&M) Circle, Jeypore | 4204 | EHT (O&M) Division, Rayagada | S245 | 132/33 kV T/L S/S S/D Muniguda | 3000001572 | ONE POLE ASSEMBLE 132KV CGL MAKE SF6 CB | SPR.BKR132CGL.D010 | ZSPR_ACT | ZSPR | NOS | 1 | 382417 | INR
4000 | Sourthern Zone, Berhampur | 4200 | EHT (O&M) Circle, Jeypore | 4204 | EHT (O&M) Division, Rayagada | S245 | 132/33 kV T/L S/S S/D Muniguda | 3000001578 | SET OF GASKET FOR 132KV CGL MAKE SF6 CB | SPR.BKR132CGL.D017 | ZSPR_ACT | ZSPR | NOS | 1 | 25494 | INR
4000 | Sourthern Zone, Berhampur | 4200 | EHT (O&M) Circle, Jeypore | 4204 | EHT (O&M) Division, Rayagada | S242 | 132/33 kV T/L S/S S/D Rayagada | 3000001584 | Single pole limb set of 132KV CGL SF6 CB | SPR.BKR132CGL.D023 | ZSPR_SCRAP | ZSPR | NOS | 1 | 0.01 | INR
4000 | Sourthern Zone, Berhampur | 4200 | EHT (O&M) Circle, Jeypore | 4204 | EHT (O&M) Division, Rayagada | S24A | 132/33 kV T/L S/S S/D Akhusingh | 3000001587 | SAFETY VALVE FOR 132KV CGL MAKE SF6 CB | SPR.BKR132CGL.D026 | ZSPR_ACT | ZSPR | NOS | 2 | 7460 | INR
4000 | Sourthern Zone, Berhampur | 4200 | EHT (O&M) Circle, Jeypore | 4204 | EHT (O&M) Division, Rayagada | S24A | 132/33 kV T/L S/S S/D Akhusingh | 3000001589 | MOTOR CONTACTOR 3P 132KV CGL SF6 CB | SPR.BKR132CGL.D028 | ZSPR_ACT | ZSPR | NOS | 2 | 2000 | INR
4000 | Sourthern Zone, Berhampur | 4200 | EHT (O&M) Circle, Jeypore | 4204 | EHT (O&M) Division, Rayagada | S245 | 132/33 kV T/L S/S S/D Muniguda | 3000001595 | Auxiliary ContaCT132KV CGL SF6 CB | SPR.BKR132CGL.D036 | ZSPR_ACT | ZSPR | NOS | 1 | 12747 | INR
4000 | Sourthern Zone, Berhampur | 4200 | EHT (O&M) Circle, Jeypore | 4204 | EHT (O&M) Division, Rayagada | S24A | 132/33 kV T/L S/S S/D Akhusingh | 3000001601 | TRIP COIL OF 132KV SF6 CGL | SPR.BKR132CGL.D044 | ZSPR_ACT | ZSPR | NOS | 5 | 0.05 | INR
4000 | Sourthern Zone, Berhampur | 4200 | EHT (O&M) Circle, Jeypore | 4204 | EHT (O&M) Division, Rayagada | S245 | 132/33 kV T/L S/S S/D Muniguda | 3000001624 | GAS FILLING DEVICE 132KV CGL SF6 CB | SPR.BKR132CGL.D087 | ZSPR_FREE | ZSPR | NOS | 1 | 0 | INR
4000 | Sourthern Zone, Berhampur | 4200 | EHT (O&M) Circle, Jeypore | 4204 | EHT (O&M) Division, Rayagada | S245 | 132/33 kV T/L S/S S/D Muniguda | 3000001627 | Spring charging Motor 132KV SF6 CGL | SPR.BKR132CGL.D090 | ZSPR_FREE | ZSPR | NOS | 1 | 0 | INR
4000 | Sourthern Zone, Berhampur | 4200 | EHT (O&M) Circle, Jeypore | 4204 | EHT (O&M) Division, Rayagada | S249 | 132/33 kV T/L S/S S/D Paralakhemundi | 3000001628 | MAGNETIC CONTROL CONTACTOR 132KV SF6CGL | SPR.BKR132CGL.D091 | ZSPR_FREE | ZSPR | NOS | 2 | 0 | INR
4000 | Sourthern Zone, Berhampur | 4200 | EHT (O&M) Circle, Jeypore | 4204 | EHT (O&M) Division, Rayagada | S245 | 132/33 kV T/L S/S S/D Muniguda | 3000001641 | LIMIT&AUXILARY SWITCH 132KV CGL SF6 CB | SPR.BKR132CGL.D109 | ZSPR_ACT | ZSPR | NOS | 1 | 50989 | INR
4000 | Sourthern Zone, Berhampur | 4200 | EHT (O&M) Circle, Jeypore | 4204 | EHT (O&M) Division, Rayagada | S242 | 132/33 kV T/L S/S S/D Rayagada | 3000001673 | LIMB FOR 132KV SIEMENS MAKE SF6 CB | SPR.BKR132SMNS.D027 | ZSPR_SCRAP | ZSPR | NOS | 1 | 1 | INR
4000 | Sourthern Zone, Berhampur | 4200 | EHT (O&M) Circle, Jeypore | 4204 | EHT (O&M) Division, Rayagada | S247 | 220/33 kV S/S S/D Kashipur | 3000001677 | Tripping coil of 245kV SF6 CB | SPR.BKR220.C002 | ZSPR_ACT | ZSPR | NOS | 3 | 7670.46 | INR
4000 | Sourthern Zone, Berhampur | 4200 | EHT (O&M) Circle, Jeypore | 4204 | EHT (O&M) Division, Rayagada | S247 | 220/33 kV S/S S/D Kashipur | 3000001678 | Density Monitor of 245kV SF6 CB | SPR.BKR220.C003 | ZSPR_ACT | ZSPR | NOS | 1 | 9828.41 | INR
4000 | Sourthern Zone, Berhampur | 4200 | EHT (O&M) Circle, Jeypore | 4204 | EHT (O&M) Division, Rayagada | S247 | 220/33 kV S/S S/D Kashipur | 3000001682 | OVER HAULING KIT 220KV ABB SF6 CB | SPR.BKR220ABB.D005 | ZSPR_ACT | ZSPR | NOS | 3 | 7670.46 | INR
4000 | Sourthern Zone, Berhampur | 4200 | EHT (O&M) Circle, Jeypore | 4204 | EHT (O&M) Division, Rayagada | S247 | 220/33 kV S/S S/D Kashipur | 3000001683 | SPRING CHARGING MOTOR 220KV ABB SF6 CB | SPR.BKR220ABB.D006 | ZSPR_ACT | ZSPR | NOS | 1 | 12272.73 | INR
4000 | Sourthern Zone, Berhampur | 4200 | EHT (O&M) Circle, Jeypore | 4204 | EHT (O&M) Division, Rayagada | S247 | 220/33 kV S/S S/D Kashipur | 3000001698 | HEATER RESISTOR 220KV ABB MAKE SF6 CB | SPR.BKR220ABB.D021 | ZSPR_ACT | ZSPR | NOS | 1 | 398863.64 | INR
4000 | Sourthern Zone, Berhampur | 4200 | EHT (O&M) Circle, Jeypore | 4204 | EHT (O&M) Division, Rayagada | S247 | 220/33 kV S/S S/D Kashipur | 3000001701 | COMPRESSOR N.R.V 220KV ABB MAKE SF6 CB | SPR.BKR220ABB.D024 | ZSPR_ACT | ZSPR | NOS | 1 | 24545.45 | INR
4000 | Sourthern Zone, Berhampur | 4200 | EHT (O&M) Circle, Jeypore | 4204 | EHT (O&M) Division, Rayagada | S247 | 220/33 kV S/S S/D Kashipur | 3000001797 | SF6 GAS FILLING DEVICE 220KV SF6 CB ABB | SPR.BKR220ABB.D162 | ZSPR_ACT | ZSPR | NOS | 1 | 20454.55 | INR
4000 | Sourthern Zone, Berhampur | 4200 | EHT (O&M) Circle, Jeypore | 4204 | EHT (O&M) Division, Rayagada | S248 | 220/132/33 kV T/L S/S S/D Gunupur | 3000001812 | TRIPPING&CLOSING COIL 220KV AREVA SF6 CB | SPR.BKR220ARVA.D001 | ZSPR_ACT | ZSPR | NOS | 3 | 5875.63 | INR
4000 | Sourthern Zone, Berhampur | 4200 | EHT (O&M) Circle, Jeypore | 4204 | EHT (O&M) Division, Rayagada | S246 | 220/33KV S/S S/D Laxmipur | 3000001815 | Spring charging motor 220KV | SPR.BKR220ARVA.D005 | ZSPR_ACT | ZSPR | NOS | 1 | 1 | INR
4000 | Sourthern Zone, Berhampur | 4200 | EHT (O&M) Circle, Jeypore | 4204 | EHT (O&M) Division, Rayagada | S247 | 220/33 kV S/S S/D Kashipur | 3000001865 | Pole assembly for 220KV SF6 CB SIEMENS | SPR.BKR220SMNS.D027 | ZSPR_ACT | ZSPR | NOS | 2 | 3068.18 | INR
4000 | Sourthern Zone, Berhampur | 4200 | EHT (O&M) Circle, Jeypore | 4204 | EHT (O&M) Division, Rayagada | S242 | 132/33 kV T/L S/S S/D Rayagada | 3000001869 | Tripping / Closing Coil of 36KV, 1250A,2 | SPR.BKR36.E001 | ZSPR_ACT | ZSPR | NOS | 1 | 1361.83 | INR
4000 | Sourthern Zone, Berhampur | 4200 | EHT (O&M) Circle, Jeypore | 4204 | EHT (O&M) Division, Rayagada | S243 | 220/132/33 kV S/S S/D Therubali | 3000001911 | ONE POLE ASSEMBLY OF CB 36KV AREVA VCB | SPR.BKR36ARVA.E003 | ZSPR_US | ZSPR | NOS | 2 | 2 | INR
4000 | Sourthern Zone, Berhampur | 4200 | EHT (O&M) Circle, Jeypore | 4204 | EHT (O&M) Division, Rayagada | S249 | 132/33 kV T/L S/S S/D Paralakhemundi | 3000001929 | TRIPPING / CLOSING COIL 36KV CGL VCB | SPR.BKR36CGL.E001 | ZSPR_ACT | ZSPR | NOS | 9 | 2.34 | INR
4000 | Sourthern Zone, Berhampur | 4200 | EHT (O&M) Circle, Jeypore | 4204 | EHT (O&M) Division, Rayagada | S249 | 132/33 kV T/L S/S S/D Paralakhemundi | 3000001930 | ONE POLE OF CIRCUIT 36KV CGL VCB | SPR.BKR36CGL.E002 | ZSPR_ACT | ZSPR | NOS | 1 | 41235.08 | INR
4000 | Sourthern Zone, Berhampur | 4200 | EHT (O&M) Circle, Jeypore | 4204 | EHT (O&M) Division, Rayagada | S249 | 132/33 kV T/L S/S S/D Paralakhemundi | 3000001938 | HOLD ON CATCH OF 33KV CGL VCB | SPR.BKR36CGL.E011 | ZSPR_FREE | ZSPR | NOS | 3 | 0 | INR
4000 | Sourthern Zone, Berhampur | 4200 | EHT (O&M) Circle, Jeypore | 4204 | EHT (O&M) Division, Rayagada | S249 | 132/33 kV T/L S/S S/D Paralakhemundi | 3000001951 | COMPLETE POLE CONTRAL OF 33KV CGL CB | SPR.BKR36CGL.EA01 | ZSPR_US | ZSPR | NOS | 1 | 0.01 | INR
4000 | Sourthern Zone, Berhampur | 4200 | EHT (O&M) Circle, Jeypore | 4204 | EHT (O&M) Division, Rayagada | S245 | 132/33 kV T/L S/S S/D Muniguda | 3000001955 | Single pole limb for 36KV VCB SEIL | SPR.BKR36SEIL.E001 | ZSPR_ACT | ZSPR | NOS | 1 | 121099 | INR
4000 | Sourthern Zone, Berhampur | 4200 | EHT (O&M) Circle, Jeypore | 4204 | EHT (O&M) Division, Rayagada | S245 | 132/33 kV T/L S/S S/D Muniguda | 3000001956 | Tripping coil for 36KV VCB SEIL | SPR.BKR36SEIL.E002 | ZSPR_FREE | ZSPR | NOS | 4 | 0 | INR
4000 | Sourthern Zone, Berhampur | 4200 | EHT (O&M) Circle, Jeypore | 4204 | EHT (O&M) Division, Rayagada | S24A | 132/33 kV T/L S/S S/D Akhusingh | 3000001956 | Tripping coil for 36KV VCB SEIL | SPR.BKR36SEIL.E002 | ZSPR_ACT | ZSPR | NOS | 3 | 0.03 | INR
4000 | Sourthern Zone, Berhampur | 4200 | EHT (O&M) Circle, Jeypore | 4204 | EHT (O&M) Division, Rayagada | S24A | 132/33 kV T/L S/S S/D Akhusingh | 3000001957 | Closing coil for 36KV VCB SEIL | SPR.BKR36SEIL.E003 | ZSPR_ACT | ZSPR | NOS | 2 | 12.01 | INR
4000 | Sourthern Zone, Berhampur | 4200 | EHT (O&M) Circle, Jeypore | 4204 | EHT (O&M) Division, Rayagada | S245 | 132/33 kV T/L S/S S/D Muniguda | 3000001957 | Closing coil for 36KV VCB SEIL | SPR.BKR36SEIL.E003 | ZSPR_FREE | ZSPR | NOS | 1 | 0 | INR
4000 | Sourthern Zone, Berhampur | 4200 | EHT (O&M) Circle, Jeypore | 4204 | EHT (O&M) Division, Rayagada | S245 | 132/33 kV T/L S/S S/D Muniguda | 3000001957 | Closing coil for 36KV VCB SEIL | SPR.BKR36SEIL.E003 | ZSPR_US | ZSPR | NOS | 3 | 18.01 | INR
4000 | Sourthern Zone, Berhampur | 4200 | EHT (O&M) Circle, Jeypore | 4204 | EHT (O&M) Division, Rayagada | S245 | 132/33 kV T/L S/S S/D Muniguda | 3000001959 | Spring charging motor for 36KV VCB SEIL | SPR.BKR36SEIL.E005 | ZSPR_ACT | ZSPR | NOS | 1 | 38242 | INR
4000 | Sourthern Zone, Berhampur | 4200 | EHT (O&M) Circle, Jeypore | 4204 | EHT (O&M) Division, Rayagada | S245 | 132/33 kV T/L S/S S/D Muniguda | 3000001960 | GASKET, O-RINGBKR for 36KV VCB SEIL | SPR.BKR36SEIL.E006 | ZSPR_ACT | ZSPR | NOS | 1 | 31868 | INR
4000 | Sourthern Zone, Berhampur | 4200 | EHT (O&M) Circle, Jeypore | 4204 | EHT (O&M) Division, Rayagada | S245 | 132/33 kV T/L S/S S/D Muniguda | 3000001961 | Aux Switch C. Assembly for 36KV VCB SEIL | SPR.BKR36SEIL.E007 | ZSPR_ACT | ZSPR | NOS | 1 | 12747 | INR
4000 | Sourthern Zone, Berhampur | 4200 | EHT (O&M) Circle, Jeypore | 4204 | EHT (O&M) Division, Rayagada | S245 | 132/33 kV T/L S/S S/D Muniguda | 3000001962 | PC,RELAY,MCB,SWITCHES for 36KV VCB SEIL | SPR.BKR36SEIL.E008 | ZSPR_ACT | ZSPR | NOS | 1 | 38242 | INR
4000 | Sourthern Zone, Berhampur | 4200 | EHT (O&M) Circle, Jeypore | 4204 | EHT (O&M) Division, Rayagada | S249 | 132/33 kV T/L S/S S/D Paralakhemundi | 3000002112 | VOLTAGE REGULATOR CARD-CHARGER | SPR.CHRG.CLDN.A001 | ZSPR_ACT | ZSPR | NOS | 1 | 1 | INR
4000 | Sourthern Zone, Berhampur | 4200 | EHT (O&M) Circle, Jeypore | 4204 | EHT (O&M) Division, Rayagada | S249 | 132/33 kV T/L S/S S/D Paralakhemundi | 3000002113 | PROTECTION CARD BAT CHARGER | SPR.CHRG.CLDN.A002 | ZSPR_ACT | ZSPR | NOS | 1 | 1 | INR
4000 | Sourthern Zone, Berhampur | 4200 | EHT (O&M) Circle, Jeypore | 4204 | EHT (O&M) Division, Rayagada | S249 | 132/33 kV T/L S/S S/D Paralakhemundi | 3000002116 | BLOCKING DIODE OF BATTERY CHARGER | SPR.CHRG.CLDN.A005 | ZSPR_ACT | ZSPR | NOS | 2 | 40 | INR
4000 | Sourthern Zone, Berhampur | 4200 | EHT (O&M) Circle, Jeypore | 4204 | EHT (O&M) Division, Rayagada | S249 | 132/33 kV T/L S/S S/D Paralakhemundi | 3000002117 | FILTER CAPACITOR OF BAT CHARGER | SPR.CHRG.CLDN.A006 | ZSPR_ACT | ZSPR | NOS | 1 | 20 | INR
4000 | Sourthern Zone, Berhampur | 4200 | EHT (O&M) Circle, Jeypore | 4204 | EHT (O&M) Division, Rayagada | S249 | 132/33 kV T/L S/S S/D Paralakhemundi | 3000002118 | AUTO MANUAL SELECTORSWITCH-CHARGER | SPR.CHRG.CLDN.A007 | ZSPR_ACT | ZSPR | NOS | 2 | 400 | INR
4000 | Sourthern Zone, Berhampur | 4200 | EHT (O&M) Circle, Jeypore | 4204 | EHT (O&M) Division, Rayagada | S249 | 132/33 kV T/L S/S S/D Paralakhemundi | 3000002119 | INDICATING LED OF BATTERY CHARGER | SPR.CHRG.CLDN.A008 | ZSPR_ACT | ZSPR | NOS | 6 | 60 | INR
4000 | Sourthern Zone, Berhampur | 4200 | EHT (O&M) Circle, Jeypore | 4204 | EHT (O&M) Division, Rayagada | S249 | 132/33 kV T/L S/S S/D Paralakhemundi | 3000002121 | AC CONTACTOR FOR BATTERY CHARGER | SPR.CHRG.CLDN.A010 | ZSPR_ACT | ZSPR | NOS | 2 | 800 | INR
4000 | Sourthern Zone, Berhampur | 4200 | EHT (O&M) Circle, Jeypore | 4204 | EHT (O&M) Division, Rayagada | S249 | 132/33 kV T/L S/S S/D Paralakhemundi | 3000002122 | RECTIFIER FUSE | SPR.CHRG.CLDN.A011 | ZSPR_ACT | ZSPR | NOS | 4 | 112 | INR
4000 | Sourthern Zone, Berhampur | 4200 | EHT (O&M) Circle, Jeypore | 4204 | EHT (O&M) Division, Rayagada | S24A | 132/33 kV T/L S/S S/D Akhusingh | 3000002135 | PROTECTION CARD BATTERY CHARGER CALDYNE | SPR.CHRG.CLDN.A027 | ZSPR_SCRAP | ZSPR | NOS | 1 | 1 | INR
4000 | Sourthern Zone, Berhampur | 4200 | EHT (O&M) Circle, Jeypore | 4204 | EHT (O&M) Division, Rayagada | S245 | 132/33 kV T/L S/S S/D Muniguda | 3000002156 | AVR/ACR Card-220V,350AH CLRD Bat charger | SPR.CHRG.CLRD.A005 | ZSPR_ACT | ZSPR | NOS | 1 | 76483 | INR
4000 | Sourthern Zone, Berhampur | 4200 | EHT (O&M) Circle, Jeypore | 4204 | EHT (O&M) Division, Rayagada | S245 | 132/33 kV T/L S/S S/D Muniguda | 3000002157 | AVR/ACR Card 48V BAT Charger CLRD | SPR.CHRG.CLRD.A006 | ZSPR_ACT | ZSPR | NOS | 1 | 76483 | INR
4000 | Sourthern Zone, Berhampur | 4200 | EHT (O&M) Circle, Jeypore | 4204 | EHT (O&M) Division, Rayagada | S242 | 132/33 kV T/L S/S S/D Rayagada | 3000002173 | ANNUNTIATION CARD BAT CHARGER STCN | SPR.CHRG.STCN.A010 | ZSPR_ACT | ZSPR | NOS | 1 | 1 | INR
4000 | Sourthern Zone, Berhampur | 4200 | EHT (O&M) Circle, Jeypore | 4204 | EHT (O&M) Division, Rayagada | S242 | 132/33 kV T/L S/S S/D Rayagada | 3000002174 | DC CARD BAT CHARGER STCN | SPR.CHRG.STCN.A011 | ZSPR_ACT | ZSPR | NOS | 1 | 1 | INR
4000 | Sourthern Zone, Berhampur | 4200 | EHT (O&M) Circle, Jeypore | 4204 | EHT (O&M) Division, Rayagada | S242 | 132/33 kV T/L S/S S/D Rayagada | 3000002176 | RESISTANCE CARD OF BAT CHARGER STCN | SPR.CHRG.STCN.A013 | ZSPR_ACT | ZSPR | NOS | 1 | 1 | INR
4000 | Sourthern Zone, Berhampur | 4200 | EHT (O&M) Circle, Jeypore | 4204 | EHT (O&M) Division, Rayagada | S242 | 132/33 kV T/L S/S S/D Rayagada | 3000002177 | DISCHARGED BLEEDER CARD BAT CHARGER STCN | SPR.CHRG.STCN.A014 | ZSPR_ACT | ZSPR | NOS | 1 | 1 | INR
4000 | Sourthern Zone, Berhampur | 4200 | EHT (O&M) Circle, Jeypore | 4204 | EHT (O&M) Division, Rayagada | S242 | 132/33 kV T/L S/S S/D Rayagada | 3000002178 | FUSE FOR CARD BAT CHARGER STCN | SPR.CHRG.STCN.A015 | ZSPR_ACT | ZSPR | NOS | 1 | 1 | INR
4000 | Sourthern Zone, Berhampur | 4200 | EHT (O&M) Circle, Jeypore | 4204 | EHT (O&M) Division, Rayagada | S242 | 132/33 kV T/L S/S S/D Rayagada | 3000002179 | RYB LED CARD BAT CHARGER STCN | SPR.CHRG.STCN.A016 | ZSPR_ACT | ZSPR | NOS | 1 | 1 | INR
4000 | Sourthern Zone, Berhampur | 4200 | EHT (O&M) Circle, Jeypore | 4204 | EHT (O&M) Division, Rayagada | S242 | 132/33 kV T/L S/S S/D Rayagada | 3000002180 | DC OVERLOAD INDI. CARD BAT CHARGER STCN | SPR.CHRG.STCN.A017 | ZSPR_ACT | ZSPR | NOS | 1 | 1 | INR
4000 | Sourthern Zone, Berhampur | 4200 | EHT (O&M) Circle, Jeypore | 4204 | EHT (O&M) Division, Rayagada | S242 | 132/33 kV T/L S/S S/D Rayagada | 3000002181 | EARTH-FAULT CARD BAT CHARGER STCN | SPR.CHRG.STCN.A018 | ZSPR_ACT | ZSPR | NOS | 1 | 1 | INR
4000 | Sourthern Zone, Berhampur | 4200 | EHT (O&M) Circle, Jeypore | 4204 | EHT (O&M) Division, Rayagada | S242 | 132/33 kV T/L S/S S/D Rayagada | 3000002182 | SPR INDICATOINS CARD BAT CHARGER STCN | SPR.CHRG.STCN.A019 | ZSPR_ACT | ZSPR | NOS | 1 | 1 | INR
4000 | Sourthern Zone, Berhampur | 4200 | EHT (O&M) Circle, Jeypore | 4204 | EHT (O&M) Division, Rayagada | S242 | 132/33 kV T/L S/S S/D Rayagada | 3000002183 | V. SENSING CARD FOR BAT CHARGER STCN | SPR.CHRG.STCN.A020 | ZSPR_ACT | ZSPR | NOS | 1 | 1 | INR
4000 | Sourthern Zone, Berhampur | 4200 | EHT (O&M) Circle, Jeypore | 4204 | EHT (O&M) Division, Rayagada | S242 | 132/33 kV T/L S/S S/D Rayagada | 3000002184 | CONTACTOR COIL FOR BAT CHARGER STCN | SPR.CHRG.STCN.A021 | ZSPR_ACT | ZSPR | NOS | 1 | 1 | INR
4000 | Sourthern Zone, Berhampur | 4200 | EHT (O&M) Circle, Jeypore | 4204 | EHT (O&M) Division, Rayagada | S242 | 132/33 kV T/L S/S S/D Rayagada | 3000002186 | LED (R,Y,B,G)STATCON F-C-B CHARGER | SPR.CHRG.STCN.A023 | ZSPR_ACT | ZSPR | NOS | 13 | 13 | INR
4000 | Sourthern Zone, Berhampur | 4200 | EHT (O&M) Circle, Jeypore | 4204 | EHT (O&M) Division, Rayagada | S247 | 220/33 kV S/S S/D Kashipur | 3000002194 | VOLTMETER WITH TRANSDUCER-132KV CRP AE | SPR.CRPNL132AE.A002 | ZSPR_ACT | ZSPR | NOS | 1 | 15615.63 | INR
4000 | Sourthern Zone, Berhampur | 4200 | EHT (O&M) Circle, Jeypore | 4204 | EHT (O&M) Division, Rayagada | S249 | 132/33 kV T/L S/S S/D Paralakhemundi | 3000002220 | SEMAPHORE ISOLATOR FOR 33KV CR PANEL | SPR.CRPNL33BHEL.A002 | ZSPR_ACT | ZSPR | NOS | 4 | 20200 | INR
4000 | Sourthern Zone, Berhampur | 4200 | EHT (O&M) Circle, Jeypore | 4204 | EHT (O&M) Division, Rayagada | S245 | 132/33 kV T/L S/S S/D Muniguda | 3000002279 | HINGE PINS TC TPAD 132KV ISOLATOR | SPR.ISO.132SS.A002 | ZSPR_ACT | ZSPR | NOS | 1 | 6119 | INR
4000 | Sourthern Zone, Berhampur | 4200 | EHT (O&M) Circle, Jeypore | 4204 | EHT (O&M) Division, Rayagada | S245 | 132/33 kV T/L S/S S/D Muniguda | 3000002282 | Earthing Rod & Blade Contactor | SPR.ISO.33SS.A007 | ZSPR_ACT | ZSPR | NOS | 1 | 8286 | INR
4000 | Sourthern Zone, Berhampur | 4200 | EHT (O&M) Circle, Jeypore | 4204 | EHT (O&M) Division, Rayagada | S245 | 132/33 kV T/L S/S S/D Muniguda | 3000002284 | Auxillary Switch Assy | SPR.ISO.33SS.A010 | ZSPR_ACT | ZSPR | NOS | 1 | 3187 | INR
4000 | Sourthern Zone, Berhampur | 4200 | EHT (O&M) Circle, Jeypore | 4204 | EHT (O&M) Division, Rayagada | S245 | 132/33 kV T/L S/S S/D Muniguda | 3000002285 | Limit switch of Isolator M. box | SPR.ISO.33SS.A011 | ZSPR_ACT | ZSPR | NOS | 2 | 6374 | INR
4000 | Sourthern Zone, Berhampur | 4200 | EHT (O&M) Circle, Jeypore | 4204 | EHT (O&M) Division, Rayagada | S245 | 132/33 kV T/L S/S S/D Muniguda | 3000002287 | RPC,switch fuse for 132KV Isolator | SPR.ISO.MISC.A002 | ZSPR_ACT | ZSPR | NOS | 1 | 20396 | INR
4000 | Sourthern Zone, Berhampur | 4200 | EHT (O&M) Circle, Jeypore | 4204 | EHT (O&M) Division, Rayagada | S245 | 132/33 kV T/L S/S S/D Muniguda | 3000002290 | L.switch&Aux switch for 132 KV Isolator | SPR.ISO.MISC.A005 | ZSPR_ACT | ZSPR | NOS | 3 | 9561 | INR
4000 | Sourthern Zone, Berhampur | 4200 | EHT (O&M) Circle, Jeypore | 4204 | EHT (O&M) Division, Rayagada | S242 | 132/33 kV T/L S/S S/D Rayagada | 3000002293 | 132KV Isolator Motor type Mechanism box | SPR.ISO.MISC.A008 | ZSPR_FREE | ZSPR | NOS | 1 | 0 | INR
4000 | Sourthern Zone, Berhampur | 4200 | EHT (O&M) Circle, Jeypore | 4204 | EHT (O&M) Division, Rayagada | S245 | 132/33 kV T/L S/S S/D Muniguda | 3000002294 | RPC,switch fuse for 36KV Isolator | SPR.ISO.MISC.A009 | ZSPR_ACT | ZSPR | SET | 1 | 20396 | INR
4000 | Sourthern Zone, Berhampur | 4200 | EHT (O&M) Circle, Jeypore | 4204 | EHT (O&M) Division, Rayagada | S243 | 220/132/33 kV S/S S/D Therubali | 3000002308 | MALE CONTACTCU FLAT 132KV DRCP ISOLATOR | SPR.ISO132DRCP.A002 | ZSPR_THEFT | ZSPR | NOS | 42 | 579600 | INR
4000 | Sourthern Zone, Berhampur | 4200 | EHT (O&M) Circle, Jeypore | 4204 | EHT (O&M) Division, Rayagada | S245 | 132/33 kV T/L S/S S/D Muniguda | 3000002346 | FEMALE CONTACT132KV SMC ISOLATOR | SPR.ISO132SMC.A001 | ZSPR_ACT | ZSPR | NOS | 1 | 137670 | INR
4000 | Sourthern Zone, Berhampur | 4200 | EHT (O&M) Circle, Jeypore | 4204 | EHT (O&M) Division, Rayagada | S242 | 132/33 kV T/L S/S S/D Rayagada | 3000002354 | FEMALE CONTACT(FXD) 132KV SS ISOLATOR | SPR.ISO132SS.A001 | ZSPR_ACT | ZSPR | NOS | 1 | 1 | INR
4000 | Sourthern Zone, Berhampur | 4200 | EHT (O&M) Circle, Jeypore | 4204 | EHT (O&M) Division, Rayagada | S249 | 132/33 kV T/L S/S S/D Paralakhemundi | 3000002354 | FEMALE CONTACT(FXD) 132KV SS ISOLATOR | SPR.ISO132SS.A001 | ZSPR_ACT | ZSPR | NOS | 3 | 3 | INR
4000 | Sourthern Zone, Berhampur | 4200 | EHT (O&M) Circle, Jeypore | 4204 | EHT (O&M) Division, Rayagada | S249 | 132/33 kV T/L S/S S/D Paralakhemundi | 3000002357 | ARCING CONTACTS 132 KV SS MAKE ISOLATOR | SPR.ISO132SS.A005 | ZSPR_ACT | ZSPR | NOS | 3 | 9000 | INR
4000 | Sourthern Zone, Berhampur | 4200 | EHT (O&M) Circle, Jeypore | 4204 | EHT (O&M) Division, Rayagada | S243 | 220/132/33 kV S/S S/D Therubali | 3000002363 | 132KV Isolator FB padclamp Plate | SPR.ISO132SS.A011 | ZSPR_ACT | ZSPR | NOS | 14 | 14700 | INR
4000 | Sourthern Zone, Berhampur | 4200 | EHT (O&M) Circle, Jeypore | 4204 | EHT (O&M) Division, Rayagada | S243 | 220/132/33 kV S/S S/D Therubali | 3000002364 | 132 KV Isolator pad clamp for Zebra | SPR.ISO132SS.A012 | ZSPR_ACT | ZSPR | NOS | 33 | 42900 | INR
4000 | Sourthern Zone, Berhampur | 4200 | EHT (O&M) Circle, Jeypore | 4204 | EHT (O&M) Division, Rayagada | S243 | 220/132/33 kV S/S S/D Therubali | 3000002371 | MALE CONTACTFOR 132 KV SS MAKE ISOLATOR | SPR.ISO132SS.A019 | ZSPR_SH | ZSPR | NOS | 10 | 10 | INR
4000 | Sourthern Zone, Berhampur | 4200 | EHT (O&M) Circle, Jeypore | 4204 | EHT (O&M) Division, Rayagada | S249 | 132/33 kV T/L S/S S/D Paralakhemundi | 3000002371 | MALE CONTACTFOR 132 KV SS MAKE ISOLATOR | SPR.ISO132SS.A019 | ZSPR_ACT | ZSPR | NOS | 3 | 2.62 | INR
4000 | Sourthern Zone, Berhampur | 4200 | EHT (O&M) Circle, Jeypore | 4204 | EHT (O&M) Division, Rayagada | S245 | 132/33 kV T/L S/S S/D Muniguda | 3000002377 | EARTHING ROD & BLADE 132KV ISOLATOR | SPR.ISO132SS.A027 | ZSPR_ACT | ZSPR | NOS | 1 | 12110 | INR
4000 | Sourthern Zone, Berhampur | 4200 | EHT (O&M) Circle, Jeypore | 4204 | EHT (O&M) Division, Rayagada | S245 | 132/33 kV T/L S/S S/D Muniguda | 3000002378 | MOTOR WITH GEAR ASSEMBLY 132KV ISOLATOR | SPR.ISO132SS.A029 | ZSPR_ACT | ZSPR | NOS | 1 | 15297 | INR
4000 | Sourthern Zone, Berhampur | 4200 | EHT (O&M) Circle, Jeypore | 4204 | EHT (O&M) Division, Rayagada | S249 | 132/33 kV T/L S/S S/D Paralakhemundi | 3000002382 | PI CLAMP W/O NUTS 132KV SS ISOLATOR | SPR.ISO132SS.A033 | ZSPR_ACT | ZSPR | NOS | 3 | 3 | INR
4000 | Sourthern Zone, Berhampur | 4200 | EHT (O&M) Circle, Jeypore | 4204 | EHT (O&M) Division, Rayagada | S243 | 220/132/33 kV S/S S/D Therubali | 3000002391 | Plate female contact of Isolator | SPR.ISO132SS.A049 | ZSPR_ACT | ZSPR | NOS | 14 | 11200 | INR
4000 | Sourthern Zone, Berhampur | 4200 | EHT (O&M) Circle, Jeypore | 4204 | EHT (O&M) Division, Rayagada | S247 | 220/33 kV S/S S/D Kashipur | 3000002395 | FEMALE CONTACTfor 220 KV ISOLATOR | SPR.ISO220.A003 | ZSPR_ACT | ZSPR | NOS | 1 | 30681.82 | INR
4000 | Sourthern Zone, Berhampur | 4200 | EHT (O&M) Circle, Jeypore | 4204 | EHT (O&M) Division, Rayagada | S247 | 220/33 kV S/S S/D Kashipur | 3000002420 | ER BLADE CONTACT220KV ISOLAOR | SPR.ISO220GRP.A011 | ZSPR_ACT | ZSPR | NOS | 1 | 9204.55 | INR
4000 | Sourthern Zone, Berhampur | 4200 | EHT (O&M) Circle, Jeypore | 4204 | EHT (O&M) Division, Rayagada | S247 | 220/33 kV S/S S/D Kashipur | 3000002425 | AUX SWITCH ASSY 220KV GRP ISOLAOR | SPR.ISO220GRP.A016 | ZSPR_ACT | ZSPR | NOS | 1 | 11045.45 | INR
4000 | Sourthern Zone, Berhampur | 4200 | EHT (O&M) Circle, Jeypore | 4204 | EHT (O&M) Division, Rayagada | S243 | 220/132/33 kV S/S S/D Therubali | 3000002443 | MACHANISUM BOX 220KV SS MAKE ISOLATOR | SPR.ISO220SS.A024 | ZSPR_SH | ZSPR | NOS | 3 | 3 | INR
4000 | Sourthern Zone, Berhampur | 4200 | EHT (O&M) Circle, Jeypore | 4204 | EHT (O&M) Division, Rayagada | S247 | 220/33 kV S/S S/D Kashipur | 3000002443 | MACHANISUM BOX 220KV SS MAKE ISOLATOR | SPR.ISO220SS.A024 | ZSPR_ACT | ZSPR | NOS | 1 | 9204.55 | INR
4000 | Sourthern Zone, Berhampur | 4200 | EHT (O&M) Circle, Jeypore | 4204 | EHT (O&M) Division, Rayagada | S243 | 220/132/33 kV S/S S/D Therubali | 3000002466 | MALE CONTACT33KV HIVELUM ISOLATOR | SPR.ISO33HVLM.A007 | ZSPR_THEFT | ZSPR | NOS | 26 | 137190 | INR
4000 | Sourthern Zone, Berhampur | 4200 | EHT (O&M) Circle, Jeypore | 4204 | EHT (O&M) Division, Rayagada | S245 | 132/33 kV T/L S/S S/D Muniguda | 3000002471 | FIXED CONTACTFINGER 33KV SMC ISOLATOR | SPR.ISO33SMC.A001 | ZSPR_ACT | ZSPR | NOS | 1 | 45890 | INR
4000 | Sourthern Zone, Berhampur | 4200 | EHT (O&M) Circle, Jeypore | 4204 | EHT (O&M) Division, Rayagada | S247 | 220/33 kV S/S S/D Kashipur | 3000002476 | LIMIT SWITCH | SPR.ISO33SMNS.A007 | ZSPR_ACT | ZSPR | NOS | 2 | 4909.1 | INR
4000 | Sourthern Zone, Berhampur | 4200 | EHT (O&M) Circle, Jeypore | 4204 | EHT (O&M) Division, Rayagada | S247 | 220/33 kV S/S S/D Kashipur | 3000002477 | AUX SW CONTACTASSEMBLY 36KV ISOLATOR | SPR.ISO33SMNS.A008 | ZSPR_ACT | ZSPR | NOS | 1 | 3068.18 | INR
4000 | Sourthern Zone, Berhampur | 4200 | EHT (O&M) Circle, Jeypore | 4204 | EHT (O&M) Division, Rayagada | S249 | 132/33 kV T/L S/S S/D Paralakhemundi | 3000002479 | MOVING CONTACTASSEMBLY 33KV SS ISOLATOR | SPR.ISO33SS.A001 | ZSPR_ACT | ZSPR | NOS | 3 | 3 | INR
4000 | Sourthern Zone, Berhampur | 4200 | EHT (O&M) Circle, Jeypore | 4204 | EHT (O&M) Division, Rayagada | S245 | 132/33 kV T/L S/S S/D Muniguda | 3000002494 | HINGE PINS,TC,TPAD 33V ISOLATOR S&S | SPR.ISO33SS.A021 | ZSPR_ACT | ZSPR | NOS | 1 | 6119 | INR
4000 | Sourthern Zone, Berhampur | 4200 | EHT (O&M) Circle, Jeypore | 4204 | EHT (O&M) Division, Rayagada | S247 | 220/33 kV S/S S/D Kashipur | 3000002497 | MOTOR WITH GEAR ASSEMBLY 36KV ISOLATOR | SPR.ISO33SS.A024 | ZSPR_ACT | ZSPR | NOS | 1 | 11045.45 | INR
4000 | Sourthern Zone, Berhampur | 4200 | EHT (O&M) Circle, Jeypore | 4204 | EHT (O&M) Division, Rayagada | S249 | 132/33 kV T/L S/S S/D Paralakhemundi | 3000002498 | ARCING CONTACTFOR 33KV SS MAKE ISOLATOR | SPR.ISO33SS.A025 | ZSPR_ACT | ZSPR | NOS | 3 | 9000 | INR
4000 | Sourthern Zone, Berhampur | 4200 | EHT (O&M) Circle, Jeypore | 4204 | EHT (O&M) Division, Rayagada | S249 | 132/33 kV T/L S/S S/D Paralakhemundi | 3000002505 | SUPPORT INSULATOR FOR 33KV SS ISOLATOR | SPR.ISO33SS.A035 | ZSPR_ACT | ZSPR | NOS | 1 | 20000 | INR
4000 | Sourthern Zone, Berhampur | 4200 | EHT (O&M) Circle, Jeypore | 4204 | EHT (O&M) Division, Rayagada | S249 | 132/33 kV T/L S/S S/D Paralakhemundi | 3000002506 | SPRING OF 33 KV SS MAKE ISOLATOR | SPR.ISO33SS.A036 | ZSPR_ACT | ZSPR | NOS | 36 | 18000 | INR
4000 | Sourthern Zone, Berhampur | 4200 | EHT (O&M) Circle, Jeypore | 4204 | EHT (O&M) Division, Rayagada | S242 | 132/33 kV T/L S/S S/D Rayagada | 3000002554 | MISCELLANEOUS SPARE ITEMS | SPR.MISC.A001 | ZSPR_ACT | ZSPR | NOS | 37 | 37 | INR
4000 | Sourthern Zone, Berhampur | 4200 | EHT (O&M) Circle, Jeypore | 4204 | EHT (O&M) Division, Rayagada | S243 | 220/132/33 kV S/S S/D Therubali | 3000002554 | MISCELLANEOUS SPARE ITEMS | SPR.MISC.A001 | ZSPR_US | ZSPR | NOS | 18 | 18 | INR
4000 | Sourthern Zone, Berhampur | 4200 | EHT (O&M) Circle, Jeypore | 4204 | EHT (O&M) Division, Rayagada | S242 | 132/33 kV T/L S/S S/D Rayagada | 3000002554 | MISCELLANEOUS SPARE ITEMS | SPR.MISC.A001 | ZSPR_SCRAP | ZSPR | NOS | 100 | 100 | INR
4000 | Sourthern Zone, Berhampur | 4200 | EHT (O&M) Circle, Jeypore | 4204 | EHT (O&M) Division, Rayagada | S247 | 220/33 kV S/S S/D Kashipur | 3000002559 | AUXILIARY SWITCH CONTACTS ASSEMBLY | SPR.MISC.A012 | ZSPR_ACT | ZSPR | NOS | 1 | 3068.18 | INR
4000 | Sourthern Zone, Berhampur | 4200 | EHT (O&M) Circle, Jeypore | 4204 | EHT (O&M) Division, Rayagada | S242 | 132/33 kV T/L S/S S/D Rayagada | 3000002569 | Contactor of different type | SPR.MISC.A028 | ZSPR_US | ZSPR | NOS | 5 | 5 | INR
4000 | Sourthern Zone, Berhampur | 4200 | EHT (O&M) Circle, Jeypore | 4204 | EHT (O&M) Division, Rayagada | S247 | 220/33 kV S/S S/D Kashipur | 3000002576 | ISOLATOR CONTROL SWITCH | SPR.MISC.A050 | ZSPR_ACT | ZSPR | NOS | 4 | 25406.64 | INR
4000 | Sourthern Zone, Berhampur | 4200 | EHT (O&M) Circle, Jeypore | 4204 | EHT (O&M) Division, Rayagada | S245 | 132/33 kV T/L S/S S/D Muniguda | 3000002576 | ISOLATOR CONTROL SWITCH | SPR.MISC.A050 | ZSPR_ACT | ZSPR | NOS | 4 | 25406.64 | INR
4000 | Sourthern Zone, Berhampur | 4200 | EHT (O&M) Circle, Jeypore | 4204 | EHT (O&M) Division, Rayagada | S245 | 132/33 kV T/L S/S S/D Muniguda | 3000002577 | Silica gel breather for Tfr in Nos | SPR.MISC.A051 | ZSPR_US | ZSPR | NOS | 2 | 2 | INR
4000 | Sourthern Zone, Berhampur | 4200 | EHT (O&M) Circle, Jeypore | 4204 | EHT (O&M) Division, Rayagada | S247 | 220/33 kV S/S S/D Kashipur | 3000002578 | TRIP CKT SUPERVISION RELAY FOR CR PNL | SPR.MISC.A056 | ZSPR_ACT | ZSPR | NOS | 3 | 25909.08 | INR
4000 | Sourthern Zone, Berhampur | 4200 | EHT (O&M) Circle, Jeypore | 4204 | EHT (O&M) Division, Rayagada | S245 | 132/33 kV T/L S/S S/D Muniguda | 3000002578 | TRIP CKT SUPERVISION RELAY FOR CR PNL | SPR.MISC.A056 | ZSPR_US | ZSPR | NOS | 3 | 26996.28 | INR
4000 | Sourthern Zone, Berhampur | 4200 | EHT (O&M) Circle, Jeypore | 4204 | EHT (O&M) Division, Rayagada | S242 | 132/33 kV T/L S/S S/D Rayagada | 3000002590 | Aching Horn (Small) | SPR.MISC.A087 | ZSPR_SCRAP | ZSPR | NOS | 37 | 37 | INR
4000 | Sourthern Zone, Berhampur | 4200 | EHT (O&M) Circle, Jeypore | 4204 | EHT (O&M) Division, Rayagada | S24A | 132/33 kV T/L S/S S/D Akhusingh | 3000002612 | PADESTAL STOOL FOR MOUNITNG OF WT | SPR.MISC.A141 | ZSPR_SCRAP | ZSPR | NOS | 1 | 1 | INR
4000 | Sourthern Zone, Berhampur | 4200 | EHT (O&M) Circle, Jeypore | 4204 | EHT (O&M) Division, Rayagada | S243 | 220/132/33 kV S/S S/D Therubali | 3000002635 | Terminal connector | SPR.MISC.A208 | ZSPR_ACT | ZSPR | NOS | 4 | 1000 | INR
4000 | Sourthern Zone, Berhampur | 4200 | EHT (O&M) Circle, Jeypore | 4204 | EHT (O&M) Division, Rayagada | S247 | 220/33 kV S/S S/D Kashipur | 3000002646 | ER & blade contaCTfor 36KV Isolator | SPR.MISC.A226 | ZSPR_ACT | ZSPR | NOS | 1 | 7363.64 | INR
4000 | Sourthern Zone, Berhampur | 4200 | EHT (O&M) Circle, Jeypore | 4204 | EHT (O&M) Division, Rayagada | S243 | 220/132/33 kV S/S S/D Therubali | 3000002649 | Breather DTO-2 | SPR.MISC.A229 | ZSPR_ACT | ZSPR | NOS | 1 | 1 | INR
4000 | Sourthern Zone, Berhampur | 4200 | EHT (O&M) Circle, Jeypore | 4204 | EHT (O&M) Division, Rayagada | S245 | 132/33 kV T/L S/S S/D Muniguda | 3000002652 | Motor,GA & BGA for 36KV Isolator | SPR.MISC.A232 | ZSPR_ACT | ZSPR | NOS | 1 | 15297 | INR
4000 | Sourthern Zone, Berhampur | 4200 | EHT (O&M) Circle, Jeypore | 4204 | EHT (O&M) Division, Rayagada | S242 | 132/33 kV T/L S/S S/D Rayagada | 3000002661 | Old & used different Panel spares | SPR.MISC.A249 | ZSPR_SCRAP | ZSPR | NOS | 17 | 17 | INR
4000 | Sourthern Zone, Berhampur | 4200 | EHT (O&M) Circle, Jeypore | 4204 | EHT (O&M) Division, Rayagada | S247 | 220/33 kV S/S S/D Kashipur | 3000002664 | Annunciator | SPR.MISC.A252 | ZSPR_ACT | ZSPR | NOS | 2 | 18106.14 | INR
4000 | Sourthern Zone, Berhampur | 4200 | EHT (O&M) Circle, Jeypore | 4204 | EHT (O&M) Division, Rayagada | S24A | 132/33 kV T/L S/S S/D Akhusingh | 3000002664 | Annunciator | SPR.MISC.A252 | ZSPR_ACT | ZSPR | NOS | 1 | 9053.07 | INR
4000 | Sourthern Zone, Berhampur | 4200 | EHT (O&M) Circle, Jeypore | 4204 | EHT (O&M) Division, Rayagada | S249 | 132/33 kV T/L S/S S/D Paralakhemundi | 3000002683 | SPRING FOR 132 KV ISOLATOR SPARE | SPR.MISC.A277 | ZSPR_ACT | ZSPR | NOS | 2 | 1500 | INR
4000 | Sourthern Zone, Berhampur | 4200 | EHT (O&M) Circle, Jeypore | 4204 | EHT (O&M) Division, Rayagada | S245 | 132/33 kV T/L S/S S/D Muniguda | 3000002694 | HWF/SPRS/CLAMP 3NOS IN EACH SET | SPR.MISC.A300 | ZSPR_ACT | ZSPR | NOS | 1 | 142450 | INR
4000 | Sourthern Zone, Berhampur | 4200 | EHT (O&M) Circle, Jeypore | 4204 | EHT (O&M) Division, Rayagada | S249 | 132/33 kV T/L S/S S/D Paralakhemundi | 3000002710 | Silicagel Breather | SPR.MISC.A338 | ZSPR_ACT | ZSPR | NOS | 1 | 40 | INR
4000 | Sourthern Zone, Berhampur | 4200 | EHT (O&M) Circle, Jeypore | 4204 | EHT (O&M) Division, Rayagada | S242 | 132/33 kV T/L S/S S/D Rayagada | 3000002710 | Silicagel Breather | SPR.MISC.A338 | ZSPR_SCRAP | ZSPR | NOS | 12 | 480 | INR
4000 | Sourthern Zone, Berhampur | 4200 | EHT (O&M) Circle, Jeypore | 4204 | EHT (O&M) Division, Rayagada | S243 | 220/132/33 kV S/S S/D Therubali | 3000002717 | Isolator base only | SPR.MISC.A349 | ZSPR_US | ZSPR | NOS | 13 | 13 | INR
4000 | Sourthern Zone, Berhampur | 4200 | EHT (O&M) Circle, Jeypore | 4204 | EHT (O&M) Division, Rayagada | S243 | 220/132/33 kV S/S S/D Therubali | 3000002717 | Isolator base only | SPR.MISC.A349 | ZSPR_ACT | ZSPR | NOS | 3 | 3 | INR
4000 | Sourthern Zone, Berhampur | 4200 | EHT (O&M) Circle, Jeypore | 4204 | EHT (O&M) Division, Rayagada | S242 | 132/33 kV T/L S/S S/D Rayagada | 3000002725 | 132KV ASTM W/O Mechanism Box (Limb) | SPR.MISC.A358 | ZSPR_US | ZSPR | NOS | 1 | 1 | INR
4000 | Sourthern Zone, Berhampur | 4200 | EHT (O&M) Circle, Jeypore | 4204 | EHT (O&M) Division, Rayagada | S242 | 132/33 kV T/L S/S S/D Rayagada | 3000002728 | Closing coil | SPR.MISC.A365 | ZSPR_ACT | ZSPR | NOS | 8 | 8 | INR
4000 | Sourthern Zone, Berhampur | 4200 | EHT (O&M) Circle, Jeypore | 4204 | EHT (O&M) Division, Rayagada | S242 | 132/33 kV T/L S/S S/D Rayagada | 3000002748 | CONNECTING ROD | SPR.MISC.A449 | ZSPR_ACT | ZSPR | NOS | 2 | 2266.46 | INR
4000 | Sourthern Zone, Berhampur | 4200 | EHT (O&M) Circle, Jeypore | 4204 | EHT (O&M) Division, Rayagada | S243 | 220/132/33 kV S/S S/D Therubali | 3000002749 | EARTH Blade | SPR.MISC.A450 | ZSPR_ACT | ZSPR | NOS | 3 | 3 | INR
4000 | Sourthern Zone, Berhampur | 4200 | EHT (O&M) Circle, Jeypore | 4204 | EHT (O&M) Division, Rayagada | S243 | 220/132/33 kV S/S S/D Therubali | 3000002752 | 220kv Isolator Operating Pipe | SPR.MISC.A457 | ZSPR_SH | ZSPR | NOS | 2 | 2 | INR
4000 | Sourthern Zone, Berhampur | 4200 | EHT (O&M) Circle, Jeypore | 4204 | EHT (O&M) Division, Rayagada | S24A | 132/33 kV T/L S/S S/D Akhusingh | 3000002764 | 33KV BIMETALIC PAD CLAMP | SPR.MISC.A501 | ZSPR_ACT | ZSPR | NOS | 12 | 0.12 | INR
4000 | Sourthern Zone, Berhampur | 4200 | EHT (O&M) Circle, Jeypore | 4204 | EHT (O&M) Division, Rayagada | S245 | 132/33 kV T/L S/S S/D Muniguda | 3000002770 | AC/DC Distribution Board | SPR.MISC.A513 | ZSPR_FREE | ZSPR | NOS | 1 | 0 | INR
4000 | Sourthern Zone, Berhampur | 4200 | EHT (O&M) Circle, Jeypore | 4204 | EHT (O&M) Division, Rayagada | S243 | 220/132/33 kV S/S S/D Therubali | 3000002771 | NITROGEN GAS EMPTY CYLINDER | SPR.MISC.A515 | ZSPR_US | ZSPR | NOS | 2 | 2 | INR
4000 | Sourthern Zone, Berhampur | 4200 | EHT (O&M) Circle, Jeypore | 4204 | EHT (O&M) Division, Rayagada | S245 | 132/33 kV T/L S/S S/D Muniguda | 3000002786 | DUMMY PLATES OF DIFFERENT SIZE | SPR.MISC.A555 | ZSPR_FREE | ZSPR | NOS | 53 | 0 | INR
4000 | Sourthern Zone, Berhampur | 4200 | EHT (O&M) Circle, Jeypore | 4204 | EHT (O&M) Division, Rayagada | S247 | 220/33 kV S/S S/D Kashipur | 3000002793 | AMMETER / CURRENT TRANSDUCER | SPR.MISC.A565 | ZSPR_ACT | ZSPR | NOS | 1 | 15615.63 | INR
4000 | Sourthern Zone, Berhampur | 4200 | EHT (O&M) Circle, Jeypore | 4204 | EHT (O&M) Division, Rayagada | S247 | 220/33 kV S/S S/D Kashipur | 3000002801 | Discrepancy Control switch for CB | SPR.MISC.AB27 | ZSPR_ACT | ZSPR | NOS | 4 | 30417.28 | INR
4000 | Sourthern Zone, Berhampur | 4200 | EHT (O&M) Circle, Jeypore | 4204 | EHT (O&M) Division, Rayagada | S247 | 220/33 kV S/S S/D Kashipur | 3000002808 | PROTECTION TRANSFER SWITCH | SPR.PNL.A002 | ZSPR_ACT | ZSPR | NOS | 2 | 8886.99 | INR
4000 | Sourthern Zone, Berhampur | 4200 | EHT (O&M) Circle, Jeypore | 4204 | EHT (O&M) Division, Rayagada | S245 | 132/33 kV T/L S/S S/D Muniguda | 3000002808 | PROTECTION TRANSFER SWITCH | SPR.PNL.A002 | ZSPR_ACT | ZSPR | NOS | 1 | 4443.49 | INR
4000 | Sourthern Zone, Berhampur | 4200 | EHT (O&M) Circle, Jeypore | 4204 | EHT (O&M) Division, Rayagada | S245 | 132/33 kV T/L S/S S/D Muniguda | 3000002813 | Protection Transfer Switch(NIT) | SPR.PNL33.A001 | ZSPR_ACT | ZSPR | NOS | 1 | 3824 | INR
4000 | Sourthern Zone, Berhampur | 4200 | EHT (O&M) Circle, Jeypore | 4204 | EHT (O&M) Division, Rayagada | S247 | 220/33 kV S/S S/D Kashipur | 3000002814 | Ammeter selector switch | SPR.PNL33.A002 | ZSPR_ACT | ZSPR | NOS | 2 | 950 | INR
4000 | Sourthern Zone, Berhampur | 4200 | EHT (O&M) Circle, Jeypore | 4204 | EHT (O&M) Division, Rayagada | S247 | 220/33 kV S/S S/D Kashipur | 3000002815 | Voltmeter Selector Switch | SPR.PNL33.A003 | ZSPR_ACT | ZSPR | NOS | 2 | 1494.05 | INR
4000 | Sourthern Zone, Berhampur | 4200 | EHT (O&M) Circle, Jeypore | 4204 | EHT (O&M) Division, Rayagada | S247 | 220/33 kV S/S S/D Kashipur | 3000002816 | Voltmeter with Transducer of 33KV Panel | SPR.PNL33.A004 | ZSPR_ACT | ZSPR | NOS | 1 | 15615.63 | INR
4000 | Sourthern Zone, Berhampur | 4200 | EHT (O&M) Circle, Jeypore | 4204 | EHT (O&M) Division, Rayagada | S247 | 220/33 kV S/S S/D Kashipur | 3000002817 | Ammeter with Transducer of 33KV Panel | SPR.PNL33.A005 | ZSPR_ACT | ZSPR | NOS | 1 | 15615.63 | INR
4000 | Sourthern Zone, Berhampur | 4200 | EHT (O&M) Circle, Jeypore | 4204 | EHT (O&M) Division, Rayagada | S247 | 220/33 kV S/S S/D Kashipur | 3000002818 | 33KV MW METER ALONG WITH TRANSDUCER | SPR.PNL33.A006 | ZSPR_ACT | ZSPR | SET | 1 | 15615.63 | INR
4000 | Sourthern Zone, Berhampur | 4200 | EHT (O&M) Circle, Jeypore | 4204 | EHT (O&M) Division, Rayagada | S247 | 220/33 kV S/S S/D Kashipur | 3000002819 | 33KV DIGITAL MVAR METER WITH TRANSDUCER | SPR.PNL33.A007 | ZSPR_ACT | ZSPR | SET | 1 | 15615.63 | INR
4000 | Sourthern Zone, Berhampur | 4200 | EHT (O&M) Circle, Jeypore | 4204 | EHT (O&M) Division, Rayagada | S249 | 132/33 kV T/L S/S S/D Paralakhemundi | 3000002854 | SURGE COUNTER FOR 132KV SURGE ARRESTER | SPR.SA132BHEL.A001 | ZSPR_ACT | ZSPR | NOS | 2 | 2 | INR
4000 | Sourthern Zone, Berhampur | 4200 | EHT (O&M) Circle, Jeypore | 4204 | EHT (O&M) Division, Rayagada | S248 | 220/132/33 kV T/L S/S S/D Gunupur | 3000002855 | SURGE COUNTER 132KV CGL SURGE ARRESTER | SPR.SA132CGL.A002 | ZSPR_ACT | ZSPR | NOS | 1 | 1 | INR
4000 | Sourthern Zone, Berhampur | 4200 | EHT (O&M) Circle, Jeypore | 4204 | EHT (O&M) Division, Rayagada | S249 | 132/33 kV T/L S/S S/D Paralakhemundi | 3000002898 | OLTC M & C 132/33KV 12.5MVA CGLTfr | SPR.TFR12.5CGL.EB02 | ZSPR_ACT | ZSPR | NOS | 1 | 2700 | INR
4000 | Sourthern Zone, Berhampur | 4200 | EHT (O&M) Circle, Jeypore | 4204 | EHT (O&M) Division, Rayagada | S249 | 132/33 kV T/L S/S S/D Paralakhemundi | 3000002899 | OTI of 12.5 MVA 132/33KV Tfr Of CGL | SPR.TFR12.5CGL.EC01 | ZSPR_FREE | ZSPR | NOS | 1 | 0 | INR
4000 | Sourthern Zone, Berhampur | 4200 | EHT (O&M) Circle, Jeypore | 4204 | EHT (O&M) Division, Rayagada | S249 | 132/33 kV T/L S/S S/D Paralakhemundi | 3000002900 | WTI of 12.5MVA 132/33KV Tfrof CGL | SPR.TFR12.5CGL.EC02 | ZSPR_FREE | ZSPR | NOS | 1 | 0 | INR
4000 | Sourthern Zone, Berhampur | 4200 | EHT (O&M) Circle, Jeypore | 4204 | EHT (O&M) Division, Rayagada | S249 | 132/33 kV T/L S/S S/D Paralakhemundi | 3000002903 | OLGW 12.5 MVA 132/33KV CGL Tfr | SPR.TFR12.5CGL.EC06 | ZSPR_FREE | ZSPR | NOS | 1 | 0 | INR
4000 | Sourthern Zone, Berhampur | 4200 | EHT (O&M) Circle, Jeypore | 4204 | EHT (O&M) Division, Rayagada | S249 | 132/33 kV T/L S/S S/D Paralakhemundi | 3000002904 | PRV FOR 12.5MVA 132/33KV CGL Tfr | SPR.TFR12.5CGL.EC07 | ZSPR_FREE | ZSPR | NOS | 1 | 0 | INR
4000 | Sourthern Zone, Berhampur | 4200 | EHT (O&M) Circle, Jeypore | 4204 | EHT (O&M) Division, Rayagada | S249 | 132/33 kV T/L S/S S/D Paralakhemundi | 3000002908 | Vacuum gauge 12.5MVA 132/33KV Tfrof CGL | SPR.TFR12.5CGL.ED05 | ZSPR_FREE | ZSPR | NOS | 1 | 0 | INR
4000 | Sourthern Zone, Berhampur | 4200 | EHT (O&M) Circle, Jeypore | 4204 | EHT (O&M) Division, Rayagada | S249 | 132/33 kV T/L S/S S/D Paralakhemundi | 3000002909 | VALVE OF 12.5MVA 132/33KV CGL Tfr | SPR.TFR12.5CGL.ED06 | ZSPR_FREE | ZSPR | NOS | 3 | 0 | INR
4000 | Sourthern Zone, Berhampur | 4200 | EHT (O&M) Circle, Jeypore | 4204 | EHT (O&M) Division, Rayagada | S249 | 132/33 kV T/L S/S S/D Paralakhemundi | 3000002910 | GASKET of 12.5MVA 132/33KV CGL Tfr | SPR.TFR12.5CGL.EE01 | ZSPR_FREE | ZSPR | NOS | 2 | 0 | INR
4000 | Sourthern Zone, Berhampur | 4200 | EHT (O&M) Circle, Jeypore | 4204 | EHT (O&M) Division, Rayagada | S248 | 220/132/33 kV T/L S/S S/D Gunupur | 3000003361 | 220KV-T Clamp for Moose-Moose | SS.CLAMP.A010 | ZSPR_ACT | ZSPR | NOS | 116 | 142448 | INR
4000 | Sourthern Zone, Berhampur | 4200 | EHT (O&M) Circle, Jeypore | 4204 | EHT (O&M) Division, Rayagada | S24A | 132/33 kV T/L S/S S/D Akhusingh | 3000003369 | 132KV- Isolater Pad Clamp (Single Moose) | SS.CLAMP.A018 | ZSPR_ACT | ZSPR | NOS | 13 | 0.13 | INR
4000 | Sourthern Zone, Berhampur | 4200 | EHT (O&M) Circle, Jeypore | 4204 | EHT (O&M) Division, Rayagada | S245 | 132/33 kV T/L S/S S/D Muniguda | 3000003371 | 132KV-PI Clamp of Single Moose | SS.CLAMP.A020 | ZSPR_US | ZSPR | NOS | 1 | 100 | INR
4000 | Sourthern Zone, Berhampur | 4200 | EHT (O&M) Circle, Jeypore | 4204 | EHT (O&M) Division, Rayagada | S245 | 132/33 kV T/L S/S S/D Muniguda | 3000003392 | G2 132 KV BEAM STRUCTURE | STRS.132BEAM.A003 | ZSPR_ACT | ZSPR | MT | 1.7 | 140739.82 | INR
4000 | Sourthern Zone, Berhampur | 4200 | EHT (O&M) Circle, Jeypore | 4204 | EHT (O&M) Division, Rayagada | S245 | 132/33 kV T/L S/S S/D Muniguda | 3000003395 | T4S 132 KV COLUMN STRUCTURE | STRS.132COLMN.A002 | ZSPR_ACT | ZSPR | MT | 0.846 | 70028 | INR
4000 | Sourthern Zone, Berhampur | 4200 | EHT (O&M) Circle, Jeypore | 4204 | EHT (O&M) Division, Rayagada | S243 | 220/132/33 kV S/S S/D Therubali | 3000003403 | Equipment structure of PI for 132KV | STRS.132EQPT.A020 | ZSPR_ACT | ZSPR | MT | 1.48 | 21215.46 | INR
4000 | Sourthern Zone, Berhampur | 4200 | EHT (O&M) Circle, Jeypore | 4204 | EHT (O&M) Division, Rayagada | S245 | 132/33 kV T/L S/S S/D Muniguda | 3000003403 | Equipment structure of PI for 132KV | STRS.132EQPT.A020 | ZSPR_ACT | ZSPR | MT | 0.299 | 4286.1 | INR
4000 | Sourthern Zone, Berhampur | 4200 | EHT (O&M) Circle, Jeypore | 4204 | EHT (O&M) Division, Rayagada | S246 | 220/33KV S/S S/D Laxmipur | 3000003422 | Equipment structure of CVT for 220KV | STRS.220EQPT.A006 | ZSPR_ACT | ZSPR | MT | 1 | 55000 | INR
4000 | Sourthern Zone, Berhampur | 4200 | EHT (O&M) Circle, Jeypore | 4204 | EHT (O&M) Division, Rayagada | S243 | 220/132/33 kV S/S S/D Therubali | 3000003423 | Equipment structure of PI for 220KV | STRS.220EQPT.A007 | ZSPR_ACT | ZSPR | MT | 0.7 | 0.7 | INR
4000 | Sourthern Zone, Berhampur | 4200 | EHT (O&M) Circle, Jeypore | 4204 | EHT (O&M) Division, Rayagada | S242 | 132/33 kV T/L S/S S/D Rayagada | 3000003435 | Equipment structure - 33kV CT/NCT | STRS.33EQPT.A010 | ZSPR_FREE | ZSPR | MT | 0.366 | 0 | INR
4000 | Sourthern Zone, Berhampur | 4200 | EHT (O&M) Circle, Jeypore | 4204 | EHT (O&M) Division, Rayagada | S245 | 132/33 kV T/L S/S S/D Muniguda | 3000003435 | Equipment structure - 33kV CT/NCT | STRS.33EQPT.A010 | ZSPR_ACT | ZSPR | MT | 0.488 | 0.49 | INR
4000 | Sourthern Zone, Berhampur | 4200 | EHT (O&M) Circle, Jeypore | 4204 | EHT (O&M) Division, Rayagada | S247 | 220/33 kV S/S S/D Kashipur | 3000003451 | MW meter along with Transducer | TEL.MISC.A577 | ZSPR_ACT | ZSPR | NOS | 1 | 15615.63 | INR
4000 | Sourthern Zone, Berhampur | 4200 | EHT (O&M) Circle, Jeypore | 4204 | EHT (O&M) Division, Rayagada | S248 | 220/132/33 kV T/L S/S S/D Gunupur | 3000003482 | 132 KV PA TYPE TOWER COMPLETE SET | TWR.132PA.L.A001 | ZSPR_ACT | ZSPR | MT | 3 | 513188.08 | INR
4000 | Sourthern Zone, Berhampur | 4200 | EHT (O&M) Circle, Jeypore | 4204 | EHT (O&M) Division, Rayagada | SL45 | 132/33 kV T/L S/S S/D Muniguda_Line | 3000003482 | 132 KV PA TYPE TOWER COMPLETE SET | TWR.132PA.L.A001 | ZSPR_ACT | ZSPR | MT | 6.26 | 1070852.46 | INR
4000 | Sourthern Zone, Berhampur | 4200 | EHT (O&M) Circle, Jeypore | 4204 | EHT (O&M) Division, Rayagada | S244 | 220 kV Line S/D Therubali | 3000003483 | 132 KV ASSORTED PA TYPE TOWER | TWR.132PA.L.A002 | ZSPR_ACT | ZSPR | MT | 2.994 | 98081.86 | INR
4000 | Sourthern Zone, Berhampur | 4200 | EHT (O&M) Circle, Jeypore | 4204 | EHT (O&M) Division, Rayagada | S248 | 220/132/33 kV T/L S/S S/D Gunupur | 3000003483 | 132 KV ASSORTED PA TYPE TOWER | TWR.132PA.L.A002 | ZSPR_ACT | ZSPR | MT | 3.484 | 114134.01 | INR
4000 | Sourthern Zone, Berhampur | 4200 | EHT (O&M) Circle, Jeypore | 4204 | EHT (O&M) Division, Rayagada | S244 | 220 kV Line S/D Therubali | 3000003484 | 132 KV PA TYPE STUB | TWR.132PA.STUB.A001 | ZSPR_ACT | ZSPR | MT | 3.276 | 648293.23 | INR
4000 | Sourthern Zone, Berhampur | 4200 | EHT (O&M) Circle, Jeypore | 4204 | EHT (O&M) Division, Rayagada | SL45 | 132/33 kV T/L S/S S/D Muniguda_Line | 3000003485 | 132 KV PA TYPE TEMPLATE | TWR.132PA.TMPL.A001 | ZSPR_ACT | ZSPR | MT | 1.33 | 103297.67 | INR
4000 | Sourthern Zone, Berhampur | 4200 | EHT (O&M) Circle, Jeypore | 4204 | EHT (O&M) Division, Rayagada | S248 | 220/132/33 kV T/L S/S S/D Gunupur | 3000003485 | 132 KV PA TYPE TEMPLATE | TWR.132PA.TMPL.A001 | ZSPR_ACT | ZSPR | MT | 1.825 | 141743.04 | INR
4000 | Sourthern Zone, Berhampur | 4200 | EHT (O&M) Circle, Jeypore | 4204 | EHT (O&M) Division, Rayagada | S244 | 220 kV Line S/D Therubali | 3000003485 | 132 KV PA TYPE TEMPLATE | TWR.132PA.TMPL.A001 | ZSPR_US | ZSPR | MT | 1.288 | 181291.09 | INR
4000 | Sourthern Zone, Berhampur | 4200 | EHT (O&M) Circle, Jeypore | 4204 | EHT (O&M) Division, Rayagada | SL45 | 132/33 kV T/L S/S S/D Muniguda_Line | 3000003490 | 132 KV PB TYPE TEMPLATE | TWR.132PB.TMPL.A001 | ZSPR_ACT | ZSPR | MT | 0.47 | 28551 | INR
4000 | Sourthern Zone, Berhampur | 4200 | EHT (O&M) Circle, Jeypore | 4204 | EHT (O&M) Division, Rayagada | S248 | 220/132/33 kV T/L S/S S/D Gunupur | 3000003490 | 132 KV PB TYPE TEMPLATE | TWR.132PB.TMPL.A001 | ZSPR_ACT | ZSPR | MT | 1.184 | 71924.22 | INR
4000 | Sourthern Zone, Berhampur | 4200 | EHT (O&M) Circle, Jeypore | 4204 | EHT (O&M) Division, Rayagada | SL45 | 132/33 kV T/L S/S S/D Muniguda_Line | 3000003493 | 132 KV PC TYPE TEMPLATE | TWR.132PC.TMPL.A001 | ZSPR_ACT | ZSPR | MT | 0.69 | 41876.25 | INR
4000 | Sourthern Zone, Berhampur | 4200 | EHT (O&M) Circle, Jeypore | 4204 | EHT (O&M) Division, Rayagada | S248 | 220/132/33 kV T/L S/S S/D Gunupur | 3000003493 | 132 KV PC TYPE TEMPLATE | TWR.132PC.TMPL.A001 | ZSPR_ACT | ZSPR | MT | 1.752 | 106329.25 | INR
4000 | Sourthern Zone, Berhampur | 4200 | EHT (O&M) Circle, Jeypore | 4204 | EHT (O&M) Division, Rayagada | S248 | 220/132/33 kV T/L S/S S/D Gunupur | 3000003498 | 132KV UR Type Template | TWR.132R.TMPL.A001 | ZSPR_ACT | ZSPR | MT | 1.476 | 149732.23 | INR
4000 | Sourthern Zone, Berhampur | 4200 | EHT (O&M) Circle, Jeypore | 4204 | EHT (O&M) Division, Rayagada | S248 | 220/132/33 kV T/L S/S S/D Gunupur | 3000003516 | 220 KV OA TYPE TEMPLATE | TWR.220OA.TMPL.A001 | ZSPR_ACT | ZSPR | MT | 1.158 | 108763.16 | INR
4000 | Sourthern Zone, Berhampur | 4200 | EHT (O&M) Circle, Jeypore | 4204 | EHT (O&M) Division, Rayagada | S248 | 220/132/33 kV T/L S/S S/D Gunupur | 3000003522 | 220 KV OB TYPE TEMPLATE | TWR.220OB.TMPL.A001 | ZSPR_ACT | ZSPR | MT | 0.794 | 108763.16 | INR
4000 | Sourthern Zone, Berhampur | 4200 | EHT (O&M) Circle, Jeypore | 4204 | EHT (O&M) Division, Rayagada | S244 | 220 kV Line S/D Therubali | 3000003525 | 220KV OC TOWER STUB | TWR.220OC.STUB.A002 | ZSPR_ACT | ZSPR | MT | 1.064 | 1.06 | INR
4000 | Sourthern Zone, Berhampur | 4200 | EHT (O&M) Circle, Jeypore | 4204 | EHT (O&M) Division, Rayagada | S248 | 220/132/33 kV T/L S/S S/D Gunupur | 3000003526 | 220 KV OC TYPE TEMPLATE | TWR.220OC.TMPL.A001 | ZSPR_ACT | ZSPR | MT | 0.962 | 108763.16 | INR
4000 | Sourthern Zone, Berhampur | 4200 | EHT (O&M) Circle, Jeypore | 4204 | EHT (O&M) Division, Rayagada | S248 | 220/132/33 kV T/L S/S S/D Gunupur | 3000003529 | 220 KV OC+ 15 TYPE TEMPLATE | TWR.220OC+15.TMPL.A001 | ZSPR_ACT | ZSPR | MT | 2.074 | 108763.16 | INR
4000 | Sourthern Zone, Berhampur | 4200 | EHT (O&M) Circle, Jeypore | 4204 | EHT (O&M) Division, Rayagada | S244 | 220 kV Line S/D Therubali | 3000003529 | 220 KV OC+ 15 TYPE TEMPLATE | TWR.220OC+15.TMPL.A001 | ZSPR_US | ZSPR | MT | 2.073 | 103492.99 | INR
4000 | Sourthern Zone, Berhampur | 4200 | EHT (O&M) Circle, Jeypore | 4204 | EHT (O&M) Division, Rayagada | S246 | 220/33KV S/S S/D Laxmipur | 3000003555 | ANTICLIMBING DEVICE | TWR.ACD.A001 | ZSPR_ACT | ZSPR | SET | 1 | 4200 | INR
4000 | Sourthern Zone, Berhampur | 4200 | EHT (O&M) Circle, Jeypore | 4204 | EHT (O&M) Division, Rayagada | S242 | 132/33 kV T/L S/S S/D Rayagada | 3000003557 | BIRD GUARD | TWR.BD.GRD.A001 | ZSPR_ACT | ZSPR | NOS | 32 | 17682.11 | INR
4000 | Sourthern Zone, Berhampur | 4200 | EHT (O&M) Circle, Jeypore | 4204 | EHT (O&M) Division, Rayagada | S244 | 220 kV Line S/D Therubali | 3000003557 | BIRD GUARD | TWR.BD.GRD.A001 | ZSPR_ACT | ZSPR | NOS | 115 | 63545.08 | INR
4000 | Sourthern Zone, Berhampur | 4200 | EHT (O&M) Circle, Jeypore | 4204 | EHT (O&M) Division, Rayagada | S248 | 220/132/33 kV T/L S/S S/D Gunupur | 3000003557 | BIRD GUARD | TWR.BD.GRD.A001 | ZSPR_ACT | ZSPR | NOS | 53 | 29285.99 | INR
4000 | Sourthern Zone, Berhampur | 4200 | EHT (O&M) Circle, Jeypore | 4204 | EHT (O&M) Division, Rayagada | SL45 | 132/33 kV T/L S/S S/D Muniguda_Line | 3000003557 | BIRD GUARD | TWR.BD.GRD.A001 | ZSPR_ACT | ZSPR | NOS | 73 | 40337.31 | INR
4000 | Sourthern Zone, Berhampur | 4200 | EHT (O&M) Circle, Jeypore | 4204 | EHT (O&M) Division, Rayagada | S244 | 220 kV Line S/D Therubali | 3000003558 | TOWER CIRCUIT PLATE | TWR.CKT.PLT.A001 | ZSPR_ACT | ZSPR | NOS | 42 | 11374.07 | INR
4000 | Sourthern Zone, Berhampur | 4200 | EHT (O&M) Circle, Jeypore | 4204 | EHT (O&M) Division, Rayagada | S246 | 220/33KV S/S S/D Laxmipur | 3000003558 | TOWER CIRCUIT PLATE | TWR.CKT.PLT.A001 | ZSPR_ACT | ZSPR | NOS | 1 | 270.81 | INR
4000 | Sourthern Zone, Berhampur | 4200 | EHT (O&M) Circle, Jeypore | 4204 | EHT (O&M) Division, Rayagada | S248 | 220/132/33 kV T/L S/S S/D Gunupur | 3000003558 | TOWER CIRCUIT PLATE | TWR.CKT.PLT.A001 | ZSPR_ACT | ZSPR | NOS | 53 | 14352.99 | INR
4000 | Sourthern Zone, Berhampur | 4200 | EHT (O&M) Circle, Jeypore | 4204 | EHT (O&M) Division, Rayagada | S249 | 132/33 kV T/L S/S S/D Paralakhemundi | 3000003560 | DISMANTLED TOWER MEMBERS | TWR.DISMENTAL.A001 | ZSPR_ACT | ZSPR | MT | 1.5 | 239.4 | INR
4000 | Sourthern Zone, Berhampur | 4200 | EHT (O&M) Circle, Jeypore | 4204 | EHT (O&M) Division, Rayagada | S244 | 220 kV Line S/D Therubali | 3000003561 | DANGER BOARD | TWR.DNGRBRD.A001 | ZSPR_ACT | ZSPR | NOS | 11 | 4485.35 | INR
4000 | Sourthern Zone, Berhampur | 4200 | EHT (O&M) Circle, Jeypore | 4204 | EHT (O&M) Division, Rayagada | S246 | 220/33KV S/S S/D Laxmipur | 3000003561 | DANGER BOARD | TWR.DNGRBRD.A001 | ZSPR_ACT | ZSPR | NOS | 1 | 407.76 | INR
4000 | Sourthern Zone, Berhampur | 4200 | EHT (O&M) Circle, Jeypore | 4204 | EHT (O&M) Division, Rayagada | S244 | 220 kV Line S/D Therubali | 3000003562 | ASSORTED GI TOWER ANGLE | TWR.GI.ANGLE.A001 | ZSPR_SH | ZSPR | MT | 0.815 | 0.82 | INR
4000 | Sourthern Zone, Berhampur | 4200 | EHT (O&M) Circle, Jeypore | 4204 | EHT (O&M) Division, Rayagada | S242 | 132/33 kV T/L S/S S/D Rayagada | 3000003562 | ASSORTED GI TOWER ANGLE | TWR.GI.ANGLE.A001 | ZSPR_US | ZSPR | MT | 0.2 | 2968.5 | INR
4000 | Sourthern Zone, Berhampur | 4200 | EHT (O&M) Circle, Jeypore | 4204 | EHT (O&M) Division, Rayagada | S244 | 220 kV Line S/D Therubali | 3000003562 | ASSORTED GI TOWER ANGLE | TWR.GI.ANGLE.A001 | ZSPR_SCRAP | ZSPR | MT | 2.011 | 29848.31 | INR
4000 | Sourthern Zone, Berhampur | 4200 | EHT (O&M) Circle, Jeypore | 4204 | EHT (O&M) Division, Rayagada | S243 | 220/132/33 kV S/S S/D Therubali | 3000003562 | ASSORTED GI TOWER ANGLE | TWR.GI.ANGLE.A001 | ZSPR_ACT | ZSPR | MT | 5.341 | 5170.99 | INR
4000 | Sourthern Zone, Berhampur | 4200 | EHT (O&M) Circle, Jeypore | 4204 | EHT (O&M) Division, Rayagada | S242 | 132/33 kV T/L S/S S/D Rayagada | 3000003562 | ASSORTED GI TOWER ANGLE | TWR.GI.ANGLE.A001 | ZSPR_SH | ZSPR | MT | 2.145 | 2.14 | INR
4000 | Sourthern Zone, Berhampur | 4200 | EHT (O&M) Circle, Jeypore | 4204 | EHT (O&M) Division, Rayagada | SL45 | 132/33 kV T/L S/S S/D Muniguda_Line | 3000003563 | 45X45X5MM SIZE GI TOWER ANGLE | TWR.GI.ANGLE.A002 | ZSPR_ACT | ZSPR | MT | 0.424 | 0.43 | INR
4000 | Sourthern Zone, Berhampur | 4200 | EHT (O&M) Circle, Jeypore | 4204 | EHT (O&M) Division, Rayagada | S242 | 132/33 kV T/L S/S S/D Rayagada | 3000003563 | 45X45X5MM SIZE GI TOWER ANGLE | TWR.GI.ANGLE.A002 | ZSPR_ACT | ZSPR | MT | 0.2 | 0.2 | INR
4000 | Sourthern Zone, Berhampur | 4200 | EHT (O&M) Circle, Jeypore | 4204 | EHT (O&M) Division, Rayagada | SL45 | 132/33 kV T/L S/S S/D Muniguda_Line | 3000003565 | 50X50X6MM SIZE GI ANGLE | TWR.GI.ANGLE.A004 | ZSPR_ACT | ZSPR | MT | 0.075 | 3165.07 | INR
4000 | Sourthern Zone, Berhampur | 4200 | EHT (O&M) Circle, Jeypore | 4204 | EHT (O&M) Division, Rayagada | SL45 | 132/33 kV T/L S/S S/D Muniguda_Line | 3000003567 | 65X65X6MM SIZE GI TOWER ANGLE | TWR.GI.ANGLE.A006 | ZSPR_FREE | ZSPR | MT | 0.12 | 0 | INR
4000 | Sourthern Zone, Berhampur | 4200 | EHT (O&M) Circle, Jeypore | 4204 | EHT (O&M) Division, Rayagada | SL45 | 132/33 kV T/L S/S S/D Muniguda_Line | 3000003568 | 75X75X6MM SIZE GI TOWER ANGLE | TWR.GI.ANGLE.A007 | ZSPR_FREE | ZSPR | MT | 0.135 | 0 | INR
4000 | Sourthern Zone, Berhampur | 4200 | EHT (O&M) Circle, Jeypore | 4204 | EHT (O&M) Division, Rayagada | S244 | 220 kV Line S/D Therubali | 3000003570 | 90X90X6MM SIZE GI TOWER ANGLE | TWR.GI.ANGLE.A009 | ZSPR_ACT | ZSPR | MT | 0.45 | 23723.02 | INR
4000 | Sourthern Zone, Berhampur | 4200 | EHT (O&M) Circle, Jeypore | 4204 | EHT (O&M) Division, Rayagada | S246 | 220/33KV S/S S/D Laxmipur | 3000003573 | GI cable tray 1-1,2-2,3-3,4-4 sections | TWR.GI.ANGLE.A017 | ZSPR_ACT | ZSPR | MT | 4.08 | 2692.8 | INR
4000 | Sourthern Zone, Berhampur | 4200 | EHT (O&M) Circle, Jeypore | 4204 | EHT (O&M) Division, Rayagada | S248 | 220/132/33 kV T/L S/S S/D Gunupur | 3000003574 | TOWER HANGER | TWR.HNGR.A001 | ZSPR_ACT | ZSPR | NOS | 2 | 896.8 | INR
4000 | Sourthern Zone, Berhampur | 4200 | EHT (O&M) Circle, Jeypore | 4204 | EHT (O&M) Division, Rayagada | S244 | 220 kV Line S/D Therubali | 3000003578 | TOWER NUMBER PLATE | TWR.NO.PLT.A001 | ZSPR_ACT | ZSPR | NOS | 11 | 3742.41 | INR
4000 | Sourthern Zone, Berhampur | 4200 | EHT (O&M) Circle, Jeypore | 4204 | EHT (O&M) Division, Rayagada | S246 | 220/33KV S/S S/D Laxmipur | 3000003578 | TOWER NUMBER PLATE | TWR.NO.PLT.A001 | ZSPR_ACT | ZSPR | NOS | 1 | 340.22 | INR
4000 | Sourthern Zone, Berhampur | 4200 | EHT (O&M) Circle, Jeypore | 4204 | EHT (O&M) Division, Rayagada | S244 | 220 kV Line S/D Therubali | 3000003579 | TOWER PHASE PLATE | TWR.PH.PLT.A001 | ZSPR_ACT | ZSPR | NOS | 32 | 13066.14 | INR
4000 | Sourthern Zone, Berhampur | 4200 | EHT (O&M) Circle, Jeypore | 4204 | EHT (O&M) Division, Rayagada | S246 | 220/33KV S/S S/D Laxmipur | 3000003579 | TOWER PHASE PLATE | TWR.PH.PLT.A001 | ZSPR_ACT | ZSPR | NOS | 18 | 7349.7 | INR
4000 | Sourthern Zone, Berhampur | 4200 | EHT (O&M) Circle, Jeypore | 4204 | EHT (O&M) Division, Rayagada | S242 | 132/33 kV T/L S/S S/D Rayagada | 3000003581 | 16X175 MM TOWER STEP BOLT | TWR.STP.BLT.A001 | ZSPR_ACT | ZSPR | KG | 8 | 8 | INR
4000 | Sourthern Zone, Berhampur | 4200 | EHT (O&M) Circle, Jeypore | 4204 | EHT (O&M) Division, Rayagada | S248 | 220/132/33 kV T/L S/S S/D Gunupur | 3000003584 | U' BOLT | TWR.UBOLT.A001 | ZSPR_ACT | ZSPR | KG | 1.5 | 12.23 | INR
4000 | Sourthern Zone, Berhampur | 4200 | EHT (O&M) Circle, Jeypore | 4204 | EHT (O&M) Division, Rayagada | S244 | 220 kV Line S/D Therubali | 3000003584 | U' BOLT | TWR.UBOLT.A001 | ZSPR_ACT | ZSPR | KG | 117 | 954.07 | INR
4000 | Sourthern Zone, Berhampur | 4200 | EHT (O&M) Circle, Jeypore | 4204 | EHT (O&M) Division, Rayagada | S245 | 132/33 kV T/L S/S S/D Muniguda | 3000003586 | 132KV WAVE TRAP 800A/0.5mH | WT.132.E005 | ZSPR_ACT | ZSPR | NOS | 1 | 245002 | INR
4000 | Sourthern Zone, Berhampur | 4200 | EHT (O&M) Circle, Jeypore | 4204 | EHT (O&M) Division, Rayagada | S243 | 220/132/33 kV S/S S/D Therubali | 3000003588 | 220KV 1600A 1MH WAVE TRAP | WT.220.E005 | ZSPR_US | ZSPR | NOS | 6 | 6 | INR
4000 | Sourthern Zone, Berhampur | 4200 | EHT (O&M) Circle, Jeypore | 4204 | EHT (O&M) Division, Rayagada | S246 | 220/33KV S/S S/D Laxmipur | 3000003588 | 220KV 1600A 1MH WAVE TRAP | WT.220.E005 | ZSPR_US | ZSPR | NOS | 16 | 16 | INR
4000 | Sourthern Zone, Berhampur | 4200 | EHT (O&M) Circle, Jeypore | 4204 | EHT (O&M) Division, Rayagada | S243 | 220/132/33 kV S/S S/D Therubali | 3000003589 | 220 kV WAVE TRAP 1200/1.0 mH | WT.220.FOO7 | ZSPR_US | ZSPR | NOS | 1 | 1 | INR
4000 | Sourthern Zone, Berhampur | 4200 | EHT (O&M) Circle, Jeypore | 4204 | EHT (O&M) Division, Rayagada | S245 | 132/33 kV T/L S/S S/D Muniguda | 3000003604 | 1.5SQMM 12C CONTROL CABLE | CBLE.CTRL.UAR.A012 | ZSPR_FREE | ZSPR | KM | 0.155 | 0 | INR
4000 | Sourthern Zone, Berhampur | 4200 | EHT (O&M) Circle, Jeypore | 4204 | EHT (O&M) Division, Rayagada | S245 | 132/33 kV T/L S/S S/D Muniguda | 3000003616 | Circuit Breaker (CB) control switch | SPR.MISC.A489 | ZSPR_ACT | ZSPR | NOS | 4 | 30594 | INR
4000 | Sourthern Zone, Berhampur | 4200 | EHT (O&M) Circle, Jeypore | 4204 | EHT (O&M) Division, Rayagada | S246 | 220/33KV S/S S/D Laxmipur | 3000003653 | OPGW Tension clamp | OPGW.HWF.TEN.A001 | ZSPR_ACT | ZSPR | NOS | 13 | 13 | INR
4000 | Sourthern Zone, Berhampur | 4200 | EHT (O&M) Circle, Jeypore | 4204 | EHT (O&M) Division, Rayagada | S246 | 220/33KV S/S S/D Laxmipur | 3000003654 | OPGW suspension clamp | OPGW.HWF.SUS.A001 | ZSPR_ACT | ZSPR | NOS | 8 | 8 | INR
4000 | Sourthern Zone, Berhampur | 4200 | EHT (O&M) Circle, Jeypore | 4204 | EHT (O&M) Division, Rayagada | S246 | 220/33KV S/S S/D Laxmipur | 3000003655 | Down lead clamps | OPGW.HWF.DOWN.A001 | ZSPR_ACT | ZSPR | NOS | 3 | 3 | INR
4000 | Sourthern Zone, Berhampur | 4200 | EHT (O&M) Circle, Jeypore | 4204 | EHT (O&M) Division, Rayagada | S247 | 220/33 kV S/S S/D Kashipur | 3000003696 | FEMALE CONTACTFOR 33KV ECE ISOLATOR | SPR.MISC.A0178 | ZSPR_ACT | ZSPR | NOS | 1 | 13500 | INR
4000 | Sourthern Zone, Berhampur | 4200 | EHT (O&M) Circle, Jeypore | 4204 | EHT (O&M) Division, Rayagada | S248 | 220/132/33 kV T/L S/S S/D Gunupur | 3000003713 | 90KN Long rod Insulator for 33 KV | INS.AF.LR.F002 | ZSPR_ACT | ZSPR | NOS | 27 | 152271.96 | INR
4000 | Sourthern Zone, Berhampur | 4200 | EHT (O&M) Circle, Jeypore | 4204 | EHT (O&M) Division, Rayagada | S246 | 220/33KV S/S S/D Laxmipur | 3000003854 | GI PERFORATED CABLE TRAY(450X75X2500)mm | CBLE.TRAY.A005 | ZSPR_ACT | ZSPR | M | 385 | 48232.8 | INR
4000 | Sourthern Zone, Berhampur | 4200 | EHT (O&M) Circle, Jeypore | 4204 | EHT (O&M) Division, Rayagada | S248 | 220/132/33 kV T/L S/S S/D Gunupur | 3000003857 | BPI Clamp for Conductor | SPR.MISC.A002 | ZSPR_ACT | ZSPR | NOS | 5 | 6785 | INR
4000 | Sourthern Zone, Berhampur | 4200 | EHT (O&M) Circle, Jeypore | 4204 | EHT (O&M) Division, Rayagada | S24A | 132/33 kV T/L S/S S/D Akhusingh | 4000000008 | Water Purifier-RO+UV+UF type | TNP. W.PURIFIER.A001 | ZTNP_SCRAP | ZTNP | NOS | 1 | 1 | INR
4000 | Sourthern Zone, Berhampur | 4200 | EHT (O&M) Circle, Jeypore | 4204 | EHT (O&M) Division, Rayagada | S246 | 220/33KV S/S S/D Laxmipur | 4000000047 | D SHACKLE 1" | TNP.DSHAKLE.A001 | ZTNP_ACT | ZTNP | NOS | 8 | 8 | INR
4000 | Sourthern Zone, Berhampur | 4200 | EHT (O&M) Circle, Jeypore | 4204 | EHT (O&M) Division, Rayagada | S248 | 220/132/33 kV T/L S/S S/D Gunupur | 4000000051 | D' SHACKLE OF DIFFERENT SIZES | TNP.DSHAKLE.A006 | ZTNP_ACT | ZTNP | NOS | 100 | 29736 | INR
4000 | Sourthern Zone, Berhampur | 4200 | EHT (O&M) Circle, Jeypore | 4204 | EHT (O&M) Division, Rayagada | S245 | 132/33 kV T/L S/S S/D Muniguda | 4000000131 | DIGITAL MULTIFUNCTIONING METER | TNP.MULTIMETER.B001 | ZTNP_ACT | ZTNP | NOS | 2 | 2 | INR
4000 | Sourthern Zone, Berhampur | 4200 | EHT (O&M) Circle, Jeypore | 4204 | EHT (O&M) Division, Rayagada | S249 | 132/33 kV T/L S/S S/D Paralakhemundi | 4000000139 | PUMP | TNP.PUMP.A001 | ZTNP_ACT | ZTNP | NOS | 1 | 200 | INR
4000 | Sourthern Zone, Berhampur | 4200 | EHT (O&M) Circle, Jeypore | 4204 | EHT (O&M) Division, Rayagada | S249 | 132/33 kV T/L S/S S/D Paralakhemundi | 4000000148 | Industrial Safety Belts & Harnesses. | TNP.SFTYINSTMT.A001 | ZTNP_FREE | ZTNP | NOS | 2 | 0 | INR
4000 | Sourthern Zone, Berhampur | 4200 | EHT (O&M) Circle, Jeypore | 4204 | EHT (O&M) Division, Rayagada | S249 | 132/33 kV T/L S/S S/D Paralakhemundi | 4000000149 | LINE MAN SAFETY BELT | TNP.SFTYINSTMT.A002 | ZTNP_ACT | ZTNP | NOS | 1 | 1602.2 | INR
4000 | Sourthern Zone, Berhampur | 4200 | EHT (O&M) Circle, Jeypore | 4204 | EHT (O&M) Division, Rayagada | S249 | 132/33 kV T/L S/S S/D Paralakhemundi | 4000000152 | HELMET YELLOW | TNP.SFTYINSTMT.A007 | ZTNP_FREE | ZTNP | NOS | 11 | 0 | INR
4000 | Sourthern Zone, Berhampur | 4200 | EHT (O&M) Circle, Jeypore | 4204 | EHT (O&M) Division, Rayagada | S249 | 132/33 kV T/L S/S S/D Paralakhemundi | 4000000153 | HELMET - BLUE | TNP.SFTYINSTMT.A008 | ZTNP_FREE | ZTNP | NOS | 3 | 0 | INR
4000 | Sourthern Zone, Berhampur | 4200 | EHT (O&M) Circle, Jeypore | 4204 | EHT (O&M) Division, Rayagada | S249 | 132/33 kV T/L S/S S/D Paralakhemundi | 4000000154 | HELMET -WHITE | TNP.SFTYINSTMT.A009 | ZTNP_FREE | ZTNP | NOS | 5 | 0 | INR
4000 | Sourthern Zone, Berhampur | 4200 | EHT (O&M) Circle, Jeypore | 4204 | EHT (O&M) Division, Rayagada | SL49 | 132/33 kV T/L S/S S/D Paralakhemundi_Lin | 4000000156 | S. HOOK | TNP.SHOOK.A001 | ZTNP_ACT | ZTNP | NOS | 8 | 12000 | INR
4000 | Sourthern Zone, Berhampur | 4200 | EHT (O&M) Circle, Jeypore | 4204 | EHT (O&M) Division, Rayagada | S249 | 132/33 kV T/L S/S S/D Paralakhemundi | 4000000166 | TARPOLINE | TNP.TARPOLINE.A001 | ZTNP_ACT | ZTNP | NOS | 1 | 100 | INR
4000 | Sourthern Zone, Berhampur | 4200 | EHT (O&M) Circle, Jeypore | 4204 | EHT (O&M) Division, Rayagada | S249 | 132/33 kV T/L S/S S/D Paralakhemundi | 5000000006 | SCRAP 132KV CT DIFFERENT RATIO | SCRP.CT1.132OIL.A001 | ZSRP_SCRAP | ZSRP | NOS | 4 | 4 | INR
4000 | Sourthern Zone, Berhampur | 4200 | EHT (O&M) Circle, Jeypore | 4204 | EHT (O&M) Division, Rayagada | S242 | 132/33 kV T/L S/S S/D Rayagada | 5000000006 | SCRAP 132KV CT DIFFERENT RATIO | SCRP.CT1.132OIL.A001 | ZSRP_SCRAP | ZSRP | NOS | 3 | 3 | INR
4000 | Sourthern Zone, Berhampur | 4200 | EHT (O&M) Circle, Jeypore | 4204 | EHT (O&M) Division, Rayagada | S243 | 220/132/33 kV S/S S/D Therubali | 5000000029 | Scrap 132 KV PORCELAIN POST INSULATOR | SCRP.INS.PI.B001 | ZSRP_SCRAP | ZSRP | NOS | 57 | 57 | INR
4000 | Sourthern Zone, Berhampur | 4200 | EHT (O&M) Circle, Jeypore | 4204 | EHT (O&M) Division, Rayagada | S242 | 132/33 kV T/L S/S S/D Rayagada | 5000000064 | SCRAP DIFFERENT TYPE OF IRON SCRAP | SCRP.MISC.A094 | ZSRP_SCRAP | ZSRP | KG | 50 | 50 | INR
4000 | Sourthern Zone, Berhampur | 4200 | EHT (O&M) Circle, Jeypore | 4204 | EHT (O&M) Division, Rayagada | S249 | 132/33 kV T/L S/S S/D Paralakhemundi | 5000000069 | Scrap 33 KV VCB | SCRP.MISC.A136 | ZSRP_SCRAP | ZSRP | NOS | 1 | 1 | INR
4000 | Sourthern Zone, Berhampur | 4200 | EHT (O&M) Circle, Jeypore | 4204 | EHT (O&M) Division, Rayagada | S24A | 132/33 kV T/L S/S S/D Akhusingh | 5000000069 | Scrap 33 KV VCB | SCRP.MISC.A136 | ZSRP_SCRAP | ZSRP | NOS | 1 | 1 | INR
4000 | Sourthern Zone, Berhampur | 4200 | EHT (O&M) Circle, Jeypore | 4204 | EHT (O&M) Division, Rayagada | S249 | 132/33 kV T/L S/S S/D Paralakhemundi | 5000000070 | Scrap 33KV CT | SCRP.MISC.A146 | ZSRP_SCRAP | ZSRP | NOS | 2 | 2 | INR
4000 | Sourthern Zone, Berhampur | 4200 | EHT (O&M) Circle, Jeypore | 4204 | EHT (O&M) Division, Rayagada | S242 | 132/33 kV T/L S/S S/D Rayagada | 5000000073 | SCRAP EMPTY DRUM | SCRP.MISC.A158 | ZSRP_SCRAP | ZSRP | NOS | 5 | 5 | INR
4000 | Sourthern Zone, Berhampur | 4200 | EHT (O&M) Circle, Jeypore | 4204 | EHT (O&M) Division, Rayagada | S249 | 132/33 kV T/L S/S S/D Paralakhemundi | 5000000085 | Scrap 33KV PT / IVT | SCRP.MISC.A218 | ZSRP_SCRAP | ZSRP | NOS | 3 | 3 | INR
4000 | Sourthern Zone, Berhampur | 4200 | EHT (O&M) Circle, Jeypore | 4204 | EHT (O&M) Division, Rayagada | S242 | 132/33 kV T/L S/S S/D Rayagada | 5000000087 | 33KV VCB LIMB | SCRP.MISC.A228 | ZSRP_SCRAP | ZSRP | NOS | 2 | 2 | INR
4000 | Sourthern Zone, Berhampur | 4200 | EHT (O&M) Circle, Jeypore | 4204 | EHT (O&M) Division, Rayagada | S24A | 132/33 kV T/L S/S S/D Akhusingh | 5000000121 | Scrap spring charge motor of 33KV VCB | SCRP.MISC.A380 | ZSRP_SCRAP | ZSRP | NOS | 1 | 1 | INR
4000 | Sourthern Zone, Berhampur | 4200 | EHT (O&M) Circle, Jeypore | 4204 | EHT (O&M) Division, Rayagada | S24A | 132/33 kV T/L S/S S/D Akhusingh | 5000000150 | SCRAP APEX METERING PANEL | SCRP.MTR.APEXPNL.A001 | ZSRP_SCRAP | ZSRP | NOS | 1 | 1 | INR
4000 | Sourthern Zone, Berhampur | 4200 | EHT (O&M) Circle, Jeypore | 4204 | EHT (O&M) Division, Rayagada | S249 | 132/33 kV T/L S/S S/D Paralakhemundi | 5000000159 | SCRAP DIR/NON-DIR BACK UP RELAY OF | SCRP.RLAY.BACKUP.A001 | ZSRP_SCRAP | ZSRP | NOS | 11 | 11 | INR
4000 | Sourthern Zone, Berhampur | 4200 | EHT (O&M) Circle, Jeypore | 4204 | EHT (O&M) Division, Rayagada | S249 | 132/33 kV T/L S/S S/D Paralakhemundi | 5000000160 | SCRAP DISTANCE PROTECTION RELAY OF | SCRP.RLAY.DP.A001 | ZSRP_SCRAP | ZSRP | NOS | 1 | 1 | INR
4000 | Sourthern Zone, Berhampur | 4200 | EHT (O&M) Circle, Jeypore | 4204 | EHT (O&M) Division, Rayagada | S242 | 132/33 kV T/L S/S S/D Rayagada | 5000000170 | SCRAP ASSORTED STRUCTURE MATERIALS | SCRP.STRS.ASSORTED.A001 | ZSRP_SCRAP | ZSRP | MT | 8.385 | 8.39 | INR
4000 | Sourthern Zone, Berhampur | 4200 | EHT (O&M) Circle, Jeypore | 4204 | EHT (O&M) Division, Rayagada | S244 | 220 kV Line S/D Therubali | 5000000180 | SCRAP OPGW WIRE | SCRP.MISC.A107 | ZSRP_SCRAP | ZSRP | KG | 64680 | 64680 | INR
4000 | Sourthern Zone, Berhampur | 4300 | EHT (Construction) Circle, | 4301 | EHT (Construction) Division, | S313 | Con_S Berhampur | 1000000016 | ACSR PANTHER CONDUCTOR | COND.ACSR.A002 | ZCAP_ACT | ZCAP | KM | 2.014 | 358853.74 | INR
4000 | Sourthern Zone, Berhampur | 4300 | EHT (Construction) Circle, | 4301 | EHT (Construction) Division, | S313 | Con_S Berhampur | 1000000196 | 6Mtr extension to 132KV PB Tower | TWR.132PB+6.L.A001 | ZCAP_ACT | ZCAP | MT | 20.447 | 2123216.47 | INR
4000 | Sourthern Zone, Berhampur | 4300 | EHT (Construction) Circle, | 4301 | EHT (Construction) Division, | S313 | Con_S Berhampur | 1000000201 | 6mtr extension to 132 KV PC type Tower | TWR.132PC+6.L.A001 | ZCAP_ACT | ZCAP | MT | 15.958 | 1657078.72 | INR
4000 | Sourthern Zone, Berhampur | 4300 | EHT (Construction) Circle, | 4301 | EHT (Construction) Division, | S313 | Con_S Berhampur | 3000000456 | VD OF ACSR ZEBRA CONDUCTOR | COND.ACCES.E003 | ZSPR_ACT | ZSPR | NOS | 24 | 19080 | INR
4000 | Sourthern Zone, Berhampur | 4300 | EHT (Construction) Circle, | 4301 | EHT (Construction) Division, | S313 | Con_S Berhampur | 3000000466 | REPAIR SLEEVE FOR ACSR ZEBRA CONDUCTOR | COND.ACCES.F003 | ZSPR_ACT | ZSPR | NOS | 3 | 621.66 | INR
4000 | Sourthern Zone, Berhampur | 4300 | EHT (Construction) Circle, | 4301 | EHT (Construction) Division, | S313 | Con_S Berhampur | 3000000592 | 50 MM GI PERFORATED EARTHING PIPE | ERTH.PIPE.GI.A005 | ZSPR_ACT | ZSPR | NOS | 22 | 101685.32 | INR
4000 | Sourthern Zone, Berhampur | 4300 | EHT (Construction) Circle, | 4301 | EHT (Construction) Division, | S313 | Con_S Berhampur | 3000000613 | MID SPAN JOINT FOR 7/3.15MM EARTH WIRE | EW.ACCES.A002 | ZSPR_ACT | ZSPR | NOS | 1 | 94.19 | INR
4000 | Sourthern Zone, Berhampur | 4300 | EHT (Construction) Circle, | 4301 | EHT (Construction) Division, | S313 | Con_S Berhampur | 3000000616 | VD FOR 7/3.15MM GI EARTHWIRE | EW.ACCES.B002 | ZSPR_ACT | ZSPR | NOS | 4 | 1564.6 | INR
4000 | Sourthern Zone, Berhampur | 4300 | EHT (Construction) Circle, | 4301 | EHT (Construction) Division, | S313 | Con_S Berhampur | 3000000800 | DT HARDWARE FITTING ACSR ZEBRA | HWF.DT.A003 | ZSPR_ACT | ZSPR | NOS | 12 | 70005.87 | INR
4000 | Sourthern Zone, Berhampur | 4300 | EHT (Construction) Circle, | 4301 | EHT (Construction) Division, | S313 | Con_S Berhampur | 3000000957 | 160KN 132 KV PORCELAIN LONG ROD | INS.POR.LR.E004 | ZSPR_ACT | ZSPR | NOS | 36 | 617161.61 | INR
4000 | Sourthern Zone, Berhampur | 4300 | EHT (Construction) Circle, | 4301 | EHT (Construction) Division, | S313 | Con_S Berhampur | 3000001154 | NUTS AND BOLTS | NBW.ASRT.GINB.A001 | ZSPR_ACT | ZSPR | KG | 2086 | 192197.64 | INR
4000 | Sourthern Zone, Berhampur | 4300 | EHT (Construction) Circle, | 4302 | EHT (Construction) Division, | S322 | Con_S Jeypore | 1000000016 | ACSR PANTHER CONDUCTOR | COND.ACSR.A002 | ZCAP_ACT | ZCAP | KM | 12 | 1656597.08 | INR
4000 | Sourthern Zone, Berhampur | 4300 | EHT (Construction) Circle, | 4302 | EHT (Construction) Division, | S322 | Con_S Jeypore | 1000000016 | ACSR PANTHER CONDUCTOR | COND.ACSR.A002 | ZCAP_ACT | ZCAP | KM | 26 | 3589293.67 | INR
4000 | Sourthern Zone, Berhampur | 4300 | EHT (Construction) Circle, | 4302 | EHT (Construction) Division, | S322 | Con_S Jeypore | 1000000016 | ACSR PANTHER CONDUCTOR | COND.ACSR.A002 | ZCAP_ACT | ZCAP | KM | 0.3 | 41414.93 | INR
4000 | Sourthern Zone, Berhampur | 4300 | EHT (Construction) Circle, | 4302 | EHT (Construction) Division, | S322 | Con_S Jeypore | 1000000016 | ACSR PANTHER CONDUCTOR | COND.ACSR.A002 | ZCAP_SUP | ZCAP | KM | 8.6 | 8.6 | INR
4000 | Sourthern Zone, Berhampur | 4300 | EHT (Construction) Circle, | 4302 | EHT (Construction) Division, | S322 | Con_S Jeypore | 1000000018 | ACSR MOOSE CONDUCTOR | COND.ACSR.A004 | ZCAP_ACT | ZCAP | KM | 0.37 | 98456.63 | INR
4000 | Sourthern Zone, Berhampur | 4300 | EHT (Construction) Circle, | 4302 | EHT (Construction) Division, | S322 | Con_S Jeypore | 1000000137 | SUBSTATION STRUCTURE (HT) | STRS.HT.GSS.A001 | ZCAP_ACT | ZCAP | MT | 0.186 | 15104.13 | INR
4000 | Sourthern Zone, Berhampur | 4300 | EHT (Construction) Circle, | 4302 | EHT (Construction) Division, | S323 | Con_S Malkngiri | 1000000148 | 20MVA 132/33Kv Power transformer | TFR.20PWR132H.D002 | ZCAP_ACT | ZCAP | NOS | 1 | 28948097.41 | INR
4000 | Sourthern Zone, Berhampur | 4300 | EHT (Construction) Circle, | 4302 | EHT (Construction) Division, | S322 | Con_S Jeypore | 1000000148 | 20MVA 132/33Kv Power transformer | TFR.20PWR132H.D002 | ZCAP_ACT | ZCAP | NOS | 1 | 28948097.41 | INR
4000 | Sourthern Zone, Berhampur | 4300 | EHT (Construction) Circle, | 4302 | EHT (Construction) Division, | S322 | Con_S Jeypore | 1000000189 | 132 KV PA TYPE TOWER MEMBER | TWR.132PA.L.A003 | ZCAP_ACT | ZCAP | MT | 1.328 | 192711.39 | INR
4000 | Sourthern Zone, Berhampur | 4300 | EHT (Construction) Circle, | 4302 | EHT (Construction) Division, | S322 | Con_S Jeypore | 1000000192 | 6mtr extension to 132 KV PA type Tower | TWR.132PA+6.L.A001 | ZCAP_ACT | ZCAP | MT | 8.287 | 1202559.7 | INR
4000 | Sourthern Zone, Berhampur | 4300 | EHT (Construction) Circle, | 4302 | EHT (Construction) Division, | S322 | Con_S Jeypore | 1000000195 | 3 Mtr Extension to 132KV PB Tower | TWR.132PB+3.L.A001 | ZCAP_ACT | ZCAP | MT | 0.974 | 70609.6 | INR
4000 | Sourthern Zone, Berhampur | 4300 | EHT (Construction) Circle, | 4302 | EHT (Construction) Division, | S322 | Con_S Jeypore | 1000000197 | 132 KV PC TYPE TOWER | TWR.132PC.L.A001 | ZCAP_ACT | ZCAP | MT | 10.736 | 848432 | INR
4000 | Sourthern Zone, Berhampur | 4300 | EHT (Construction) Circle, | 4302 | EHT (Construction) Division, | S322 | Con_S Jeypore | 1000000198 | 132 KV PC TYPE Tower with stub & cleat | TWR.132PC.L.A002 | ZCAP_ACT | ZCAP | MT | 0.614 | 50773.5 | INR
4000 | Sourthern Zone, Berhampur | 4300 | EHT (Construction) Circle, | 4302 | EHT (Construction) Division, | S322 | Con_S Jeypore | 1000000198 | 132 KV PC TYPE Tower with stub & cleat | TWR.132PC.L.A002 | ZCAP_ACT | ZCAP | MT | 5.215 | 431243.99 | INR
4000 | Sourthern Zone, Berhampur | 4300 | EHT (Construction) Circle, | 4302 | EHT (Construction) Division, | S322 | Con_S Jeypore | 1000000199 | 3mtr extension to 132 KV PC type Tower | TWR.132PC+3.L.A001 | ZCAP_ACT | ZCAP | MT | 1.22 | 93517.11 | INR
4000 | Sourthern Zone, Berhampur | 4300 | EHT (Construction) Circle, | 4302 | EHT (Construction) Division, | S322 | Con_S Jeypore | 1000000199 | 3mtr extension to 132 KV PC type Tower | TWR.132PC+3.L.A001 | ZCAP_ACT | ZCAP | MT | 2.138 | 163884.89 | INR
4000 | Sourthern Zone, Berhampur | 4300 | EHT (Construction) Circle, | 4302 | EHT (Construction) Division, | S322 | Con_S Jeypore | 1000000201 | 6mtr extension to 132 KV PC type Tower | TWR.132PC+6.L.A001 | ZCAP_ACT | ZCAP | MT | 2.245 | 177415 | INR
4000 | Sourthern Zone, Berhampur | 4300 | EHT (Construction) Circle, | 4302 | EHT (Construction) Division, | S322 | Con_S Jeypore | 1000000203 | 220 KV UR TYPE NMTL DESIGN TOWER | TWR.132UR.L.F001 | ZCAP_THEFT | ZCAP | MT | 1.306 | 189518.88 | INR
4000 | Sourthern Zone, Berhampur | 4300 | EHT (Construction) Circle, | 4302 | EHT (Construction) Division, | S322 | Con_S Jeypore | 1000000203 | 220 KV UR TYPE NMTL DESIGN TOWER | TWR.132UR.L.F001 | ZCAP_ACT | ZCAP | MT | 9.282 | 1346948.15 | INR
4000 | Sourthern Zone, Berhampur | 4300 | EHT (Construction) Circle, | 4302 | EHT (Construction) Division, | S322 | Con_S Jeypore | 1000000204 | 220KV UR+6 EXTN. TOWER FOR TYPE NMTL | TWR.132UR+6.L.F001 | ZCAP_ACT | ZCAP | MT | 2.605 | 196356.56 | INR
4000 | Sourthern Zone, Berhampur | 4300 | EHT (Construction) Circle, | 4302 | EHT (Construction) Division, | S322 | Con_S Jeypore | 1000000263 | 400 KV DC TYPE KEC DESIGN TOWER | TWR.400DC.L.D001 | ZCAP_THEFT | ZCAP | MT | 3.491 | 283486.66 | INR
4000 | Sourthern Zone, Berhampur | 4300 | EHT (Construction) Circle, | 4302 | EHT (Construction) Division, | S322 | Con_S Jeypore | 1000000263 | 400 KV DC TYPE KEC DESIGN TOWER | TWR.400DC.L.D001 | ZCAP_ACT | ZCAP | MT | 36.413 | 2956917.67 | INR
4000 | Sourthern Zone, Berhampur | 4300 | EHT (Construction) Circle, | 4302 | EHT (Construction) Division, | S322 | Con_S Jeypore | 1000000267 | 3mtr extension to 400 KV DC type Tower | TWR.400DC+3.L.A001 | ZCAP_ACT | ZCAP | MT | 2.909 | 227943.19 | INR
4000 | Sourthern Zone, Berhampur | 4300 | EHT (Construction) Circle, | 4302 | EHT (Construction) Division, | S322 | Con_S Jeypore | 3000000105 | 125 OHM HF COAXIAL CABLE | CBLE.COX.AR.H001 | ZSPR_ACT | ZSPR | KM | 1 | 298000 | INR
4000 | Sourthern Zone, Berhampur | 4300 | EHT (Construction) Circle, | 4302 | EHT (Construction) Division, | S322 | Con_S Jeypore | 3000000135 | 2.5 SQMM 4C CONTROL CABLE | CBLE.CTRL.UAR.C004 | ZSPR_ACT | ZSPR | KM | 0.224 | 19765.76 | INR
4000 | Sourthern Zone, Berhampur | 4300 | EHT (Construction) Circle, | 4302 | EHT (Construction) Division, | S322 | Con_S Jeypore | 3000000136 | 2.5 SQMM 5C CONTROL CABLE | CBLE.CTRL.UAR.C005 | ZSPR_ACT | ZSPR | KM | 0.027 | 4.45 | INR
4000 | Sourthern Zone, Berhampur | 4300 | EHT (Construction) Circle, | 4302 | EHT (Construction) Division, | S322 | Con_S Jeypore | 3000000139 | 2.5 SQMM 10C CONTROL CABLE | CBLE.CTRL.UAR.C010 | ZSPR_ACT | ZSPR | KM | 0.118 | 22776.95 | INR
4000 | Sourthern Zone, Berhampur | 4300 | EHT (Construction) Circle, | 4302 | EHT (Construction) Division, | S322 | Con_S Jeypore | 3000000139 | 2.5 SQMM 10C CONTROL CABLE | CBLE.CTRL.UAR.C010 | ZSPR_ACT | ZSPR | KM | 0.042 | 8107.05 | INR
4000 | Sourthern Zone, Berhampur | 4300 | EHT (Construction) Circle, | 4302 | EHT (Construction) Division, | S322 | Con_S Jeypore | 3000000145 | 2C X 2.5SQMM CONTROL UNARMOURED CABLE | CBLE.CTRL.UAR.D002 | ZSPR_ACT | ZSPR | KM | 1.024 | 64481.28 | INR
4000 | Sourthern Zone, Berhampur | 4300 | EHT (Construction) Circle, | 4302 | EHT (Construction) Division, | S322 | Con_S Jeypore | 3000000150 | 9C X 2.5SQMM CONTROL UNARMOURED CABLE | CBLE.CTRL.UAR.D009 | ZSPR_ACT | ZSPR | KM | 0.401 | 100987.84 | INR
4000 | Sourthern Zone, Berhampur | 4300 | EHT (Construction) Circle, | 4302 | EHT (Construction) Division, | S322 | Con_S Jeypore | 3000000185 | 1C X 16 SQMM Multistrand Copper Cable | CBLE.PWR.AL.AR.A001 | ZSPR_ACT | ZSPR | KM | 0.036 | 4.12 | INR
4000 | Sourthern Zone, Berhampur | 4300 | EHT (Construction) Circle, | 4302 | EHT (Construction) Division, | S322 | Con_S Jeypore | 3000000193 | 3.5Cx35 Sqmm AL PWR cable | CBLE.PWR.AL.AR.D004 | ZSPR_ACT | ZSPR | KM | 0.045 | 8.68 | INR
4000 | Sourthern Zone, Berhampur | 4300 | EHT (Construction) Circle, | 4302 | EHT (Construction) Division, | S323 | Con_S Malkngiri | 3000000200 | 4Cx16 Sqmm AL PWR cable | CBLE.PWR.AL.AR.E002 | ZSPR_ACT | ZSPR | KM | 1.008 | 607370.98 | INR
4000 | Sourthern Zone, Berhampur | 4300 | EHT (Construction) Circle, | 4302 | EHT (Construction) Division, | S323 | Con_S Malkngiri | 3000000208 | 4Cx6 Sqmm AL POWER CABLE | CBLE.PWR.AL.AR.E018 | ZSPR_ACT | ZSPR | KM | 0.065 | 6003.4 | INR
4000 | Sourthern Zone, Berhampur | 4300 | EHT (Construction) Circle, | 4302 | EHT (Construction) Division, | S322 | Con_S Jeypore | 3000000212 | 3.5Cx25SQMM POWER CABLE AL | CBLE.PWR.AL.UAR.D003 | ZSPR_ACT | ZSPR | KM | 1.13 | 129312.68 | INR
4000 | Sourthern Zone, Berhampur | 4300 | EHT (Construction) Circle, | 4302 | EHT (Construction) Division, | S322 | Con_S Jeypore | 3000000249 | 300X75X2500M CABLE TRAY | CBLE.TRAY.A002 | ZSPR_ACT | ZSPR | NOS | 60 | 76315.96 | INR
4000 | Sourthern Zone, Berhampur | 4300 | EHT (Construction) Circle, | 4302 | EHT (Construction) Division, | S322 | Con_S Jeypore | 3000000388 | T Clamp for Panther run-Panther Drop | CLMP.T.AL.A001 | ZSPR_ACT | ZSPR | NOS | 26 | 42640.52 | INR
4000 | Sourthern Zone, Berhampur | 4300 | EHT (Construction) Circle, | 4302 | EHT (Construction) Division, | S322 | Con_S Jeypore | 3000000427 | PA ROD ACSR PANTHER IN SET | COND.ACCES.B002 | ZSPR_SUP | ZSPR | NOS | 109 | 109 | INR
4000 | Sourthern Zone, Berhampur | 4300 | EHT (Construction) Circle, | 4302 | EHT (Construction) Division, | S322 | Con_S Jeypore | 3000000438 | MS JOINT FOR ACSR ZEBRA CONDUCTOR | COND.ACCES.C003 | ZSPR_ACT | ZSPR | NOS | 37 | 39369 | INR
4000 | Sourthern Zone, Berhampur | 4300 | EHT (Construction) Circle, | 4302 | EHT (Construction) Division, | S322 | Con_S Jeypore | 3000000455 | VD OFACSR PANTHER CONDUCTOR | COND.ACCES.E002 | ZSPR_SUP | ZSPR | NOS | 431 | 431 | INR
4000 | Sourthern Zone, Berhampur | 4300 | EHT (Construction) Circle, | 4302 | EHT (Construction) Division, | S322 | Con_S Jeypore | 3000000455 | VD OFACSR PANTHER CONDUCTOR | COND.ACCES.E002 | ZSPR_ACT | ZSPR | NOS | 20 | 8000 | INR
4000 | Sourthern Zone, Berhampur | 4300 | EHT (Construction) Circle, | 4302 | EHT (Construction) Division, | S322 | Con_S Jeypore | 3000000574 | EARTHING DEVICE | ERTH.DEVICE.A001 | ZSPR_ACT | ZSPR | NOS | 1 | 1461 | INR
4000 | Sourthern Zone, Berhampur | 4300 | EHT (Construction) Circle, | 4302 | EHT (Construction) Division, | S322 | Con_S Jeypore | 3000000613 | MID SPAN JOINT FOR 7/3.15MM EARTH WIRE | EW.ACCES.A002 | ZSPR_ACT | ZSPR | NOS | 2 | 186 | INR
4000 | Sourthern Zone, Berhampur | 4300 | EHT (Construction) Circle, | 4302 | EHT (Construction) Division, | S322 | Con_S Jeypore | 3000000616 | VD FOR 7/3.15MM GI EARTHWIRE | EW.ACCES.B002 | ZSPR_ACT | ZSPR | NOS | 114 | 65949 | INR
4000 | Sourthern Zone, Berhampur | 4300 | EHT (Construction) Circle, | 4302 | EHT (Construction) Division, | S322 | Con_S Jeypore | 3000000822 | SUSPENSION HANGER OF HARDWARE FITTING | HWF.S.HANGER.A001 | ZSPR_ACT | ZSPR | NOS | 33 | 39057.38 | INR
4000 | Sourthern Zone, Berhampur | 4300 | EHT (Construction) Circle, | 4302 | EHT (Construction) Division, | S322 | Con_S Jeypore | 3000000824 | SUSPENSION CLAMP FOR 7/3.15MM EARTHWIRE | HWF.SC.EW.A002 | ZSPR_ACT | ZSPR | NOS | 4 | 11432 | INR
4000 | Sourthern Zone, Berhampur | 4300 | EHT (Construction) Circle, | 4302 | EHT (Construction) Division, | S322 | Con_S Jeypore | 3000000846 | SS HARDWARE FITTING ACSR PANTHER | HWF.SS.A002 | ZSPR_ACT | ZSPR | NOS | 1 | 78357.92 | INR
4000 | Sourthern Zone, Berhampur | 4300 | EHT (Construction) Circle, | 4302 | EHT (Construction) Division, | S322 | Con_S Jeypore | 3000000847 | SS HARDWARE FITTING ACSR ZEBRA | HWF.SS.A003 | ZSPR_ACT | ZSPR | NOS | 18 | 1410442.56 | INR
4000 | Sourthern Zone, Berhampur | 4300 | EHT (Construction) Circle, | 4302 | EHT (Construction) Division, | S322 | Con_S Jeypore | 3000000850 | SS HARDWARE FITTING ACSR TWIN MOOSE | HWF.SS.A006 | ZSPR_ACT | ZSPR | NOS | 3 | 18496.5 | INR
4000 | Sourthern Zone, Berhampur | 4300 | EHT (Construction) Circle, | 4302 | EHT (Construction) Division, | S322 | Con_S Jeypore | 3000000859 | SS HWF AGS TYPE FOR ACSR MOOSE | HWF.SS.A018 | ZSPR_ACT | ZSPR | SET | 3 | 12319.65 | INR
4000 | Sourthern Zone, Berhampur | 4300 | EHT (Construction) Circle, | 4302 | EHT (Construction) Division, | S322 | Con_S Jeypore | 3000000878 | ST HWF FOR ACSR ZEBRA | HWF.ST.A003 | ZSPR_SUP | ZSPR | NOS | 98 | 304290 | INR
4000 | Sourthern Zone, Berhampur | 4300 | EHT (Construction) Circle, | 4302 | EHT (Construction) Division, | S322 | Con_S Jeypore | 3000000906 | TENSION CLAMP FOR EARTHWIRE | HWF.TC.EW.A002 | ZSPR_ACT | ZSPR | NOS | 50 | 29500 | INR
4000 | Sourthern Zone, Berhampur | 4300 | EHT (Construction) Circle, | 4302 | EHT (Construction) Division, | S323 | Con_S Malkngiri | 3000000932 | 120KN ANTIFOG DISC INSULATOR | INS.AF.DISC.B003 | ZSPR_ACT | ZSPR | NOS | 330 | 293833.87 | INR
4000 | Sourthern Zone, Berhampur | 4300 | EHT (Construction) Circle, | 4302 | EHT (Construction) Division, | S322 | Con_S Jeypore | 3000000946 | 70KN PORCELAIN DISC INSULATOR | INS.POR.DISC.B001 | ZSPR_SUP | ZSPR | NOS | 2620 | 655 | INR
4000 | Sourthern Zone, Berhampur | 4300 | EHT (Construction) Circle, | 4302 | EHT (Construction) Division, | S322 | Con_S Jeypore | 3000000946 | 70KN PORCELAIN DISC INSULATOR | INS.POR.DISC.B001 | ZSPR_ACT | ZSPR | NOS | 391 | 97.75 | INR
4000 | Sourthern Zone, Berhampur | 4300 | EHT (Construction) Circle, | 4302 | EHT (Construction) Division, | S322 | Con_S Jeypore | 3000000947 | 90KN PORCELAIN DISC INSULATOR | INS.POR.DISC.B002 | ZSPR_SUP | ZSPR | NOS | 680 | 628320 | INR
4000 | Sourthern Zone, Berhampur | 4300 | EHT (Construction) Circle, | 4302 | EHT (Construction) Division, | S322 | Con_S Jeypore | 3000000947 | 90KN PORCELAIN DISC INSULATOR | INS.POR.DISC.B002 | ZSPR_ACT | ZSPR | NOS | 1100 | 513975 | INR
4000 | Sourthern Zone, Berhampur | 4300 | EHT (Construction) Circle, | 4302 | EHT (Construction) Division, | S322 | Con_S Jeypore | 3000000948 | 120KN PORCELAIN DISC INSULATOR | INS.POR.DISC.B003 | ZSPR_SUP | ZSPR | NOS | 455 | 455 | INR
4000 | Sourthern Zone, Berhampur | 4300 | EHT (Construction) Circle, | 4302 | EHT (Construction) Division, | S322 | Con_S Jeypore | 3000000966 | SPRING FOR TENSION INSULATOR | INS.SPRING.A001 | ZSPR_SUP | ZSPR | NOS | 53 | 13.25 | INR
4000 | Sourthern Zone, Berhampur | 4300 | EHT (Construction) Circle, | 4302 | EHT (Construction) Division, | S322 | Con_S Jeypore | 3000000973 | 220KV LMU MODULAR DESIGN ONE PAIR | LMU.MCD.B002 | ZSPR_ACT | ZSPR | NOS | 2 | 488190 | INR
4000 | Sourthern Zone, Berhampur | 4300 | EHT (Construction) Circle, | 4302 | EHT (Construction) Division, | S322 | Con_S Jeypore | 3000001095 | USED/ OLD Tfr OIL | MISC.TFROIL.A002 | ZSPR_SUP | ZSPR | L | 3059 | 3059 | INR
4000 | Sourthern Zone, Berhampur | 4300 | EHT (Construction) Circle, | 4302 | EHT (Construction) Division, | S323 | Con_S Malkngiri | 3000001105 | 0.2s ACCURACY CLASS AEM WITH ACCESSORIES | MTR.0.2S.AEM.A001 | ZSPR_ACT | ZSPR | NOS | 4 | 404740 | INR
4000 | Sourthern Zone, Berhampur | 4300 | EHT (Construction) Circle, | 4302 | EHT (Construction) Division, | S322 | Con_S Jeypore | 3000001120 | APEX METERING PANEL | MTR.APEXPNL.A001 | ZSPR_ACT | ZSPR | NOS | 1 | 235684.66 | INR
4000 | Sourthern Zone, Berhampur | 4300 | EHT (Construction) Circle, | 4302 | EHT (Construction) Division, | S322 | Con_S Jeypore | 3000001154 | NUTS AND BOLTS | NBW.ASRT.GINB.A001 | ZSPR_ACT | ZSPR | KG | 11656.93 | 1086190.55 | INR
4000 | Sourthern Zone, Berhampur | 4300 | EHT (Construction) Circle, | 4302 | EHT (Construction) Division, | S322 | Con_S Jeypore | 3000001163 | ASSORTED FOUNDATION NUT & BOLT IN KG | NBW.FDN.NB.A017 | ZSPR_ACT | ZSPR | KG | 367.69 | 51753.82 | INR
4000 | Sourthern Zone, Berhampur | 4300 | EHT (Construction) Circle, | 4302 | EHT (Construction) Division, | S322 | Con_S Jeypore | 3000001275 | 132KV DUPLEX FEEDER C&R PANEL | PNL.132.D.A001 | ZSPR_ACT | ZSPR | NOS | 1 | 131666.67 | INR
4000 | Sourthern Zone, Berhampur | 4300 | EHT (Construction) Circle, | 4302 | EHT (Construction) Division, | S322 | Con_S Jeypore | 3000002581 | EVENT LOGGER WITH POWER SUPPLY MODULE | SPR.MISC.A062 | ZSPR_ACT | ZSPR | NOS | 1 | 2217362 | INR
4000 | Sourthern Zone, Berhampur | 4300 | EHT (Construction) Circle, | 4302 | EHT (Construction) Division, | S323 | Con_S Malkngiri | 3000003261 | HV Bushing & Rod-40MVA 132/33KV ECE Tfr | SPR.TFR40ECE.EF01 | ZSPR_ACT | ZSPR | NOS | 3 | 1262349.9 | INR
4000 | Sourthern Zone, Berhampur | 4300 | EHT (Construction) Circle, | 4302 | EHT (Construction) Division, | S323 | Con_S Malkngiri | 3000003263 | HV N. Bushing for 40MVA 132/33KV ECE Tfr | SPR.TFR40ECE.EF03 | ZSPR_ACT | ZSPR | NOS | 2 | 326792.08 | INR
4000 | Sourthern Zone, Berhampur | 4300 | EHT (Construction) Circle, | 4302 | EHT (Construction) Division, | S322 | Con_S Jeypore | 3000003405 | PA, PB, PC & UR TEMPLATE | STRS.132TMPL.A001 | ZSPR_ACT | ZSPR | MT | 5.192 | 730794.51 | INR
4000 | Sourthern Zone, Berhampur | 4300 | EHT (Construction) Circle, | 4302 | EHT (Construction) Division, | S322 | Con_S Jeypore | 3000003428 | G4 33 KV BEAM STRUCTURE | STRS.33BEAM.A001 | ZSPR_ACT | ZSPR | MT | 0.569 | 42627.4 | INR
4000 | Sourthern Zone, Berhampur | 4300 | EHT (Construction) Circle, | 4302 | EHT (Construction) Division, | S322 | Con_S Jeypore | 3000003431 | T8S 33 KV COLUMN STRUCTURE | STRS.33COLMN.A001 | ZSPR_ACT | ZSPR | MT | 1.491 | 160092.86 | INR
4000 | Sourthern Zone, Berhampur | 4300 | EHT (Construction) Circle, | 4302 | EHT (Construction) Division, | S322 | Con_S Jeypore | 3000003435 | Equipment structure - 33kV CT/NCT | STRS.33EQPT.A010 | ZSPR_ACT | ZSPR | MT | 0.617 | 52735.87 | INR
4000 | Sourthern Zone, Berhampur | 4300 | EHT (Construction) Circle, | 4302 | EHT (Construction) Division, | S322 | Con_S Jeypore | 3000003437 | Equipment structure-33kV SI w/o ES | STRS.33EQPT.A012 | ZSPR_ACT | ZSPR | MT | 0.589 | 54821.36 | INR
4000 | Sourthern Zone, Berhampur | 4300 | EHT (Construction) Circle, | 4302 | EHT (Construction) Division, | S322 | Con_S Jeypore | 3000003438 | Equipment structure-33kV DI w/o ES | STRS.33EQPT.A013 | ZSPR_ACT | ZSPR | MT | 1.332 | 129918 | INR
4000 | Sourthern Zone, Berhampur | 4300 | EHT (Construction) Circle, | 4302 | EHT (Construction) Division, | S322 | Con_S Jeypore | 3000003443 | Substation Assorted Structure as per BoQ | STRS.ASSORTED.A001 | ZSPR_SUP | ZSPR | MT | 1 | 604 | INR
4000 | Sourthern Zone, Berhampur | 4300 | EHT (Construction) Circle, | 4302 | EHT (Construction) Division, | S322 | Con_S Jeypore | 3000003484 | 132 KV PA TYPE STUB | TWR.132PA.STUB.A001 | ZSPR_ACT | ZSPR | MT | 2.266 | 184010.53 | INR
4000 | Sourthern Zone, Berhampur | 4300 | EHT (Construction) Circle, | 4302 | EHT (Construction) Division, | S322 | Con_S Jeypore | 3000003488 | 132 KV ASSORTED PB TYPE TOWER | TWR.132PB.L.A002 | ZSPR_ACT | ZSPR | MT | 3.9 | 565944.6 | INR
4000 | Sourthern Zone, Berhampur | 4300 | EHT (Construction) Circle, | 4302 | EHT (Construction) Division, | S322 | Con_S Jeypore | 3000003489 | 132 KV PB TYPE STUB | TWR.132PB.STUB.A001 | ZSPR_ACT | ZSPR | MT | 4.327 | 270412.45 | INR
4000 | Sourthern Zone, Berhampur | 4300 | EHT (Construction) Circle, | 4302 | EHT (Construction) Division, | S322 | Con_S Jeypore | 3000003493 | 132 KV PC TYPE TEMPLATE | TWR.132PC.TMPL.A001 | ZSPR_ACT | ZSPR | MT | 0.876 | 123300.46 | INR
4000 | Sourthern Zone, Berhampur | 4300 | EHT (Construction) Circle, | 4302 | EHT (Construction) Division, | S322 | Con_S Jeypore | 3000003524 | 220 KV ASSORTED OC TYPE TOWER | TWR.220OC.L.A002 | ZSPR_ACT | ZSPR | MT | 3.605 | 507417.99 | INR
4000 | Sourthern Zone, Berhampur | 4300 | EHT (Construction) Circle, | 4302 | EHT (Construction) Division, | S322 | Con_S Jeypore | 3000003524 | 220 KV ASSORTED OC TYPE TOWER | TWR.220OC.L.A002 | ZSPR_THEFT | ZSPR | MT | 4.195 | 590462.82 | INR
4000 | Sourthern Zone, Berhampur | 4300 | EHT (Construction) Circle, | 4302 | EHT (Construction) Division, | S322 | Con_S Jeypore | 3000003525 | 220KV OC TOWER STUB | TWR.220OC.STUB.A002 | ZSPR_ACT | ZSPR | MT | 1.067 | 86645.73 | INR
4000 | Sourthern Zone, Berhampur | 4300 | EHT (Construction) Circle, | 4302 | EHT (Construction) Division, | S322 | Con_S Jeypore | 3000003557 | BIRD GUARD | TWR.BD.GRD.A001 | ZSPR_ACT | ZSPR | NOS | 13 | 2119 | INR
4000 | Sourthern Zone, Berhampur | 4300 | EHT (Construction) Circle, | 4302 | EHT (Construction) Division, | S322 | Con_S Jeypore | 3000003562 | ASSORTED GI TOWER ANGLE | TWR.GI.ANGLE.A001 | ZSPR_ACT | ZSPR | MT | 1.467 | 212882.22 | INR
4000 | Sourthern Zone, Berhampur | 4300 | EHT (Construction) Circle, | 4302 | EHT (Construction) Division, | S322 | Con_S Jeypore | 3000003588 | 220KV 1600A 1MH WAVE TRAP | WT.220.E005 | ZSPR_ACT | ZSPR | NOS | 2 | 949258 | INR
4000 | Sourthern Zone, Berhampur | 4300 | EHT (Construction) Circle, | 4302 | EHT (Construction) Division, | S323 | Con_S Malkngiri | 3000003888 | NIFEPS for 20MVA Power Transformer. | SPR.TFR.ECE.EB12 | ZSPR_ACT | ZSPR | NOS | 1 | 1543294.94 | INR
4000 | Sourthern Zone, Berhampur | 4300 | EHT (Construction) Circle, | 4302 | EHT (Construction) Division, | S322 | Con_S Jeypore | 3000003888 | NIFEPS for 20MVA Power Transformer. | SPR.TFR.ECE.EB12 | ZSPR_ACT | ZSPR | NOS | 1 | 1543294.93 | INR
4000 | Sourthern Zone, Berhampur | 4300 | EHT (Construction) Circle, | 4302 | EHT (Construction) Division, | S322 | Con_S Jeypore | 5000000003 | SCRAP ACSR CONDUCTOR OF DIFFERENT TYPE | SCRP.COND.ACSR.A001 | ZSRP_SCRAP | ZSRP | KM | 113.263 | 113.26 | INR
4000 | Sourthern Zone, Berhampur | 4300 | EHT (Construction) Circle, | 4302 | EHT (Construction) Division, | S322 | Con_S Jeypore | 5000000015 | SCRAP EARTHWIRE CUT PIECES | SCRP.EW.CUTPIECE.A001 | ZSRP_SCRAP | ZSRP | MT | 12202 | 12202 | INR
4000 | Sourthern Zone, Berhampur | 4300 | EHT (Construction) Circle, | 4302 | EHT (Construction) Division, | S322 | Con_S Jeypore | 5000000024 | SCRAP SS HWF FOR DIFFERENT TYPES | SCRP.HWF.SS.A001 | ZSRP_SCRAP | ZSRP | NOS | 47 | 470 | INR
4000 | Sourthern Zone, Berhampur | 4300 | EHT (Construction) Circle, | 4302 | EHT (Construction) Division, | S322 | Con_S Jeypore | 5000000065 | SCRAP EMPTY BARREL | SCRP.MISC.A097 | ZSRP_SCRAP | ZSRP | NOS | 7 | 7 | INR
4000 | Sourthern Zone, Berhampur | 4300 | EHT (Construction) Circle, | 4302 | EHT (Construction) Division, | S322 | Con_S Jeypore | 5000000082 | SCRAP FIRE EXTINGUISHER OF ASSORTED TYPE | SCRP.MISC.A185 | ZSRP_SCRAP | ZSRP | NOS | 8 | 8 | INR
4000 | Sourthern Zone, Berhampur | 4300 | EHT (Construction) Circle, | 4302 | EHT (Construction) Division, | S322 | Con_S Jeypore | 5000000166 | SCRAP 132 KV TEMPLATE STRUCTURE | SCRP.STRS.132TMPL.A001 | ZSRP_SCRAP | ZSRP | MT | 0.3 | 0.3 | INR
4000 | Sourthern Zone, Berhampur | 4300 | EHT (Construction) Circle, | 4302 | EHT (Construction) Division, | S322 | Con_S Jeypore | 5000000172 | SCRAP GI MATERIAL | SCRP.STRS.GI.A001 | ZSRP_THEFT | ZSRP | MT | 1.194 | 1.19 | INR
4000 | Sourthern Zone, Berhampur | 4300 | EHT (Construction) Circle, | 4302 | EHT (Construction) Division, | S322 | Con_S Jeypore | 5000000172 | SCRAP GI MATERIAL | SCRP.STRS.GI.A001 | ZSRP_SCRAP | ZSRP | MT | 384.606 | 384.61 | INR
4000 | Sourthern Zone, Berhampur | 4300 | EHT (Construction) Circle, | 4303 | EHT (Construction) Division, | S332 | Con_S Rayagada | 1000000198 | 132 KV PC TYPE Tower with stub & cleat | TWR.132PC.L.A002 | ZCAP_ACT | ZCAP | MT | 1.218 | 116975.22 | INR
4000 | Sourthern Zone, Berhampur | 4300 | EHT (Construction) Circle, | 4303 | EHT (Construction) Division, | S332 | Con_S Rayagada | 1000000199 | 3mtr extension to 132 KV PC type Tower | TWR.132PC+3.L.A001 | ZCAP_ACT | ZCAP | MT | 1.151 | 99439.89 | INR
4000 | Sourthern Zone, Berhampur | 4300 | EHT (Construction) Circle, | 4303 | EHT (Construction) Division, | S332 | Con_S Rayagada | 3000000613 | MID SPAN JOINT FOR 7/3.15MM EARTH WIRE | EW.ACCES.A002 | ZSPR_ACT | ZSPR | NOS | 2 | 175.89 | INR
4000 | Sourthern Zone, Berhampur | 4300 | EHT (Construction) Circle, | 4303 | EHT (Construction) Division, | S332 | Con_S Rayagada | 3000000616 | VD FOR 7/3.15MM GI EARTHWIRE | EW.ACCES.B002 | ZSPR_ACT | ZSPR | NOS | 8 | 3694.48 | INR
4000 | Sourthern Zone, Berhampur | 4300 | EHT (Construction) Circle, | 4303 | EHT (Construction) Division, | S332 | Con_S Rayagada | 3000000906 | TENSION CLAMP FOR EARTHWIRE | HWF.TC.EW.A002 | ZSPR_ACT | ZSPR | NOS | 8 | 9580.26 | INR
4000 | Sourthern Zone, Berhampur | 4300 | EHT (Construction) Circle, | 4303 | EHT (Construction) Division, | S332 | Con_S Rayagada | 3000001154 | NUTS AND BOLTS | NBW.ASRT.GINB.A001 | ZSPR_ACT | ZSPR | KG | 353 | 46991.65 | INR
5000 | Western Zone, Burla | 5100 | EHT (O&M) Circle, Balangir | 5102 | EHT (O&M) Division, Balangir | W124 | 132/33 kV T/L S/S S/D Patnagarh | 1000000000 | 132KV SF6 CB with Strcture | BKR.145SF6.G.P.AI08 | ZCAP_SUP | ZCAP | NOS | 4 | 1.74 | INR
5000 | Western Zone, Burla | 5100 | EHT (O&M) Circle, Balangir | 5102 | EHT (O&M) Division, Balangir | W129 | 132/33 kV T/L S/S S/D Sonepur | 1000000000 | 132KV SF6 CB with Strcture | BKR.145SF6.G.P.AI08 | ZCAP_SUP | ZCAP | NOS | 3 | 1.3 | INR
5000 | Western Zone, Burla | 5100 | EHT (O&M) Circle, Balangir | 5102 | EHT (O&M) Division, Balangir | W122 | 220/132/33 kV S/S S/D Balangir | 1000000001 | 220KV PNEUMATIC SF6 BREAKER | BKR.220SF6.S.P.J008 | ZCAP_SUP | ZCAP | NOS | 2 | 0.02 | INR
5000 | Western Zone, Burla | 5100 | EHT (O&M) Circle, Balangir | 5102 | EHT (O&M) Division, Balangir | W124 | 132/33 kV T/L S/S S/D Patnagarh | 1000000004 | 36KV VCB with Structure | BKR.36VCB.G.S.F005 | ZCAP_SUP | ZCAP | NOS | 1 | 0.01 | INR
5000 | Western Zone, Burla | 5100 | EHT (O&M) Circle, Balangir | 5102 | EHT (O&M) Division, Balangir | WL12 | 220_Balangir New | 1000000014 | AAAC ZEBRA CONDUCTOR | COND.AAAC.A002 | ZCAP_ACT | ZCAP | KM | 55 | 10686170 | INR
5000 | Western Zone, Burla | 5100 | EHT (O&M) Circle, Balangir | 5102 | EHT (O&M) Division, Balangir | WL28 | 132_Birmahrajpur | 1000000016 | ACSR PANTHER CONDUCTOR | COND.ACSR.A002 | ZCAP_ACT | ZCAP | KM | 3.33 | 585843.25 | INR
5000 | Western Zone, Burla | 5100 | EHT (O&M) Circle, Balangir | 5102 | EHT (O&M) Division, Balangir | WL27 | 132_Boudh | 1000000016 | ACSR PANTHER CONDUCTOR | COND.ACSR.A002 | ZCAP_ACT | ZCAP | KM | 4.03 | 708993.47 | INR
5000 | Western Zone, Burla | 5100 | EHT (O&M) Circle, Balangir | 5102 | EHT (O&M) Division, Balangir | WL25 | 132/33 kV T/L S/S S/D Tushra_Line | 1000000016 | ACSR PANTHER CONDUCTOR | COND.ACSR.A002 | ZCAP_ACT | ZCAP | KM | 1.4 | 246300.47 | INR
5000 | Western Zone, Burla | 5100 | EHT (O&M) Circle, Balangir | 5102 | EHT (O&M) Division, Balangir | W122 | 220/132/33 kV S/S S/D Balangir | 1000000016 | ACSR PANTHER CONDUCTOR | COND.ACSR.A002 | ZCAP_ACT | ZCAP | KM | 1.645 | 289403.05 | INR
5000 | Western Zone, Burla | 5100 | EHT (O&M) Circle, Balangir | 5102 | EHT (O&M) Division, Balangir | WL28 | 132_Birmahrajpur | 1000000016 | ACSR PANTHER CONDUCTOR | COND.ACSR.A002 | ZCAP_US | ZCAP | KM | 1 | 162344.12 | INR
5000 | Western Zone, Burla | 5100 | EHT (O&M) Circle, Balangir | 5102 | EHT (O&M) Division, Balangir | WL24 | 132/33 kV T/L S/S S/D Patnagarh_Line | 1000000016 | ACSR PANTHER CONDUCTOR | COND.ACSR.A002 | ZCAP_ACT | ZCAP | KM | 0.299 | 52602.74 | INR
5000 | Western Zone, Burla | 5100 | EHT (O&M) Circle, Balangir | 5102 | EHT (O&M) Division, Balangir | WL23 | 132/33 kV T/L S/S S/D Balangir_Line | 1000000016 | ACSR PANTHER CONDUCTOR | COND.ACSR.A002 | ZCAP_ACT | ZCAP | KM | 0.405 | 71251.21 | INR
5000 | Western Zone, Burla | 5100 | EHT (O&M) Circle, Balangir | 5102 | EHT (O&M) Division, Balangir | W129 | 132/33 kV T/L S/S S/D Sonepur | 1000000017 | ACSR ZEBRA CONDUCTOR | COND.ACSR.A003 | ZCAP_ACT | ZCAP | KM | 0.125 | 38503.15 | INR
5000 | Western Zone, Burla | 5100 | EHT (O&M) Circle, Balangir | 5102 | EHT (O&M) Division, Balangir | W122 | 220/132/33 kV S/S S/D Balangir | 1000000017 | ACSR ZEBRA CONDUCTOR | COND.ACSR.A003 | ZCAP_ACT | ZCAP | KM | 2.68 | 825507.47 | INR
5000 | Western Zone, Burla | 5100 | EHT (O&M) Circle, Balangir | 5102 | EHT (O&M) Division, Balangir | W125 | 132/33 kV T/L S/S S/D Tushra | 1000000017 | ACSR ZEBRA CONDUCTOR | COND.ACSR.A003 | ZCAP_ACT | ZCAP | KM | 13.334 | 4107207.7 | INR
5000 | Western Zone, Burla | 5100 | EHT (O&M) Circle, Balangir | 5102 | EHT (O&M) Division, Balangir | W124 | 132/33 kV T/L S/S S/D Patnagarh | 1000000017 | ACSR ZEBRA CONDUCTOR | COND.ACSR.A003 | ZCAP_ACT | ZCAP | KM | 1.275 | 392732.1 | INR
5000 | Western Zone, Burla | 5100 | EHT (O&M) Circle, Balangir | 5102 | EHT (O&M) Division, Balangir | WL12 | 220_Balangir New | 1000000017 | ACSR ZEBRA CONDUCTOR | COND.ACSR.A003 | ZCAP_ACT | ZCAP | KM | 7.583 | 2335754.91 | INR
5000 | Western Zone, Burla | 5100 | EHT (O&M) Circle, Balangir | 5102 | EHT (O&M) Division, Balangir | W125 | 132/33 kV T/L S/S S/D Tushra | 1000000018 | ACSR MOOSE CONDUCTOR | COND.ACSR.A004 | ZCAP_ACT | ZCAP | KM | 1 | 379736.39 | INR
5000 | Western Zone, Burla | 5100 | EHT (O&M) Circle, Balangir | 5102 | EHT (O&M) Division, Balangir | W122 | 220/132/33 kV S/S S/D Balangir | 1000000018 | ACSR MOOSE CONDUCTOR | COND.ACSR.A004 | ZCAP_ACT | ZCAP | KM | 0.86 | 326573.3 | INR
5000 | Western Zone, Burla | 5100 | EHT (O&M) Circle, Balangir | 5102 | EHT (O&M) Division, Balangir | W124 | 132/33 kV T/L S/S S/D Patnagarh | 1000000030 | 36KV 1CORE NCTOF PRIMARY CURRENT 400A | CT.36NCT400.A001 | ZCAP_ACT | ZCAP | NOS | 1 | 4750 | INR
5000 | Western Zone, Burla | 5100 | EHT (O&M) Circle, Balangir | 5102 | EHT (O&M) Division, Balangir | W124 | 132/33 kV T/L S/S S/D Patnagarh | 1000000031 | NCT600/1A current 600A & secondary 1A | CT.36NCT600.A001 | ZCAP_ACT | ZCAP | NOS | 1 | 1000 | INR
5000 | Western Zone, Burla | 5100 | EHT (O&M) Circle, Balangir | 5102 | EHT (O&M) Division, Balangir | W128 | 132/33 kV Grid S/S S/D Birmaharajpur | 1000000034 | 36KV 2C NCTOF RATIO 800-400-200/1-1A | CT.36NCT800.A002 | ZCAP_ACT | ZCAP | NOS | 2 | 119912.7 | INR
5000 | Western Zone, Burla | 5100 | EHT (O&M) Circle, Balangir | 5102 | EHT (O&M) Division, Balangir | W125 | 132/33 kV T/L S/S S/D Tushra | 1000000034 | 36KV 2C NCTOF RATIO 800-400-200/1-1A | CT.36NCT800.A002 | ZCAP_ACT | ZCAP | NOS | 3 | 179869.06 | INR
5000 | Western Zone, Burla | 5100 | EHT (O&M) Circle, Balangir | 5102 | EHT (O&M) Division, Balangir | W128 | 132/33 kV Grid S/S S/D Birmaharajpur | 1000000034 | 36KV 2C NCTOF RATIO 800-400-200/1-1A | CT.36NCT800.A002 | ZCAP_US | ZCAP | NOS | 1 | 48711.08 | INR
5000 | Western Zone, Burla | 5100 | EHT (O&M) Circle, Balangir | 5102 | EHT (O&M) Division, Balangir | W124 | 132/33 kV T/L S/S S/D Patnagarh | 1000000037 | AUXILIARY CT OF RATIO 0.54/0.57A | CT.AUXILIARY.A002 | ZCAP_ACT | ZCAP | NOS | 6 | 6000 | INR
5000 | Western Zone, Burla | 5100 | EHT (O&M) Circle, Balangir | 5102 | EHT (O&M) Division, Balangir | W122 | 220/132/33 kV S/S S/D Balangir | 1000000045 | 132KV CT OF RATIO 400-200-100/1-1-1-1A | CT1.132OIL400.C004 | ZCAP_ACT | ZCAP | NOS | 7 | 1842809.72 | INR
5000 | Western Zone, Burla | 5100 | EHT (O&M) Circle, Balangir | 5102 | EHT (O&M) Division, Balangir | W122 | 220/132/33 kV S/S S/D Balangir | 1000000047 | 132KV CT OF RATIO 600-300-150/1-1-1A | CT1.132OIL600.C003 | ZCAP_ACT | ZCAP | NOS | 3 | 330930.17 | INR
5000 | Western Zone, Burla | 5100 | EHT (O&M) Circle, Balangir | 5102 | EHT (O&M) Division, Balangir | W122 | 220/132/33 kV S/S S/D Balangir | 1000000049 | 132KV CT OF RATIO 800-400-200/1-1-1A | CT1.132OIL800.C003 | ZCAP_SUP | ZCAP | NOS | 1 | 0.01 | INR
5000 | Western Zone, Burla | 5100 | EHT (O&M) Circle, Balangir | 5102 | EHT (O&M) Division, Balangir | W128 | 132/33 kV Grid S/S S/D Birmaharajpur | 1000000050 | 132KV CT 800-400-200/1-1-1-1A 0-2s | CT1.132OIL800.C004 | ZCAP_US | ZCAP | NOS | 1 | 179710.49 | INR
5000 | Western Zone, Burla | 5100 | EHT (O&M) Circle, Balangir | 5102 | EHT (O&M) Division, Balangir | W125 | 132/33 kV T/L S/S S/D Tushra | 1000000051 | 132 KV CT(800-400-200/1-1-1-1A) | CT1.145OIL800.C004 | ZCAP_ACT | ZCAP | NOS | 2 | 482392.49 | INR
5000 | Western Zone, Burla | 5100 | EHT (O&M) Circle, Balangir | 5102 | EHT (O&M) Division, Balangir | W122 | 220/132/33 kV S/S S/D Balangir | 1000000051 | 132 KV CT(800-400-200/1-1-1-1A) | CT1.145OIL800.C004 | ZCAP_ACT | ZCAP | NOS | 7 | 1688373.72 | INR
5000 | Western Zone, Burla | 5100 | EHT (O&M) Circle, Balangir | 5102 | EHT (O&M) Division, Balangir | W122 | 220/132/33 kV S/S S/D Balangir | 1000000054 | 220KV CT 1200-600-300/1-1-1-1-1A w/o TC | CT1.220OIL1200.B005 | ZCAP_ACT | ZCAP | NOS | 4 | 1317865.64 | INR
5000 | Western Zone, Burla | 5100 | EHT (O&M) Circle, Balangir | 5102 | EHT (O&M) Division, Balangir | W122 | 220/132/33 kV S/S S/D Balangir | 1000000056 | 220KV CT OF RATIO 600-300-150/1-1-1-1-1A | CT1.220OIL600.C005 | ZCAP_ACT | ZCAP | NOS | 2 | 658932.7 | INR
5000 | Western Zone, Burla | 5100 | EHT (O&M) Circle, Balangir | 5102 | EHT (O&M) Division, Balangir | W124 | 132/33 kV T/L S/S S/D Patnagarh | 1000000062 | 36KV CT OF RATIO 400-200-100/1-1-1A | CT1.36OIL400.C003 | ZCAP_SUP | ZCAP | NOS | 2 | 0.02 | INR
5000 | Western Zone, Burla | 5100 | EHT (O&M) Circle, Balangir | 5102 | EHT (O&M) Division, Balangir | W122 | 220/132/33 kV S/S S/D Balangir | 1000000062 | 36KV CT OF RATIO 400-200-100/1-1-1A | CT1.36OIL400.C003 | ZCAP_SUP | ZCAP | NOS | 2 | 0.01 | INR
5000 | Western Zone, Burla | 5100 | EHT (O&M) Circle, Balangir | 5102 | EHT (O&M) Division, Balangir | W129 | 132/33 kV T/L S/S S/D Sonepur | 1000000063 | 36KV CT OF RATIO 600-300-150/1-1-1A | CT1.36OIL600.C003 | ZCAP_ACT | ZCAP | NOS | 1 | 24799.33 | INR
5000 | Western Zone, Burla | 5100 | EHT (O&M) Circle, Balangir | 5102 | EHT (O&M) Division, Balangir | W128 | 132/33 kV Grid S/S S/D Birmaharajpur | 1000000065 | 36KV CT 800-400-200/1-1-1-1A 0.2s | CT1.36OIL800.B004 | ZCAP_ACT | ZCAP | NOS | 1 | 69119.14 | INR
5000 | Western Zone, Burla | 5100 | EHT (O&M) Circle, Balangir | 5102 | EHT (O&M) Division, Balangir | W122 | 220/132/33 kV S/S S/D Balangir | 1000000066 | 33kV CT (800-400-200/1-1-1) | CT1.36OIL800.C003 | ZCAP_ACT | ZCAP | NOS | 8 | 507599.71 | INR
5000 | Western Zone, Burla | 5100 | EHT (O&M) Circle, Balangir | 5102 | EHT (O&M) Division, Balangir | W124 | 132/33 kV T/L S/S S/D Patnagarh | 1000000066 | 33kV CT (800-400-200/1-1-1) | CT1.36OIL800.C003 | ZCAP_ACT | ZCAP | NOS | 1 | 63449.96 | INR
5000 | Western Zone, Burla | 5100 | EHT (O&M) Circle, Balangir | 5102 | EHT (O&M) Division, Balangir | W125 | 132/33 kV T/L S/S S/D Tushra | 1000000066 | 33kV CT (800-400-200/1-1-1) | CT1.36OIL800.C003 | ZCAP_ACT | ZCAP | NOS | 1 | 63449.96 | INR
5000 | Western Zone, Burla | 5100 | EHT (O&M) Circle, Balangir | 5102 | EHT (O&M) Division, Balangir | W129 | 132/33 kV T/L S/S S/D Sonepur | 1000000066 | 33kV CT (800-400-200/1-1-1) | CT1.36OIL800.C003 | ZCAP_ACT | ZCAP | NOS | 1 | 63449.96 | INR
5000 | Western Zone, Burla | 5100 | EHT (O&M) Circle, Balangir | 5102 | EHT (O&M) Division, Balangir | W124 | 132/33 kV T/L S/S S/D Patnagarh | 1000000067 | 36KV CT OF RATIO 600-300/1-1-1 | CT1.36POL600.B003 | ZCAP_ACT | ZCAP | NOS | 1 | 500 | INR
5000 | Western Zone, Burla | 5100 | EHT (O&M) Circle, Balangir | 5102 | EHT (O&M) Division, Balangir | W122 | 220/132/33 kV S/S S/D Balangir | 1000000069 | 132KV CVT | CVT.132OIL.S.C003 | ZCAP_SUP | ZCAP | NOS | 2 | 0.02 | INR
5000 | Western Zone, Burla | 5100 | EHT (O&M) Circle, Balangir | 5102 | EHT (O&M) Division, Balangir | W125 | 132/33 kV T/L S/S S/D Tushra | 1000000069 | 132KV CVT | CVT.132OIL.S.C003 | ZCAP_ACT | ZCAP | NOS | 1 | 0.01 | INR
5000 | Western Zone, Burla | 5100 | EHT (O&M) Circle, Balangir | 5102 | EHT (O&M) Division, Balangir | W122 | 220/132/33 kV S/S S/D Balangir | 1000000070 | 220 KV CVT | CVT.220OIL.S.B002 | ZCAP_ACT | ZCAP | NOS | 2 | 300000 | INR
5000 | Western Zone, Burla | 5100 | EHT (O&M) Circle, Balangir | 5102 | EHT (O&M) Division, Balangir | W124 | 132/33 kV T/L S/S S/D Patnagarh | 1000000073 | 7/2.79 MM SIZE G.I. EARTH WIRE | EW.STEEL.A001 | ZCAP_ACT | ZCAP | KM | 0.2 | 10000 | INR
5000 | Western Zone, Burla | 5100 | EHT (O&M) Circle, Balangir | 5102 | EHT (O&M) Division, Balangir | W122 | 220/132/33 kV S/S S/D Balangir | 1000000077 | 132KV DI WITH DOUBLE BREAK W/O ES 800A | ISO.132DI.DB.A001 | ZCAP_SUP | ZCAP | SET | 4 | 0.04 | INR
5000 | Western Zone, Burla | 5100 | EHT (O&M) Circle, Balangir | 5102 | EHT (O&M) Division, Balangir | WL12 | 220_Balangir New | 1000000079 | 132KV DI WITH DOUBLE BREAK W/O ES 1250A | ISO.132DI.DB.A003 | ZCAP_ACT | ZCAP | SET | 1 | 348076 | INR
5000 | Western Zone, Burla | 5100 | EHT (O&M) Circle, Balangir | 5102 | EHT (O&M) Division, Balangir | WL12 | 220_Balangir New | 1000000081 | 132KV DI WITH DOUBLE BREAK WITH ES 1250A | ISO.132DI.DB.B003 | ZCAP_ACT | ZCAP | SET | 14 | 5241754 | INR
5000 | Western Zone, Burla | 5100 | EHT (O&M) Circle, Balangir | 5102 | EHT (O&M) Division, Balangir | WL12 | 220_Balangir New | 1000000086 | 132KV 1200A SI W/O ES ISOLATORS | ISO.132SI.DB.A002 | ZCAP_ACT | ZCAP | SET | 7 | 1369255.02 | INR
5000 | Western Zone, Burla | 5100 | EHT (O&M) Circle, Balangir | 5102 | EHT (O&M) Division, Balangir | W122 | 220/132/33 kV S/S S/D Balangir | 1000000086 | 132KV 1200A SI W/O ES ISOLATORS | ISO.132SI.DB.A002 | ZCAP_SUP | ZCAP | SET | 10 | 0.1 | INR
5000 | Western Zone, Burla | 5100 | EHT (O&M) Circle, Balangir | 5102 | EHT (O&M) Division, Balangir | W122 | 220/132/33 kV S/S S/D Balangir | 1000000097 | 220KV SI WITH DB WITH ES OF 1200A | ISO.220SI.DB.B003 | ZCAP_SUP | ZCAP | SET | 3 | 0.03 | INR
5000 | Western Zone, Burla | 5100 | EHT (O&M) Circle, Balangir | 5102 | EHT (O&M) Division, Balangir | W124 | 132/33 kV T/L S/S S/D Patnagarh | 1000000109 | 33KV DI WITH DB WITH ES OF 2000A | ISO.33DI.DB.B003 | ZCAP_ACT | ZCAP | SET | 2 | 502383.25 | INR
5000 | Western Zone, Burla | 5100 | EHT (O&M) Circle, Balangir | 5102 | EHT (O&M) Division, Balangir | W125 | 132/33 kV T/L S/S S/D Tushra | 1000000118 | 132KV OIL SP 2C IVT/PT | IVT.132OIL.S.B004 | ZCAP_ACT | ZCAP | NOS | 1 | 0.01 | INR
5000 | Western Zone, Burla | 5100 | EHT (O&M) Circle, Balangir | 5102 | EHT (O&M) Division, Balangir | W129 | 132/33 kV T/L S/S S/D Sonepur | 1000000119 | 132KV OIL SP 3C IVT/PT | IVT.132OIL.S.C003 | ZCAP_ACT | ZCAP | NOS | 4 | 772918.81 | INR
5000 | Western Zone, Burla | 5100 | EHT (O&M) Circle, Balangir | 5102 | EHT (O&M) Division, Balangir | W122 | 220/132/33 kV S/S S/D Balangir | 1000000119 | 132KV OIL SP 3C IVT/PT | IVT.132OIL.S.C003 | ZCAP_ACT | ZCAP | NOS | 2 | 386459.41 | INR
5000 | Western Zone, Burla | 5100 | EHT (O&M) Circle, Balangir | 5102 | EHT (O&M) Division, Balangir | W124 | 132/33 kV T/L S/S S/D Patnagarh | 1000000122 | 36KV 2C SP IVT/PT | IVT.36OIL.S.B003 | ZCAP_ACT | ZCAP | NOS | 3 | 62351.79 | INR
5000 | Western Zone, Burla | 5100 | EHT (O&M) Circle, Balangir | 5102 | EHT (O&M) Division, Balangir | W125 | 132/33 kV T/L S/S S/D Tushra | 1000000122 | 36KV 2C SP IVT/PT | IVT.36OIL.S.B003 | ZCAP_ACT | ZCAP | NOS | 1 | 20783.93 | INR
5000 | Western Zone, Burla | 5100 | EHT (O&M) Circle, Balangir | 5102 | EHT (O&M) Division, Balangir | W128 | 132/33 kV Grid S/S S/D Birmaharajpur | 1000000122 | 36KV 2C SP IVT/PT | IVT.36OIL.S.B003 | ZCAP_ACT | ZCAP | NOS | 1 | 20783.93 | INR
5000 | Western Zone, Burla | 5100 | EHT (O&M) Circle, Balangir | 5102 | EHT (O&M) Division, Balangir | W129 | 132/33 kV T/L S/S S/D Sonepur | 1000000122 | 36KV 2C SP IVT/PT | IVT.36OIL.S.B003 | ZCAP_ACT | ZCAP | NOS | 2 | 41567.86 | INR
5000 | Western Zone, Burla | 5100 | EHT (O&M) Circle, Balangir | 5102 | EHT (O&M) Division, Balangir | W123 | 132/33 kV T/L S/S S/D Balangir | 1000000130 | 132KV SURGE ARRESTER OF 120 KV | SA.145MO.GL.A001 | ZCAP_US | ZCAP | NOS | 1 | 1 | INR
5000 | Western Zone, Burla | 5100 | EHT (O&M) Circle, Balangir | 5102 | EHT (O&M) Division, Balangir | W124 | 132/33 kV T/L S/S S/D Patnagarh | 1000000130 | 132KV SURGE ARRESTER OF 120 KV | SA.145MO.GL.A001 | ZCAP_SUP | ZCAP | NOS | 3 | 300 | INR
5000 | Western Zone, Burla | 5100 | EHT (O&M) Circle, Balangir | 5102 | EHT (O&M) Division, Balangir | W122 | 220/132/33 kV S/S S/D Balangir | 1000000130 | 132KV SURGE ARRESTER OF 120 KV | SA.145MO.GL.A001 | ZCAP_ACT | ZCAP | NOS | 2 | 62411.86 | INR
5000 | Western Zone, Burla | 5100 | EHT (O&M) Circle, Balangir | 5102 | EHT (O&M) Division, Balangir | W127 | 132/33 kV S/S S/D Boudh | 1000000130 | 132KV SURGE ARRESTER OF 120 KV | SA.145MO.GL.A001 | ZCAP_ACT | ZCAP | NOS | 2 | 62411.87 | INR
5000 | Western Zone, Burla | 5100 | EHT (O&M) Circle, Balangir | 5102 | EHT (O&M) Division, Balangir | W125 | 132/33 kV T/L S/S S/D Tushra | 1000000130 | 132KV SURGE ARRESTER OF 120 KV | SA.145MO.GL.A001 | ZCAP_ACT | ZCAP | NOS | 2 | 62411.86 | INR
5000 | Western Zone, Burla | 5100 | EHT (O&M) Circle, Balangir | 5102 | EHT (O&M) Division, Balangir | W122 | 220/132/33 kV S/S S/D Balangir | 1000000132 | 220KV MO WITH RING SURGE ARRESTER | SA.245MO.WR.A005 | ZCAP_ACT | ZCAP | NOS | 3 | 156367.51 | INR
5000 | Western Zone, Burla | 5100 | EHT (O&M) Circle, Balangir | 5102 | EHT (O&M) Division, Balangir | W128 | 132/33 kV Grid S/S S/D Birmaharajpur | 1000000133 | 30KV MO SURGE ARRESTER | SA.30MO.A001 | ZCAP_ACT | ZCAP | NOS | 5 | 66231.18 | INR
5000 | Western Zone, Burla | 5100 | EHT (O&M) Circle, Balangir | 5102 | EHT (O&M) Division, Balangir | W122 | 220/132/33 kV S/S S/D Balangir | 1000000133 | 30KV MO SURGE ARRESTER | SA.30MO.A001 | ZCAP_ACT | ZCAP | NOS | 3 | 39738.71 | INR
5000 | Western Zone, Burla | 5100 | EHT (O&M) Circle, Balangir | 5102 | EHT (O&M) Division, Balangir | W124 | 132/33 kV T/L S/S S/D Patnagarh | 1000000134 | 36KV MO W/O SURGE ARRESTER | SA.36MO.WOR.A001 | ZCAP_ACT | ZCAP | NOS | 1 | 13783.75 | INR
5000 | Western Zone, Burla | 5100 | EHT (O&M) Circle, Balangir | 5102 | EHT (O&M) Division, Balangir | W125 | 132/33 kV T/L S/S S/D Tushra | 1000000134 | 36KV MO W/O SURGE ARRESTER | SA.36MO.WOR.A001 | ZCAP_ACT | ZCAP | NOS | 2 | 27567.49 | INR
5000 | Western Zone, Burla | 5100 | EHT (O&M) Circle, Balangir | 5102 | EHT (O&M) Division, Balangir | W122 | 220/132/33 kV S/S S/D Balangir | 1000000134 | 36KV MO W/O SURGE ARRESTER | SA.36MO.WOR.A001 | ZCAP_ACT | ZCAP | NOS | 12 | 165404.96 | INR
5000 | Western Zone, Burla | 5100 | EHT (O&M) Circle, Balangir | 5102 | EHT (O&M) Division, Balangir | W127 | 132/33 kV S/S S/D Boudh | 1000000134 | 36KV MO W/O SURGE ARRESTER | SA.36MO.WOR.A001 | ZCAP_ACT | ZCAP | NOS | 5 | 68918.73 | INR
5000 | Western Zone, Burla | 5100 | EHT (O&M) Circle, Balangir | 5102 | EHT (O&M) Division, Balangir | W123 | 132/33 kV T/L S/S S/D Balangir | 1000000143 | 100KVA 33/0.4KV STATION Tfr | TFR.100ST33H.A003 | ZCAP_ACT | ZCAP | NOS | 2 | 200000 | INR
5000 | Western Zone, Burla | 5100 | EHT (O&M) Circle, Balangir | 5102 | EHT (O&M) Division, Balangir | W123 | 132/33 kV T/L S/S S/D Balangir | 1000000159 | 6.5KVA 11/0.4KV STATION Tfr | TFR.6.5ST11H.A001 | ZCAP_ACT | ZCAP | NOS | 1 | 5000 | INR
5000 | Western Zone, Burla | 5100 | EHT (O&M) Circle, Balangir | 5102 | EHT (O&M) Division, Balangir | W122 | 220/132/33 kV S/S S/D Balangir | 1000000233 | 220 KV OA type Tower with stub & cleat | TWR.220OA.L.A003 | ZCAP_ACT | ZCAP | MT | 22.365 | 1763466.38 | INR
5000 | Western Zone, Burla | 5100 | EHT (O&M) Circle, Balangir | 5102 | EHT (O&M) Division, Balangir | WL12 | 220_Balangir New | 1000000234 | 220 KV OA+3 EXTN TOWER | TWR.220OA+3.L.A002 | ZCAP_ACT | ZCAP | MT | 3.486 | 221587.61 | INR
5000 | Western Zone, Burla | 5100 | EHT (O&M) Circle, Balangir | 5102 | EHT (O&M) Division, Balangir | WL12 | 220_Balangir New | 1000000237 | Stub & Cleat for 220KV OB Type Tower. | TWR.220OB.STUB.A001 | ZCAP_ACT | ZCAP | MT | 2.4 | 246537.63 | INR
5000 | Western Zone, Burla | 5100 | EHT (O&M) Circle, Balangir | 5102 | EHT (O&M) Division, Balangir | W125 | 132/33 kV T/L S/S S/D Tushra | 1000000237 | Stub & Cleat for 220KV OB Type Tower. | TWR.220OB.STUB.A001 | ZCAP_ACT | ZCAP | MT | 0.437 | 44890.39 | INR
5000 | Western Zone, Burla | 5100 | EHT (O&M) Circle, Balangir | 5102 | EHT (O&M) Division, Balangir | W125 | 132/33 kV T/L S/S S/D Tushra | 1000000239 | 6mtr extension to 220 KV OB type Tower | TWR.220OB+6.L.A001 | ZCAP_ACT | ZCAP | MT | 2.234 | 155134.66 | INR
5000 | Western Zone, Burla | 5100 | EHT (O&M) Circle, Balangir | 5102 | EHT (O&M) Division, Balangir | W125 | 132/33 kV T/L S/S S/D Tushra | 1000000246 | 6mtr extension to 220 KV UR type Tower | TWR.220UR+6.L.A001 | ZCAP_ACT | ZCAP | MT | 7.34 | 509708.32 | INR
5000 | Western Zone, Burla | 5100 | EHT (O&M) Circle, Balangir | 5102 | EHT (O&M) Division, Balangir | W125 | 132/33 kV T/L S/S S/D Tushra | 1000000295 | 48V,300Ah VRLA Battery | BAT.VRLA.A004 | ZCAP_ACT | ZCAP | SET | 1 | 0.01 | INR
5000 | Western Zone, Burla | 5100 | EHT (O&M) Circle, Balangir | 5102 | EHT (O&M) Division, Balangir | W128 | 132/33 kV Grid S/S S/D Birmaharajpur | 1000000318 | 2.5 MM MS 2 C CONTROL CABLE ARM | CBLE.CTRL.AR.A002 | ZCAP_ACT | ZCAP | KM | 0.003 | 240.9 | INR
5000 | Western Zone, Burla | 5100 | EHT (O&M) Circle, Balangir | 5102 | EHT (O&M) Division, Balangir | W122 | 220/132/33 kV S/S S/D Balangir | 2000000022 | SILICAGEL | CNSM.SILICAGEL.A001 | ZCON_ACT | ZCON | KG | 50 | 14233.75 | INR
5000 | Western Zone, Burla | 5100 | EHT (O&M) Circle, Balangir | 5102 | EHT (O&M) Division, Balangir | W127 | 132/33 kV S/S S/D Boudh | 2000000022 | SILICAGEL | CNSM.SILICAGEL.A001 | ZCON_ACT | ZCON | KG | 50 | 14233.75 | INR
5000 | Western Zone, Burla | 5100 | EHT (O&M) Circle, Balangir | 5102 | EHT (O&M) Division, Balangir | W129 | 132/33 kV T/L S/S S/D Sonepur | 2000000022 | SILICAGEL | CNSM.SILICAGEL.A001 | ZCON_ACT | ZCON | KG | 50 | 14233.75 | INR
5000 | Western Zone, Burla | 5100 | EHT (O&M) Circle, Balangir | 5102 | EHT (O&M) Division, Balangir | W128 | 132/33 kV Grid S/S S/D Birmaharajpur | 2000000022 | SILICAGEL | CNSM.SILICAGEL.A001 | ZCON_ACT | ZCON | KG | 50 | 14233.75 | INR
5000 | Western Zone, Burla | 5100 | EHT (O&M) Circle, Balangir | 5102 | EHT (O&M) Division, Balangir | W125 | 132/33 kV T/L S/S S/D Tushra | 2000000048 | GI PIPE OF ASSORTED SIZE in KM | CVL.GI.PIPE.A017 | ZCON_ACT | ZCON | KM | 0.06 | 0.6 | INR
5000 | Western Zone, Burla | 5100 | EHT (O&M) Circle, Balangir | 5102 | EHT (O&M) Division, Balangir | W127 | 132/33 kV S/S S/D Boudh | 2000000096 | HRC FUSE OF DIFFERENT RATINGS | ILWR.FUSE.B001 | ZCON_ACT | ZCON | NOS | 2 | 179.84 | INR
5000 | Western Zone, Burla | 5100 | EHT (O&M) Circle, Balangir | 5102 | EHT (O&M) Division, Balangir | W124 | 132/33 kV T/L S/S S/D Patnagarh | 2000000096 | HRC FUSE OF DIFFERENT RATINGS | ILWR.FUSE.B001 | ZCON_ACT | ZCON | NOS | 15 | 1348.82 | INR
5000 | Western Zone, Burla | 5100 | EHT (O&M) Circle, Balangir | 5102 | EHT (O&M) Division, Balangir | W124 | 132/33 kV T/L S/S S/D Patnagarh | 2000000097 | HRC FUSE 4A | ILWR.FUSE.B002 | ZCON_ACT | ZCON | NOS | 18 | 2200.05 | INR
5000 | Western Zone, Burla | 5100 | EHT (O&M) Circle, Balangir | 5102 | EHT (O&M) Division, Balangir | W127 | 132/33 kV S/S S/D Boudh | 2000000097 | HRC FUSE 4A | ILWR.FUSE.B002 | ZCON_ACT | ZCON | NOS | 2 | 244.45 | INR
5000 | Western Zone, Burla | 5100 | EHT (O&M) Circle, Balangir | 5102 | EHT (O&M) Division, Balangir | W127 | 132/33 kV S/S S/D Boudh | 2000000098 | HRC FUSE 6A | ILWR.FUSE.B003 | ZCON_ACT | ZCON | NOS | 4 | 483.79 | INR
5000 | Western Zone, Burla | 5100 | EHT (O&M) Circle, Balangir | 5102 | EHT (O&M) Division, Balangir | W124 | 132/33 kV T/L S/S S/D Patnagarh | 2000000098 | HRC FUSE 6A | ILWR.FUSE.B003 | ZCON_ACT | ZCON | NOS | 25 | 3023.71 | INR
5000 | Western Zone, Burla | 5100 | EHT (O&M) Circle, Balangir | 5102 | EHT (O&M) Division, Balangir | W127 | 132/33 kV S/S S/D Boudh | 2000000099 | HRC FUSE 10A | ILWR.FUSE.B004 | ZCON_ACT | ZCON | NOS | 2 | 264.13 | INR
5000 | Western Zone, Burla | 5100 | EHT (O&M) Circle, Balangir | 5102 | EHT (O&M) Division, Balangir | W124 | 132/33 kV T/L S/S S/D Patnagarh | 2000000099 | HRC FUSE 10A | ILWR.FUSE.B004 | ZCON_ACT | ZCON | NOS | 17 | 2245.15 | INR
5000 | Western Zone, Burla | 5100 | EHT (O&M) Circle, Balangir | 5102 | EHT (O&M) Division, Balangir | W124 | 132/33 kV T/L S/S S/D Patnagarh | 2000000107 | Fuse of rating 125A | ILWR.FUSE.B019 | ZCON_ACT | ZCON | NOS | 6 | 778.6 | INR
5000 | Western Zone, Burla | 5100 | EHT (O&M) Circle, Balangir | 5102 | EHT (O&M) Division, Balangir | W129 | 132/33 kV T/L S/S S/D Sonepur | 2000000115 | HBC FUSE BASE CARRIER 32 AMP | ILWR.FUSE.J003 | ZCON_ACT | ZCON | NOS | 13 | 3380 | INR
5000 | Western Zone, Burla | 5100 | EHT (O&M) Circle, Balangir | 5102 | EHT (O&M) Division, Balangir | W129 | 132/33 kV T/L S/S S/D Sonepur | 2000000145 | LED TYPE INDICATION LAMP (RED) | ILWR.INDIC.LAMP.A001 | ZCON_ACT | ZCON | NOS | 30 | 4127.78 | INR
5000 | Western Zone, Burla | 5100 | EHT (O&M) Circle, Balangir | 5102 | EHT (O&M) Division, Balangir | W127 | 132/33 kV S/S S/D Boudh | 2000000145 | LED TYPE INDICATION LAMP (RED) | ILWR.INDIC.LAMP.A001 | ZCON_ACT | ZCON | NOS | 15 | 2063.89 | INR
5000 | Western Zone, Burla | 5100 | EHT (O&M) Circle, Balangir | 5102 | EHT (O&M) Division, Balangir | W124 | 132/33 kV T/L S/S S/D Patnagarh | 2000000145 | LED TYPE INDICATION LAMP (RED) | ILWR.INDIC.LAMP.A001 | ZCON_ACT | ZCON | NOS | 41 | 5641.31 | INR
5000 | Western Zone, Burla | 5100 | EHT (O&M) Circle, Balangir | 5102 | EHT (O&M) Division, Balangir | W129 | 132/33 kV T/L S/S S/D Sonepur | 2000000146 | LED TYPE INDICATION LAMP (YELLOW) | ILWR.INDIC.LAMP.A0012 | ZCON_ACT | ZCON | NOS | 11 | 1629.28 | INR
5000 | Western Zone, Burla | 5100 | EHT (O&M) Circle, Balangir | 5102 | EHT (O&M) Division, Balangir | W127 | 132/33 kV S/S S/D Boudh | 2000000146 | LED TYPE INDICATION LAMP (YELLOW) | ILWR.INDIC.LAMP.A0012 | ZCON_ACT | ZCON | NOS | 5 | 740.58 | INR
5000 | Western Zone, Burla | 5100 | EHT (O&M) Circle, Balangir | 5102 | EHT (O&M) Division, Balangir | W124 | 132/33 kV T/L S/S S/D Patnagarh | 2000000146 | LED TYPE INDICATION LAMP (YELLOW) | ILWR.INDIC.LAMP.A0012 | ZCON_ACT | ZCON | NOS | 23 | 3406.67 | INR
5000 | Western Zone, Burla | 5100 | EHT (O&M) Circle, Balangir | 5102 | EHT (O&M) Division, Balangir | W129 | 132/33 kV T/L S/S S/D Sonepur | 2000000147 | LED TYPE INDICATION LAMP (GREEN) | ILWR.INDIC.LAMP.A002 | ZCON_ACT | ZCON | NOS | 31 | 4199.13 | INR
5000 | Western Zone, Burla | 5100 | EHT (O&M) Circle, Balangir | 5102 | EHT (O&M) Division, Balangir | W127 | 132/33 kV S/S S/D Boudh | 2000000147 | LED TYPE INDICATION LAMP (GREEN) | ILWR.INDIC.LAMP.A002 | ZCON_ACT | ZCON | NOS | 20 | 2709.11 | INR
5000 | Western Zone, Burla | 5100 | EHT (O&M) Circle, Balangir | 5102 | EHT (O&M) Division, Balangir | W124 | 132/33 kV T/L S/S S/D Patnagarh | 2000000147 | LED TYPE INDICATION LAMP (GREEN) | ILWR.INDIC.LAMP.A002 | ZCON_ACT | ZCON | NOS | 42 | 5689.14 | INR
5000 | Western Zone, Burla | 5100 | EHT (O&M) Circle, Balangir | 5102 | EHT (O&M) Division, Balangir | W129 | 132/33 kV T/L S/S S/D Sonepur | 2000000148 | LED TYPE INDICATION LAMP (WHITE) | ILWR.INDIC.LAMP.A003 | ZCON_ACT | ZCON | NOS | 4 | 483.96 | INR
5000 | Western Zone, Burla | 5100 | EHT (O&M) Circle, Balangir | 5102 | EHT (O&M) Division, Balangir | W127 | 132/33 kV S/S S/D Boudh | 2000000148 | LED TYPE INDICATION LAMP (WHITE) | ILWR.INDIC.LAMP.A003 | ZCON_ACT | ZCON | NOS | 5 | 604.96 | INR
5000 | Western Zone, Burla | 5100 | EHT (O&M) Circle, Balangir | 5102 | EHT (O&M) Division, Balangir | W124 | 132/33 kV T/L S/S S/D Patnagarh | 2000000148 | LED TYPE INDICATION LAMP (WHITE) | ILWR.INDIC.LAMP.A003 | ZCON_ACT | ZCON | NOS | 10 | 1209.91 | INR
5000 | Western Zone, Burla | 5100 | EHT (O&M) Circle, Balangir | 5102 | EHT (O&M) Division, Balangir | W127 | 132/33 kV S/S S/D Boudh | 2000000150 | LED TYPE INDICATION LAMP (BLUE) | ILWR.INDIC.LAMP.A005 | ZCON_ACT | ZCON | NOS | 5 | 437.22 | INR
5000 | Western Zone, Burla | 5100 | EHT (O&M) Circle, Balangir | 5102 | EHT (O&M) Division, Balangir | W124 | 132/33 kV T/L S/S S/D Patnagarh | 2000000150 | LED TYPE INDICATION LAMP (BLUE) | ILWR.INDIC.LAMP.A005 | ZCON_ACT | ZCON | NOS | 4 | 349.78 | INR
5000 | Western Zone, Burla | 5100 | EHT (O&M) Circle, Balangir | 5102 | EHT (O&M) Division, Balangir | W123 | 132/33 kV T/L S/S S/D Balangir | 2000000152 | INDICATOR LAMP FOR CONTROL PANEL | ILWR.INDIC.LAMP.A007 | ZCON_ACT | ZCON | NOS | 700 | 3500 | INR
5000 | Western Zone, Burla | 5100 | EHT (O&M) Circle, Balangir | 5102 | EHT (O&M) Division, Balangir | WL24 | 132/33 kV T/L S/S S/D Patnagarh_Line | 2000000236 | PETROLLING LOG BOOK | MISC.LOGBOOK.B001 | ZCON_ACT | ZCON | NOS | 3 | 30 | INR
5000 | Western Zone, Burla | 5100 | EHT (O&M) Circle, Balangir | 5102 | EHT (O&M) Division, Balangir | W125 | 132/33 kV T/L S/S S/D Tushra | 2000000243 | N2 GAS CYLINDER | MISC.N2CYLNDR.A001 | ZCON_ACT | ZCON | NOS | 2 | 0.02 | INR
5000 | Western Zone, Burla | 5100 | EHT (O&M) Circle, Balangir | 5102 | EHT (O&M) Division, Balangir | W123 | 132/33 kV T/L S/S S/D Balangir | 2000000246 | BEST QUALITY INSULATING MAT | MISC.RUBBERMAT.A001 | ZCON_ACT | ZCON | NOS | 20 | 33900 | INR
5000 | Western Zone, Burla | 5100 | EHT (O&M) Circle, Balangir | 5102 | EHT (O&M) Division, Balangir | W123 | 132/33 kV T/L S/S S/D Balangir | 2000000251 | Digital Frequency meter | MTR.FMETER.D.A001 | ZCON_ACT | ZCON | NOS | 1 | 400 | INR
5000 | Western Zone, Burla | 5100 | EHT (O&M) Circle, Balangir | 5102 | EHT (O&M) Division, Balangir | W125 | 132/33 kV T/L S/S S/D Tushra | 3000000004 | YKP29 350AH BATTERY Cell | BAT.350AH.A001 | ZSPR_US | ZSPR | SET | 1 | 0.01 | INR
5000 | Western Zone, Burla | 5100 | EHT (O&M) Circle, Balangir | 5102 | EHT (O&M) Division, Balangir | W124 | 132/33 kV T/L S/S S/D Patnagarh | 3000000006 | 12V 150AH Battery for DG Set | BAT.DG.A001 | ZSPR_US | ZSPR | SET | 2 | 1000 | INR
5000 | Western Zone, Burla | 5100 | EHT (O&M) Circle, Balangir | 5102 | EHT (O&M) Division, Balangir | W129 | 132/33 kV T/L S/S S/D Sonepur | 3000000034 | BUSING WITH ROD FOR 12.5MVA CGL Tfr | BUSH.132CGL.AA01 | ZSPR_ACT | ZSPR | NOS | 1 | 40083 | INR
5000 | Western Zone, Burla | 5100 | EHT (O&M) Circle, Balangir | 5102 | EHT (O&M) Division, Balangir | W124 | 132/33 kV T/L S/S S/D Patnagarh | 3000000040 | HV Bushing for 20MVA 132/33KV IMP Tfr | BUSH.20IMP.AB01 | ZSPR_ACT | ZSPR | NOS | 1 | 83666.67 | INR
5000 | Western Zone, Burla | 5100 | EHT (O&M) Circle, Balangir | 5102 | EHT (O&M) Division, Balangir | W127 | 132/33 kV S/S S/D Boudh | 3000000040 | HV Bushing for 20MVA 132/33KV IMP Tfr | BUSH.20IMP.AB01 | ZSPR_ACT | ZSPR | NOS | 2 | 167333.33 | INR
5000 | Western Zone, Burla | 5100 | EHT (O&M) Circle, Balangir | 5102 | EHT (O&M) Division, Balangir | W124 | 132/33 kV T/L S/S S/D Patnagarh | 3000000041 | L.V Bushing for 20MVA 132/33KV IMP Tfr | BUSH.20IMP.AB02 | ZSPR_ACT | ZSPR | NOS | 1 | 10266.67 | INR
5000 | Western Zone, Burla | 5100 | EHT (O&M) Circle, Balangir | 5102 | EHT (O&M) Division, Balangir | W127 | 132/33 kV S/S S/D Boudh | 3000000041 | L.V Bushing for 20MVA 132/33KV IMP Tfr | BUSH.20IMP.AB02 | ZSPR_ACT | ZSPR | NOS | 2 | 20533.33 | INR
5000 | Western Zone, Burla | 5100 | EHT (O&M) Circle, Balangir | 5102 | EHT (O&M) Division, Balangir | W124 | 132/33 kV T/L S/S S/D Patnagarh | 3000000042 | HV N Bushing for 20MVA 132/33KV IMP Tfr | BUSH.20IMP.AB03 | ZSPR_ACT | ZSPR | NOS | 1 | 10166.67 | INR
5000 | Western Zone, Burla | 5100 | EHT (O&M) Circle, Balangir | 5102 | EHT (O&M) Division, Balangir | W127 | 132/33 kV S/S S/D Boudh | 3000000042 | HV N Bushing for 20MVA 132/33KV IMP Tfr | BUSH.20IMP.AB03 | ZSPR_ACT | ZSPR | NOS | 2 | 20333.33 | INR
5000 | Western Zone, Burla | 5100 | EHT (O&M) Circle, Balangir | 5102 | EHT (O&M) Division, Balangir | W127 | 132/33 kV S/S S/D Boudh | 3000000043 | LV N Bushing for 20MVA 132/33KV IMP Tfr | BUSH.20IMP.AB04 | ZSPR_ACT | ZSPR | NOS | 2 | 20333.33 | INR
5000 | Western Zone, Burla | 5100 | EHT (O&M) Circle, Balangir | 5102 | EHT (O&M) Division, Balangir | W124 | 132/33 kV T/L S/S S/D Patnagarh | 3000000043 | LV N Bushing for 20MVA 132/33KV IMP Tfr | BUSH.20IMP.AB04 | ZSPR_ACT | ZSPR | NOS | 1 | 10166.67 | INR
5000 | Western Zone, Burla | 5100 | EHT (O&M) Circle, Balangir | 5102 | EHT (O&M) Division, Balangir | W124 | 132/33 kV T/L S/S S/D Patnagarh | 3000000075 | HV BUSHING WITH ROD OF 12.5MVA CGL Tfr | BUSH.33CGL.AA01 | ZSPR_ACT | ZSPR | NOS | 1 | 40083 | INR
5000 | Western Zone, Burla | 5100 | EHT (O&M) Circle, Balangir | 5102 | EHT (O&M) Division, Balangir | W124 | 132/33 kV T/L S/S S/D Patnagarh | 3000000076 | LV BUSHING 12.5 MVA 132/33KV CGL Tfr | BUSH.33CGL.AA02 | ZSPR_ACT | ZSPR | NOS | 2 | 30180 | INR
5000 | Western Zone, Burla | 5100 | EHT (O&M) Circle, Balangir | 5102 | EHT (O&M) Division, Balangir | W124 | 132/33 kV T/L S/S S/D Patnagarh | 3000000081 | HV BUSHING&Rod-12.5MVA 33/0.4KV OTPL Tfr | BUSH.33OTPL.BA01 | ZSPR_ACT | ZSPR | NOS | 3 | 45270 | INR
5000 | Western Zone, Burla | 5100 | EHT (O&M) Circle, Balangir | 5102 | EHT (O&M) Division, Balangir | W129 | 132/33 kV T/L S/S S/D Sonepur | 3000000083 | BUSHING FOR 40MVA TR Tfr | BUSH.33TR.BB06 | ZSPR_ACT | ZSPR | NOS | 3 | 6873 | INR
5000 | Western Zone, Burla | 5100 | EHT (O&M) Circle, Balangir | 5102 | EHT (O&M) Division, Balangir | W129 | 132/33 kV T/L S/S S/D Sonepur | 3000000089 | LV BUSHING FOR 250KVA OTPL Tfr | BUSH.440OTPL.BB11 | ZSPR_ACT | ZSPR | NOS | 3 | 5151 | INR
5000 | Western Zone, Burla | 5100 | EHT (O&M) Circle, Balangir | 5102 | EHT (O&M) Division, Balangir | W124 | 132/33 kV T/L S/S S/D Patnagarh | 3000000091 | LV BUSHING&Rod-12.5MVA 33/0.4KV OTPL Tfr | BUSH.4OTPL.BA01 | ZSPR_ACT | ZSPR | NOS | 6 | 10302 | INR
5000 | Western Zone, Burla | 5100 | EHT (O&M) Circle, Balangir | 5102 | EHT (O&M) Division, Balangir | WL12 | 220_Balangir New | 3000000105 | 125 OHM HF COAXIAL CABLE | CBLE.COX.AR.H001 | ZSPR_ACT | ZSPR | KM | 0.6 | 86400 | INR
5000 | Western Zone, Burla | 5100 | EHT (O&M) Circle, Balangir | 5102 | EHT (O&M) Division, Balangir | W128 | 132/33 kV Grid S/S S/D Birmaharajpur | 3000000107 | 2.5SQMM 4C CONTROL CABLE | CBLE.CTRL.AR.C004 | ZSPR_THEFT | ZSPR | KM | 0.657 | 86927.67 | INR
5000 | Western Zone, Burla | 5100 | EHT (O&M) Circle, Balangir | 5102 | EHT (O&M) Division, Balangir | W128 | 132/33 kV Grid S/S S/D Birmaharajpur | 3000000107 | 2.5SQMM 4C CONTROL CABLE | CBLE.CTRL.AR.C004 | ZSPR_ACT | ZSPR | KM | 0.482 | 63773.42 | INR
5000 | Western Zone, Burla | 5100 | EHT (O&M) Circle, Balangir | 5102 | EHT (O&M) Division, Balangir | W128 | 132/33 kV Grid S/S S/D Birmaharajpur | 3000000108 | 2.5SQMM 5C CONTROL CABLE | CBLE.CTRL.AR.C005 | ZSPR_ACT | ZSPR | KM | 0.494 | 47776.38 | INR
5000 | Western Zone, Burla | 5100 | EHT (O&M) Circle, Balangir | 5102 | EHT (O&M) Division, Balangir | W125 | 132/33 kV T/L S/S S/D Tushra | 3000000108 | 2.5SQMM 5C CONTROL CABLE | CBLE.CTRL.AR.C005 | ZSPR_ACT | ZSPR | KM | 0.353 | 34139.8 | INR
5000 | Western Zone, Burla | 5100 | EHT (O&M) Circle, Balangir | 5102 | EHT (O&M) Division, Balangir | W128 | 132/33 kV Grid S/S S/D Birmaharajpur | 3000000112 | 2.5SQMM 16C CONTROL CABLE | CBLE.CTRL.AR.C016 | ZSPR_ACT | ZSPR | KM | 3.401 | 1443078.31 | INR
5000 | Western Zone, Burla | 5100 | EHT (O&M) Circle, Balangir | 5102 | EHT (O&M) Division, Balangir | W128 | 132/33 kV Grid S/S S/D Birmaharajpur | 3000000113 | 2.5SQMM 19C CONTROL CABLE | CBLE.CTRL.AR.C019 | ZSPR_ACT | ZSPR | KM | 0.052 | 26287.56 | INR
5000 | Western Zone, Burla | 5100 | EHT (O&M) Circle, Balangir | 5102 | EHT (O&M) Division, Balangir | W123 | 132/33 kV T/L S/S S/D Balangir | 3000000120 | 2.5 SQMM 8C CONTROL CABLE | CBLE.CTRL.AR.D008 | ZSPR_ACT | ZSPR | KM | 0.3 | 199842 | INR
5000 | Western Zone, Burla | 5100 | EHT (O&M) Circle, Balangir | 5102 | EHT (O&M) Division, Balangir | W124 | 132/33 kV T/L S/S S/D Patnagarh | 3000000123 | 2.5 SQMM 12C CONTROL CABLE CU | CBLE.CTRL.AR.D012 | ZSPR_ACT | ZSPR | KM | 0.102 | 32981.06 | INR
5000 | Western Zone, Burla | 5100 | EHT (O&M) Circle, Balangir | 5102 | EHT (O&M) Division, Balangir | W128 | 132/33 kV Grid S/S S/D Birmaharajpur | 3000000123 | 2.5 SQMM 12C CONTROL CABLE CU | CBLE.CTRL.AR.D012 | ZSPR_ACT | ZSPR | KM | 0.012 | 3880.13 | INR
5000 | Western Zone, Burla | 5100 | EHT (O&M) Circle, Balangir | 5102 | EHT (O&M) Division, Balangir | W129 | 132/33 kV T/L S/S S/D Sonepur | 3000000125 | 2.5 SQMM 16C CONTROL CABLE CU | CBLE.CTRL.AR.D016 | ZSPR_ACT | ZSPR | KM | 0.065 | 12699.05 | INR
5000 | Western Zone, Burla | 5100 | EHT (O&M) Circle, Balangir | 5102 | EHT (O&M) Division, Balangir | W129 | 132/33 kV T/L S/S S/D Sonepur | 3000000127 | 2.5 SQMM 19C CONTROL CABLE AR | CBLE.CTRL.AR.D019 | ZSPR_ACT | ZSPR | KM | 0.085 | 14721.15 | INR
5000 | Western Zone, Burla | 5100 | EHT (O&M) Circle, Balangir | 5102 | EHT (O&M) Division, Balangir | W122 | 220/132/33 kV S/S S/D Balangir | 3000000139 | 2.5 SQMM 10C CONTROL CABLE | CBLE.CTRL.UAR.C010 | ZSPR_ACT | ZSPR | KM | 0.545 | 115459.88 | INR
5000 | Western Zone, Burla | 5100 | EHT (O&M) Circle, Balangir | 5102 | EHT (O&M) Division, Balangir | W125 | 132/33 kV T/L S/S S/D Tushra | 3000000139 | 2.5 SQMM 10C CONTROL CABLE | CBLE.CTRL.UAR.C010 | ZSPR_ACT | ZSPR | KM | 0.574 | 121603.61 | INR
5000 | Western Zone, Burla | 5100 | EHT (O&M) Circle, Balangir | 5102 | EHT (O&M) Division, Balangir | W122 | 220/132/33 kV S/S S/D Balangir | 3000000141 | 2.5 SQMM 16C CONTROL CABLE | CBLE.CTRL.UAR.C016 | ZSPR_ACT | ZSPR | KM | 4.018 | 1149228.36 | INR
5000 | Western Zone, Burla | 5100 | EHT (O&M) Circle, Balangir | 5102 | EHT (O&M) Division, Balangir | W124 | 132/33 kV T/L S/S S/D Patnagarh | 3000000142 | 2.5 SQMM 19C UR CONTROL CABLE | CBLE.CTRL.UAR.C019 | ZSPR_ACT | ZSPR | KM | 0.02 | 5856.97 | INR
5000 | Western Zone, Burla | 5100 | EHT (O&M) Circle, Balangir | 5102 | EHT (O&M) Division, Balangir | W122 | 220/132/33 kV S/S S/D Balangir | 3000000142 | 2.5 SQMM 19C UR CONTROL CABLE | CBLE.CTRL.UAR.C019 | ZSPR_ACT | ZSPR | KM | 0.75 | 219636.43 | INR
5000 | Western Zone, Burla | 5100 | EHT (O&M) Circle, Balangir | 5102 | EHT (O&M) Division, Balangir | W122 | 220/132/33 kV S/S S/D Balangir | 3000000143 | 2.5 SQMM 24C CONTROL CABLE | CBLE.CTRL.UAR.C024 | ZSPR_ACT | ZSPR | KM | 0.833 | 339605.77 | INR
5000 | Western Zone, Burla | 5100 | EHT (O&M) Circle, Balangir | 5102 | EHT (O&M) Division, Balangir | W122 | 220/132/33 kV S/S S/D Balangir | 3000000145 | 2C X 2.5SQMM CONTROL UNARMOURED CABLE | CBLE.CTRL.UAR.D002 | ZSPR_ACT | ZSPR | KM | 1.57 | 76423.5 | INR
5000 | Western Zone, Burla | 5100 | EHT (O&M) Circle, Balangir | 5102 | EHT (O&M) Division, Balangir | W122 | 220/132/33 kV S/S S/D Balangir | 3000000145 | 2C X 2.5SQMM CONTROL UNARMOURED CABLE | CBLE.CTRL.UAR.D002 | ZSPR_ACT | ZSPR | KM | 1.356 | 66006.53 | INR
5000 | Western Zone, Burla | 5100 | EHT (O&M) Circle, Balangir | 5102 | EHT (O&M) Division, Balangir | WL12 | 220_Balangir New | 3000000147 | 2.5sq.mm Control cable 4 Core | CBLE.CTRL.UAR.D004 | ZSPR_ACT | ZSPR | KM | 0.25 | 31862.5 | INR
5000 | Western Zone, Burla | 5100 | EHT (O&M) Circle, Balangir | 5102 | EHT (O&M) Division, Balangir | W124 | 132/33 kV T/L S/S S/D Patnagarh | 3000000149 | 7C X 2.5SQMM CONTROL UNARMOURED CABLE | CBLE.CTRL.UAR.D007 | ZSPR_ACT | ZSPR | KM | 0.249 | 13440.44 | INR
5000 | Western Zone, Burla | 5100 | EHT (O&M) Circle, Balangir | 5102 | EHT (O&M) Division, Balangir | W125 | 132/33 kV T/L S/S S/D Tushra | 3000000149 | 7C X 2.5SQMM CONTROL UNARMOURED CABLE | CBLE.CTRL.UAR.D007 | ZSPR_ACT | ZSPR | KM | 0.395 | 21321.17 | INR
5000 | Western Zone, Burla | 5100 | EHT (O&M) Circle, Balangir | 5102 | EHT (O&M) Division, Balangir | WL12 | 220_Balangir New | 3000000149 | 7C X 2.5SQMM CONTROL UNARMOURED CABLE | CBLE.CTRL.UAR.D007 | ZSPR_ACT | ZSPR | KM | 0.1 | 5397.77 | INR
5000 | Western Zone, Burla | 5100 | EHT (O&M) Circle, Balangir | 5102 | EHT (O&M) Division, Balangir | W122 | 220/132/33 kV S/S S/D Balangir | 3000000150 | 9C X 2.5SQMM CONTROL UNARMOURED CABLE | CBLE.CTRL.UAR.D009 | ZSPR_ACT | ZSPR | KM | 1 | 139894.5 | INR
5000 | Western Zone, Burla | 5100 | EHT (O&M) Circle, Balangir | 5102 | EHT (O&M) Division, Balangir | W122 | 220/132/33 kV S/S S/D Balangir | 3000000150 | 9C X 2.5SQMM CONTROL UNARMOURED CABLE | CBLE.CTRL.UAR.D009 | ZSPR_ACT | ZSPR | KM | 1 | 139894.5 | INR
5000 | Western Zone, Burla | 5100 | EHT (O&M) Circle, Balangir | 5102 | EHT (O&M) Division, Balangir | W122 | 220/132/33 kV S/S S/D Balangir | 3000000150 | 9C X 2.5SQMM CONTROL UNARMOURED CABLE | CBLE.CTRL.UAR.D009 | ZSPR_ACT | ZSPR | KM | 4.55 | 636519.98 | INR
5000 | Western Zone, Burla | 5100 | EHT (O&M) Circle, Balangir | 5102 | EHT (O&M) Division, Balangir | WL12 | 220_Balangir New | 3000000151 | 2.5 SQMM MSTRAND 10C AR CCABLE | CBLE.CTRL.UAR.D010 | ZSPR_ACT | ZSPR | KM | 0.4 | 115340 | INR
5000 | Western Zone, Burla | 5100 | EHT (O&M) Circle, Balangir | 5102 | EHT (O&M) Division, Balangir | W125 | 132/33 kV T/L S/S S/D Tushra | 3000000152 | 16CX2.5SQMM CONTROL UNARMOURED CABLE | CBLE.CTRL.UAR.D016 | ZSPR_ACT | ZSPR | KM | 0.07 | 27628.3 | INR
5000 | Western Zone, Burla | 5100 | EHT (O&M) Circle, Balangir | 5102 | EHT (O&M) Division, Balangir | W125 | 132/33 kV T/L S/S S/D Tushra | 3000000153 | 19CX2.5SQMM CONTROL UR CABLE | CBLE.CTRL.UAR.D019 | ZSPR_ACT | ZSPR | KM | 0.189 | 0.01 | INR
5000 | Western Zone, Burla | 5100 | EHT (O&M) Circle, Balangir | 5102 | EHT (O&M) Division, Balangir | W124 | 132/33 kV T/L S/S S/D Patnagarh | 3000000174 | COPPER CABLE LUG OF DIFFERENT SIZES | CBLE.LUG.CU.A001 | ZSPR_ACT | ZSPR | NOS | 300 | 12.98 | INR
5000 | Western Zone, Burla | 5100 | EHT (O&M) Circle, Balangir | 5102 | EHT (O&M) Division, Balangir | W125 | 132/33 kV T/L S/S S/D Tushra | 3000000186 | 1Cx120SQMM AL POWER CABLE | CBLE.PWR.AL.AR.A008 | ZSPR_THEFT | ZSPR | KM | 0.287 | 278869.29 | INR
5000 | Western Zone, Burla | 5100 | EHT (O&M) Circle, Balangir | 5102 | EHT (O&M) Division, Balangir | W125 | 132/33 kV T/L S/S S/D Tushra | 3000000186 | 1Cx120SQMM AL POWER CABLE | CBLE.PWR.AL.AR.A008 | ZSPR_ACT | ZSPR | KM | 0.072 | 69960.24 | INR
5000 | Western Zone, Burla | 5100 | EHT (O&M) Circle, Balangir | 5102 | EHT (O&M) Division, Balangir | W122 | 220/132/33 kV S/S S/D Balangir | 3000000192 | 3.5Cx25Sqmm AL PWR cable | CBLE.PWR.AL.AR.D003 | ZSPR_ACT | ZSPR | KM | 0.159 | 18278.64 | INR
5000 | Western Zone, Burla | 5100 | EHT (O&M) Circle, Balangir | 5102 | EHT (O&M) Division, Balangir | W122 | 220/132/33 kV S/S S/D Balangir | 3000000192 | 3.5Cx25Sqmm AL PWR cable | CBLE.PWR.AL.AR.D003 | ZSPR_SH | ZSPR | KM | 0.204 | 18517.9 | INR
5000 | Western Zone, Burla | 5100 | EHT (O&M) Circle, Balangir | 5102 | EHT (O&M) Division, Balangir | W125 | 132/33 kV T/L S/S S/D Tushra | 3000000193 | 3.5Cx35 Sqmm AL PWR cable | CBLE.PWR.AL.AR.D004 | ZSPR_ACT | ZSPR | KM | 0.198 | 30488.4 | INR
5000 | Western Zone, Burla | 5100 | EHT (O&M) Circle, Balangir | 5102 | EHT (O&M) Division, Balangir | W128 | 132/33 kV Grid S/S S/D Birmaharajpur | 3000000193 | 3.5Cx35 Sqmm AL PWR cable | CBLE.PWR.AL.AR.D004 | ZSPR_ACT | ZSPR | KM | 0.379 | 58359.11 | INR
5000 | Western Zone, Burla | 5100 | EHT (O&M) Circle, Balangir | 5102 | EHT (O&M) Division, Balangir | W122 | 220/132/33 kV S/S S/D Balangir | 3000000195 | 3.5Cx70 Sqmm AL PWR cable | CBLE.PWR.AL.AR.D006 | ZSPR_ACT | ZSPR | KM | 0.466 | 144718.7 | INR
5000 | Western Zone, Burla | 5100 | EHT (O&M) Circle, Balangir | 5102 | EHT (O&M) Division, Balangir | W128 | 132/33 kV Grid S/S S/D Birmaharajpur | 3000000195 | 3.5Cx70 Sqmm AL PWR cable | CBLE.PWR.AL.AR.D006 | ZSPR_ACT | ZSPR | KM | 0.059 | 18322.75 | INR
5000 | Western Zone, Burla | 5100 | EHT (O&M) Circle, Balangir | 5102 | EHT (O&M) Division, Balangir | W129 | 132/33 kV T/L S/S S/D Sonepur | 3000000195 | 3.5Cx70 Sqmm AL PWR cable | CBLE.PWR.AL.AR.D006 | ZSPR_ACT | ZSPR | KM | 0.1 | 31055.52 | INR
5000 | Western Zone, Burla | 5100 | EHT (O&M) Circle, Balangir | 5102 | EHT (O&M) Division, Balangir | W125 | 132/33 kV T/L S/S S/D Tushra | 3000000195 | 3.5Cx70 Sqmm AL PWR cable | CBLE.PWR.AL.AR.D006 | ZSPR_ACT | ZSPR | KM | 0.399 | 123911.51 | INR
5000 | Western Zone, Burla | 5100 | EHT (O&M) Circle, Balangir | 5102 | EHT (O&M) Division, Balangir | W128 | 132/33 kV Grid S/S S/D Birmaharajpur | 3000000197 | 3.5Cx120 Sqmm AL PWR cable | CBLE.PWR.AL.AR.D008 | ZSPR_ACT | ZSPR | KM | 0.08 | 40223.2 | INR
5000 | Western Zone, Burla | 5100 | EHT (O&M) Circle, Balangir | 5102 | EHT (O&M) Division, Balangir | W128 | 132/33 kV Grid S/S S/D Birmaharajpur | 3000000198 | 3.5Cx185 Sqmm AL PWR cable | CBLE.PWR.AL.AR.D010 | ZSPR_ACT | ZSPR | KM | 0.126 | 92670.48 | INR
5000 | Western Zone, Burla | 5100 | EHT (O&M) Circle, Balangir | 5102 | EHT (O&M) Division, Balangir | W128 | 132/33 kV Grid S/S S/D Birmaharajpur | 3000000199 | 3.5Cx300 Sqmm AL PWR cable | CBLE.PWR.AL.AR.D011 | ZSPR_ACT | ZSPR | KM | 0.225 | 250936.22 | INR
5000 | Western Zone, Burla | 5100 | EHT (O&M) Circle, Balangir | 5102 | EHT (O&M) Division, Balangir | W125 | 132/33 kV T/L S/S S/D Tushra | 3000000199 | 3.5Cx300 Sqmm AL PWR cable | CBLE.PWR.AL.AR.D011 | ZSPR_ACT | ZSPR | KM | 0.036 | 40149.79 | INR
5000 | Western Zone, Burla | 5100 | EHT (O&M) Circle, Balangir | 5102 | EHT (O&M) Division, Balangir | W128 | 132/33 kV Grid S/S S/D Birmaharajpur | 3000000200 | 4Cx16 Sqmm AL PWR cable | CBLE.PWR.AL.AR.E002 | ZSPR_ACT | ZSPR | KM | 0.068 | 8066.84 | INR
5000 | Western Zone, Burla | 5100 | EHT (O&M) Circle, Balangir | 5102 | EHT (O&M) Division, Balangir | W124 | 132/33 kV T/L S/S S/D Patnagarh | 3000000202 | 4Cx35 SQMM POWER CABLE | CBLE.PWR.AL.AR.E004 | ZSPR_ACT | ZSPR | KM | 0.369 | 167546.06 | INR
5000 | Western Zone, Burla | 5100 | EHT (O&M) Circle, Balangir | 5102 | EHT (O&M) Division, Balangir | W122 | 220/132/33 kV S/S S/D Balangir | 3000000202 | 4Cx35 SQMM POWER CABLE | CBLE.PWR.AL.AR.E004 | ZSPR_ACT | ZSPR | KM | 5.381 | 2443266.57 | INR
5000 | Western Zone, Burla | 5100 | EHT (O&M) Circle, Balangir | 5102 | EHT (O&M) Division, Balangir | W128 | 132/33 kV Grid S/S S/D Birmaharajpur | 3000000208 | 4Cx6 Sqmm AL POWER CABLE | CBLE.PWR.AL.AR.E018 | ZSPR_ACT | ZSPR | KM | 0.17 | 13805.7 | INR
5000 | Western Zone, Burla | 5100 | EHT (O&M) Circle, Balangir | 5102 | EHT (O&M) Division, Balangir | W128 | 132/33 kV Grid S/S S/D Birmaharajpur | 3000000209 | 2Cx6 Sqmm AL POWER CABLE | CBLE.PWR.AL.UAR.A005 | ZSPR_ACT | ZSPR | KM | 2.417 | 157080.83 | INR
5000 | Western Zone, Burla | 5100 | EHT (O&M) Circle, Balangir | 5102 | EHT (O&M) Division, Balangir | W125 | 132/33 kV T/L S/S S/D Tushra | 3000000210 | POWER CABLE AL PVC | CBLE.PWR.AL.UAR.A006 | ZSPR_ACT | ZSPR | KM | 1.842 | 0.02 | INR
5000 | Western Zone, Burla | 5100 | EHT (O&M) Circle, Balangir | 5102 | EHT (O&M) Division, Balangir | W125 | 132/33 kV T/L S/S S/D Tushra | 3000000215 | 4Cx16SQMM POWER CABLE AL | CBLE.PWR.AL.UAR.E002 | ZSPR_ACT | ZSPR | KM | 0.646 | 72700.84 | INR
5000 | Western Zone, Burla | 5100 | EHT (O&M) Circle, Balangir | 5102 | EHT (O&M) Division, Balangir | W124 | 132/33 kV T/L S/S S/D Patnagarh | 3000000216 | 4Cx2.5SQMM POWER CABLE AL | CBLE.PWR.AL.UAR.E018 | ZSPR_ACT | ZSPR | KM | 0.251 | 1255 | INR
5000 | Western Zone, Burla | 5100 | EHT (O&M) Circle, Balangir | 5102 | EHT (O&M) Division, Balangir | W128 | 132/33 kV Grid S/S S/D Birmaharajpur | 3000000255 | 150x75x2500 cable tray in mtr | CBLE.TRAY.A016 | ZSPR_ACT | ZSPR | M | 470 | 358857.13 | INR
5000 | Western Zone, Burla | 5100 | EHT (O&M) Circle, Balangir | 5102 | EHT (O&M) Division, Balangir | W125 | 132/33 kV T/L S/S S/D Tushra | 3000000255 | 150x75x2500 cable tray in mtr | CBLE.TRAY.A016 | ZSPR_ACT | ZSPR | M | 17.5 | 13361.7 | INR
5000 | Western Zone, Burla | 5100 | EHT (O&M) Circle, Balangir | 5102 | EHT (O&M) Division, Balangir | W123 | 132/33 kV T/L S/S S/D Balangir | 3000000267 | BIMETALLIC CTSTUD CLAMP 40MM | CLMP.ASRT.A005 | ZSPR_ACT | ZSPR | NOS | 0 | 0 | INR
5000 | Western Zone, Burla | 5100 | EHT (O&M) Circle, Balangir | 5102 | EHT (O&M) Division, Balangir | W125 | 132/33 kV T/L S/S S/D Tushra | 3000000276 | 132 KV Tfr BUSHING CLAMP | CLMP.BUSH.A002 | ZSPR_ACT | ZSPR | NOS | 3 | 0.03 | INR
5000 | Western Zone, Burla | 5100 | EHT (O&M) Circle, Balangir | 5102 | EHT (O&M) Division, Balangir | W123 | 132/33 kV T/L S/S S/D Balangir | 3000000284 | 6bolt Bimetallic CTstud clamp-zebra | CLMP.CT.AL.A016 | ZSPR_ACT | ZSPR | NOS | 12 | 10088.04 | INR
5000 | Western Zone, Burla | 5100 | EHT (O&M) Circle, Balangir | 5102 | EHT (O&M) Division, Balangir | W128 | 132/33 kV Grid S/S S/D Birmaharajpur | 3000000286 | 132kV CVT clamp | CLMP.CVT.A002 | ZSPR_ACT | ZSPR | NOS | 6 | 11607 | INR
5000 | Western Zone, Burla | 5100 | EHT (O&M) Circle, Balangir | 5102 | EHT (O&M) Division, Balangir | W128 | 132/33 kV Grid S/S S/D Birmaharajpur | 3000000295 | Isolator Pad Clamp for Moose | CLMP.ISO.AL.A006 | ZSPR_ACT | ZSPR | NOS | 3 | 5099.97 | INR
5000 | Western Zone, Burla | 5100 | EHT (O&M) Circle, Balangir | 5102 | EHT (O&M) Division, Balangir | W124 | 132/33 kV T/L S/S S/D Patnagarh | 3000000296 | 132KV Isolator pad calmp for ACSR Zebra | CLMP.ISO.AL.A008 | ZSPR_ACT | ZSPR | NOS | 7 | 8365 | INR
5000 | Western Zone, Burla | 5100 | EHT (O&M) Circle, Balangir | 5102 | EHT (O&M) Division, Balangir | W129 | 132/33 kV T/L S/S S/D Sonepur | 3000000319 | 33kV CB PAD CLAMP AL FOR ZEBRA | CLMP.PAD.AL.A002 | ZSPR_ACT | ZSPR | NOS | 8 | 3878.26 | INR
5000 | Western Zone, Burla | 5100 | EHT (O&M) Circle, Balangir | 5102 | EHT (O&M) Division, Balangir | W127 | 132/33 kV S/S S/D Boudh | 3000000319 | 33kV CB PAD CLAMP AL FOR ZEBRA | CLMP.PAD.AL.A002 | ZSPR_ACT | ZSPR | NOS | 10 | 4847.82 | INR
5000 | Western Zone, Burla | 5100 | EHT (O&M) Circle, Balangir | 5102 | EHT (O&M) Division, Balangir | W123 | 132/33 kV T/L S/S S/D Balangir | 3000000326 | PAD CLAMP ALLUMINIUM FOR PANTHER | CLMP.PAD.AL.B001 | ZSPR_ACT | ZSPR | NOS | 28 | 20243.44 | INR
5000 | Western Zone, Burla | 5100 | EHT (O&M) Circle, Balangir | 5102 | EHT (O&M) Division, Balangir | W123 | 132/33 kV T/L S/S S/D Balangir | 3000000331 | BIMETALIC PAD CLAMP FOR PANTHER | CLMP.PAD.BI.A001 | ZSPR_ACT | ZSPR | NOS | 5 | 1711.25 | INR
5000 | Western Zone, Burla | 5100 | EHT (O&M) Circle, Balangir | 5102 | EHT (O&M) Division, Balangir | WL25 | 132/33 kV T/L S/S S/D Tushra_Line | 3000000347 | 2 BOLTED PG CLAMP FOR PANTHER -PANTHER | CLMP.PG.B001 | ZSPR_FREE | ZSPR | NOS | 7 | 0 | INR
5000 | Western Zone, Burla | 5100 | EHT (O&M) Circle, Balangir | 5102 | EHT (O&M) Division, Balangir | W124 | 132/33 kV T/L S/S S/D Patnagarh | 3000000348 | 2 BOLTED PG CLAMP FOR ZEBRA - ZEBRA | CLMP.PG.B002 | ZSPR_ACT | ZSPR | NOS | 1 | 150 | INR
5000 | Western Zone, Burla | 5100 | EHT (O&M) Circle, Balangir | 5102 | EHT (O&M) Division, Balangir | W123 | 132/33 kV T/L S/S S/D Balangir | 3000000351 | 2 BOLTED PG CLAMP FOR HORSE-HORSE | CLMP.PG.B006 | ZSPR_ACT | ZSPR | NOS | 77 | 13566.63 | INR
5000 | Western Zone, Burla | 5100 | EHT (O&M) Circle, Balangir | 5102 | EHT (O&M) Division, Balangir | W127 | 132/33 kV S/S S/D Boudh | 3000000355 | 3 BOLTED PG CLAMP FOR PANTHER -PANTHER | CLMP.PG.C001 | ZSPR_ACT | ZSPR | NOS | 10 | 2315.26 | INR
5000 | Western Zone, Burla | 5100 | EHT (O&M) Circle, Balangir | 5102 | EHT (O&M) Division, Balangir | WL28 | 132_Birmahrajpur | 3000000355 | 3 BOLTED PG CLAMP FOR PANTHER -PANTHER | CLMP.PG.C001 | ZSPR_ACT | ZSPR | NOS | 4 | 926.11 | INR
5000 | Western Zone, Burla | 5100 | EHT (O&M) Circle, Balangir | 5102 | EHT (O&M) Division, Balangir | WL25 | 132/33 kV T/L S/S S/D Tushra_Line | 3000000355 | 3 BOLTED PG CLAMP FOR PANTHER -PANTHER | CLMP.PG.C001 | ZSPR_FREE | ZSPR | NOS | 7 | 0 | INR
5000 | Western Zone, Burla | 5100 | EHT (O&M) Circle, Balangir | 5102 | EHT (O&M) Division, Balangir | W123 | 132/33 kV T/L S/S S/D Balangir | 3000000355 | 3 BOLTED PG CLAMP FOR PANTHER -PANTHER | CLMP.PG.C001 | ZSPR_ACT | ZSPR | NOS | 22 | 5093.58 | INR
5000 | Western Zone, Burla | 5100 | EHT (O&M) Circle, Balangir | 5102 | EHT (O&M) Division, Balangir | W129 | 132/33 kV T/L S/S S/D Sonepur | 3000000355 | 3 BOLTED PG CLAMP FOR PANTHER -PANTHER | CLMP.PG.C001 | ZSPR_ACT | ZSPR | NOS | 21 | 4862.06 | INR
5000 | Western Zone, Burla | 5100 | EHT (O&M) Circle, Balangir | 5102 | EHT (O&M) Division, Balangir | WL12 | 220_Balangir New | 3000000356 | 3 BOLTED PG CLAMP FOR ZEBRA - ZEBRA | CLMP.PG.C002 | ZSPR_ACT | ZSPR | NOS | 19 | 10724.67 | INR
5000 | Western Zone, Burla | 5100 | EHT (O&M) Circle, Balangir | 5102 | EHT (O&M) Division, Balangir | W124 | 132/33 kV T/L S/S S/D Patnagarh | 3000000356 | 3 BOLTED PG CLAMP FOR ZEBRA - ZEBRA | CLMP.PG.C002 | ZSPR_ACT | ZSPR | NOS | 10 | 5644.56 | INR
5000 | Western Zone, Burla | 5100 | EHT (O&M) Circle, Balangir | 5102 | EHT (O&M) Division, Balangir | W127 | 132/33 kV S/S S/D Boudh | 3000000356 | 3 BOLTED PG CLAMP FOR ZEBRA - ZEBRA | CLMP.PG.C002 | ZSPR_ACT | ZSPR | NOS | 5 | 2822.28 | INR
5000 | Western Zone, Burla | 5100 | EHT (O&M) Circle, Balangir | 5102 | EHT (O&M) Division, Balangir | W129 | 132/33 kV T/L S/S S/D Sonepur | 3000000356 | 3 BOLTED PG CLAMP FOR ZEBRA - ZEBRA | CLMP.PG.C002 | ZSPR_ACT | ZSPR | NOS | 14 | 7902.39 | INR
5000 | Western Zone, Burla | 5100 | EHT (O&M) Circle, Balangir | 5102 | EHT (O&M) Division, Balangir | W128 | 132/33 kV Grid S/S S/D Birmaharajpur | 3000000358 | 3 BOLTED PG CLAMP FOR MOOSE - MOOSE | CLMP.PG.C004 | ZSPR_ACT | ZSPR | NOS | 23 | 32975.1 | INR
5000 | Western Zone, Burla | 5100 | EHT (O&M) Circle, Balangir | 5102 | EHT (O&M) Division, Balangir | W123 | 132/33 kV T/L S/S S/D Balangir | 3000000363 | 4 BOLTED PG CLAMP FOR PANTHER -PANTHER | CLMP.PG.D001 | ZSPR_ACT | ZSPR | NOS | 85 | 8445.6 | INR
5000 | Western Zone, Burla | 5100 | EHT (O&M) Circle, Balangir | 5102 | EHT (O&M) Division, Balangir | W124 | 132/33 kV T/L S/S S/D Patnagarh | 3000000364 | 4 BOLTED PG CLAMP FOR ZEBRA - ZEBRA | CLMP.PG.D002 | ZSPR_ACT | ZSPR | NOS | 10 | 4461.9 | INR
5000 | Western Zone, Burla | 5100 | EHT (O&M) Circle, Balangir | 5102 | EHT (O&M) Division, Balangir | W123 | 132/33 kV T/L S/S S/D Balangir | 3000000364 | 4 BOLTED PG CLAMP FOR ZEBRA - ZEBRA | CLMP.PG.D002 | ZSPR_ACT | ZSPR | NOS | 11 | 4908.1 | INR
5000 | Western Zone, Burla | 5100 | EHT (O&M) Circle, Balangir | 5102 | EHT (O&M) Division, Balangir | W123 | 132/33 kV T/L S/S S/D Balangir | 3000000366 | 4 BOLTED PG CLAMP FOR MOOSE - MOOSE | CLMP.PG.D004 | ZSPR_ACT | ZSPR | NOS | 35 | 40898.9 | INR
5000 | Western Zone, Burla | 5100 | EHT (O&M) Circle, Balangir | 5102 | EHT (O&M) Division, Balangir | WL25 | 132/33 kV T/L S/S S/D Tushra_Line | 3000000379 | PI CLAMP AL FOR TWIN MOOSE | CLMP.PI.AL.D004 | ZSPR_FREE | ZSPR | NOS | 12 | 0 | INR
5000 | Western Zone, Burla | 5100 | EHT (O&M) Circle, Balangir | 5102 | EHT (O&M) Division, Balangir | W124 | 132/33 kV T/L S/S S/D Patnagarh | 3000000380 | 12bolted T Clamp for ACSR Zebra to Zebra | CLMP.SP.CT.AL.A001 | ZSPR_ACT | ZSPR | NOS | 3 | 5099.54 | INR
5000 | Western Zone, Burla | 5100 | EHT (O&M) Circle, Balangir | 5102 | EHT (O&M) Division, Balangir | W123 | 132/33 kV T/L S/S S/D Balangir | 3000000380 | 12bolted T Clamp for ACSR Zebra to Zebra | CLMP.SP.CT.AL.A001 | ZSPR_ACT | ZSPR | NOS | 29 | 49295.54 | INR
5000 | Western Zone, Burla | 5100 | EHT (O&M) Circle, Balangir | 5102 | EHT (O&M) Division, Balangir | W127 | 132/33 kV S/S S/D Boudh | 3000000386 | STRAIGHT THROUGH CLAMP ZEBRA BIMETALLIC | CLMP.ST.THRU.AL.A001 | ZSPR_ACT | ZSPR | NOS | 10 | 8000 | INR
5000 | Western Zone, Burla | 5100 | EHT (O&M) Circle, Balangir | 5102 | EHT (O&M) Division, Balangir | W123 | 132/33 kV T/L S/S S/D Balangir | 3000000388 | T Clamp for Panther run-Panther Drop | CLMP.T.AL.A001 | ZSPR_ACT | ZSPR | NOS | 6 | 1257 | INR
5000 | Western Zone, Burla | 5100 | EHT (O&M) Circle, Balangir | 5102 | EHT (O&M) Division, Balangir | W123 | 132/33 kV T/L S/S S/D Balangir | 3000000389 | T CLAMP ALFOR PANTHER RUN-ZEBRA DROP | CLMP.T.AL.A002 | ZSPR_ACT | ZSPR | NOS | 4 | 2453.75 | INR
5000 | Western Zone, Burla | 5100 | EHT (O&M) Circle, Balangir | 5102 | EHT (O&M) Division, Balangir | W127 | 132/33 kV S/S S/D Boudh | 3000000389 | T CLAMP ALFOR PANTHER RUN-ZEBRA DROP | CLMP.T.AL.A002 | ZSPR_ACT | ZSPR | NOS | 10 | 6134.36 | INR
5000 | Western Zone, Burla | 5100 | EHT (O&M) Circle, Balangir | 5102 | EHT (O&M) Division, Balangir | W129 | 132/33 kV T/L S/S S/D Sonepur | 3000000389 | T CLAMP ALFOR PANTHER RUN-ZEBRA DROP | CLMP.T.AL.A002 | ZSPR_ACT | ZSPR | NOS | 1 | 613.44 | INR
5000 | Western Zone, Burla | 5100 | EHT (O&M) Circle, Balangir | 5102 | EHT (O&M) Division, Balangir | W127 | 132/33 kV S/S S/D Boudh | 3000000391 | T CLAMP ALFOR ZEBRA RUN - ZEBRA DROP | CLMP.T.AL.A004 | ZSPR_ACT | ZSPR | NOS | 5 | 3478.49 | INR
5000 | Western Zone, Burla | 5100 | EHT (O&M) Circle, Balangir | 5102 | EHT (O&M) Division, Balangir | WL12 | 220_Balangir New | 3000000391 | T CLAMP ALFOR ZEBRA RUN - ZEBRA DROP | CLMP.T.AL.A004 | ZSPR_ACT | ZSPR | NOS | 6 | 4174.19 | INR
5000 | Western Zone, Burla | 5100 | EHT (O&M) Circle, Balangir | 5102 | EHT (O&M) Division, Balangir | W124 | 132/33 kV T/L S/S S/D Patnagarh | 3000000391 | T CLAMP ALFOR ZEBRA RUN - ZEBRA DROP | CLMP.T.AL.A004 | ZSPR_ACT | ZSPR | NOS | 7 | 4869.89 | INR
5000 | Western Zone, Burla | 5100 | EHT (O&M) Circle, Balangir | 5102 | EHT (O&M) Division, Balangir | W129 | 132/33 kV T/L S/S S/D Sonepur | 3000000391 | T CLAMP ALFOR ZEBRA RUN - ZEBRA DROP | CLMP.T.AL.A004 | ZSPR_ACT | ZSPR | NOS | 16 | 11131.17 | INR
5000 | Western Zone, Burla | 5100 | EHT (O&M) Circle, Balangir | 5102 | EHT (O&M) Division, Balangir | W123 | 132/33 kV T/L S/S S/D Balangir | 3000000392 | T-CLAMP AL- ZEBRA-PANTHER | CLMP.T.AL.A005 | ZSPR_ACT | ZSPR | NOS | 5 | 6490 | INR
5000 | Western Zone, Burla | 5100 | EHT (O&M) Circle, Balangir | 5102 | EHT (O&M) Division, Balangir | W123 | 132/33 kV T/L S/S S/D Balangir | 3000000399 | T-CLAMP AL Moose run-Rigid Buspipe drop | CLMP.T.AL.A017 | ZSPR_ACT | ZSPR | NOS | 20 | 50988.6 | INR
5000 | Western Zone, Burla | 5100 | EHT (O&M) Circle, Balangir | 5102 | EHT (O&M) Division, Balangir | W125 | 132/33 kV T/L S/S S/D Tushra | 3000000403 | T clamp twin Moose run to Moose drop | CLMP.T.AL.A027 | ZSPR_ACT | ZSPR | NOS | 11 | 11883.19 | INR
5000 | Western Zone, Burla | 5100 | EHT (O&M) Circle, Balangir | 5102 | EHT (O&M) Division, Balangir | W124 | 132/33 kV T/L S/S S/D Patnagarh | 3000000405 | SPR T CLAMP AL TWIN ZEBRA RUN-ZEBRA DROP | CLMP.T.AL.B001 | ZSPR_ACT | ZSPR | NOS | 3 | 2500.39 | INR
5000 | Western Zone, Burla | 5100 | EHT (O&M) Circle, Balangir | 5102 | EHT (O&M) Division, Balangir | W125 | 132/33 kV T/L S/S S/D Tushra | 3000000414 | JUMPER CONE FOR ACSR ZEBRA CONDUCTOR | COND.ACCES.A003 | ZSPR_ACT | ZSPR | NOS | 8 | 988.32 | INR
5000 | Western Zone, Burla | 5100 | EHT (O&M) Circle, Balangir | 5102 | EHT (O&M) Division, Balangir | W124 | 132/33 kV T/L S/S S/D Patnagarh | 3000000414 | JUMPER CONE FOR ACSR ZEBRA CONDUCTOR | COND.ACCES.A003 | ZSPR_ACT | ZSPR | NOS | 22 | 2717.88 | INR
5000 | Western Zone, Burla | 5100 | EHT (O&M) Circle, Balangir | 5102 | EHT (O&M) Division, Balangir | W123 | 132/33 kV T/L S/S S/D Balangir | 3000000415 | JUMPER CONE FOR ACSR MOOSE CONDUCTOR | COND.ACCES.A004 | ZSPR_ACT | ZSPR | NOS | 16 | 13181.76 | INR
5000 | Western Zone, Burla | 5100 | EHT (O&M) Circle, Balangir | 5102 | EHT (O&M) Division, Balangir | WL12 | 220_Balangir New | 3000000419 | JUMPER CONE FOR AAAC ZEBRA CONDUCTOR | COND.ACCES.A008 | ZSPR_ACT | ZSPR | NOS | 12 | 2400 | INR
5000 | Western Zone, Burla | 5100 | EHT (O&M) Circle, Balangir | 5102 | EHT (O&M) Division, Balangir | WL24 | 132/33 kV T/L S/S S/D Patnagarh_Line | 3000000427 | PA ROD ACSR PANTHER IN SET | COND.ACCES.B002 | ZSPR_US | ZSPR | NOS | 40 | 5020 | INR
5000 | Western Zone, Burla | 5100 | EHT (O&M) Circle, Balangir | 5102 | EHT (O&M) Division, Balangir | WL24 | 132/33 kV T/L S/S S/D Patnagarh_Line | 3000000427 | PA ROD ACSR PANTHER IN SET | COND.ACCES.B002 | ZSPR_ACT | ZSPR | NOS | 34 | 28455.19 | INR
5000 | Western Zone, Burla | 5100 | EHT (O&M) Circle, Balangir | 5102 | EHT (O&M) Division, Balangir | WL28 | 132_Birmahrajpur | 3000000427 | PA ROD ACSR PANTHER IN SET | COND.ACCES.B002 | ZSPR_ACT | ZSPR | NOS | 155 | 129722.17 | INR
5000 | Western Zone, Burla | 5100 | EHT (O&M) Circle, Balangir | 5102 | EHT (O&M) Division, Balangir | WL12 | 220_Balangir New | 3000000428 | PA ROD ACSR ZEBRA IN SET | COND.ACCES.B003 | ZSPR_FREE | ZSPR | NOS | 50 | 0 | INR
5000 | Western Zone, Burla | 5100 | EHT (O&M) Circle, Balangir | 5102 | EHT (O&M) Division, Balangir | W125 | 132/33 kV T/L S/S S/D Tushra | 3000000428 | PA ROD ACSR ZEBRA IN SET | COND.ACCES.B003 | ZSPR_ACT | ZSPR | NOS | 334 | 3.34 | INR
5000 | Western Zone, Burla | 5100 | EHT (O&M) Circle, Balangir | 5102 | EHT (O&M) Division, Balangir | WL24 | 132/33 kV T/L S/S S/D Patnagarh_Line | 3000000437 | MS JOINT FOR ACSR PANTHER CONDUCTOR | COND.ACCES.C002 | ZSPR_ACT | ZSPR | NOS | 97 | 46832.94 | INR
5000 | Western Zone, Burla | 5100 | EHT (O&M) Circle, Balangir | 5102 | EHT (O&M) Division, Balangir | WL27 | 132_Boudh | 3000000437 | MS JOINT FOR ACSR PANTHER CONDUCTOR | COND.ACCES.C002 | ZSPR_ACT | ZSPR | NOS | 6 | 2896.88 | INR
5000 | Western Zone, Burla | 5100 | EHT (O&M) Circle, Balangir | 5102 | EHT (O&M) Division, Balangir | WL28 | 132_Birmahrajpur | 3000000437 | MS JOINT FOR ACSR PANTHER CONDUCTOR | COND.ACCES.C002 | ZSPR_ACT | ZSPR | NOS | 28 | 13518.79 | INR
5000 | Western Zone, Burla | 5100 | EHT (O&M) Circle, Balangir | 5102 | EHT (O&M) Division, Balangir | WL25 | 132/33 kV T/L S/S S/D Tushra_Line | 3000000437 | MS JOINT FOR ACSR PANTHER CONDUCTOR | COND.ACCES.C002 | ZSPR_ACT | ZSPR | NOS | 79 | 38142.29 | INR
5000 | Western Zone, Burla | 5100 | EHT (O&M) Circle, Balangir | 5102 | EHT (O&M) Division, Balangir | WL12 | 220_Balangir New | 3000000437 | MS JOINT FOR ACSR PANTHER CONDUCTOR | COND.ACCES.C002 | ZSPR_ACT | ZSPR | NOS | 35 | 16898.48 | INR
5000 | Western Zone, Burla | 5100 | EHT (O&M) Circle, Balangir | 5102 | EHT (O&M) Division, Balangir | W125 | 132/33 kV T/L S/S S/D Tushra | 3000000438 | MS JOINT FOR ACSR ZEBRA CONDUCTOR | COND.ACCES.C003 | ZSPR_ACT | ZSPR | NOS | 645 | 200960.83 | INR
5000 | Western Zone, Burla | 5100 | EHT (O&M) Circle, Balangir | 5102 | EHT (O&M) Division, Balangir | WL12 | 220_Balangir New | 3000000438 | MS JOINT FOR ACSR ZEBRA CONDUCTOR | COND.ACCES.C003 | ZSPR_ACT | ZSPR | NOS | 35 | 10904.85 | INR
5000 | Western Zone, Burla | 5100 | EHT (O&M) Circle, Balangir | 5102 | EHT (O&M) Division, Balangir | WL12 | 220_Balangir New | 3000000447 | SPACER FOR ACSR TWIN ZEBRA CONDUCTOR | COND.ACCES.D001 | ZSPR_ACT | ZSPR | NOS | 6 | 3540 | INR
5000 | Western Zone, Burla | 5100 | EHT (O&M) Circle, Balangir | 5102 | EHT (O&M) Division, Balangir | W122 | 220/132/33 kV S/S S/D Balangir | 3000000448 | SPACER FOR ACSR TWIN MOOSE CONDUCTOR | COND.ACCES.D002 | ZSPR_ACT | ZSPR | NOS | 36 | 30655.61 | INR
5000 | Western Zone, Burla | 5100 | EHT (O&M) Circle, Balangir | 5102 | EHT (O&M) Division, Balangir | W125 | 132/33 kV T/L S/S S/D Tushra | 3000000448 | SPACER FOR ACSR TWIN MOOSE CONDUCTOR | COND.ACCES.D002 | ZSPR_ACT | ZSPR | NOS | 31 | 26397.89 | INR
5000 | Western Zone, Burla | 5100 | EHT (O&M) Circle, Balangir | 5102 | EHT (O&M) Division, Balangir | WL24 | 132/33 kV T/L S/S S/D Patnagarh_Line | 3000000455 | VD OFACSR PANTHER CONDUCTOR | COND.ACCES.E002 | ZSPR_ACT | ZSPR | NOS | 55 | 25479.17 | INR
5000 | Western Zone, Burla | 5100 | EHT (O&M) Circle, Balangir | 5102 | EHT (O&M) Division, Balangir | WL25 | 132/33 kV T/L S/S S/D Tushra_Line | 3000000455 | VD OFACSR PANTHER CONDUCTOR | COND.ACCES.E002 | ZSPR_ACT | ZSPR | NOS | 28 | 12971.22 | INR
5000 | Western Zone, Burla | 5100 | EHT (O&M) Circle, Balangir | 5102 | EHT (O&M) Division, Balangir | WL28 | 132_Birmahrajpur | 3000000455 | VD OFACSR PANTHER CONDUCTOR | COND.ACCES.E002 | ZSPR_ACT | ZSPR | NOS | 4 | 1853.03 | INR
5000 | Western Zone, Burla | 5100 | EHT (O&M) Circle, Balangir | 5102 | EHT (O&M) Division, Balangir | WL24 | 132/33 kV T/L S/S S/D Patnagarh_Line | 3000000455 | VD OFACSR PANTHER CONDUCTOR | COND.ACCES.E002 | ZSPR_US | ZSPR | NOS | 4 | 400 | INR
5000 | Western Zone, Burla | 5100 | EHT (O&M) Circle, Balangir | 5102 | EHT (O&M) Division, Balangir | WL12 | 220_Balangir New | 3000000456 | VD OF ACSR ZEBRA CONDUCTOR | COND.ACCES.E003 | ZSPR_ACT | ZSPR | NOS | 427 | 239493.22 | INR
5000 | Western Zone, Burla | 5100 | EHT (O&M) Circle, Balangir | 5102 | EHT (O&M) Division, Balangir | W125 | 132/33 kV T/L S/S S/D Tushra | 3000000456 | VD OF ACSR ZEBRA CONDUCTOR | COND.ACCES.E003 | ZSPR_ACT | ZSPR | NOS | 552 | 309602.47 | INR
5000 | Western Zone, Burla | 5100 | EHT (O&M) Circle, Balangir | 5102 | EHT (O&M) Division, Balangir | W124 | 132/33 kV T/L S/S S/D Patnagarh | 3000000456 | VD OF ACSR ZEBRA CONDUCTOR | COND.ACCES.E003 | ZSPR_ACT | ZSPR | NOS | 12 | 6730.49 | INR
5000 | Western Zone, Burla | 5100 | EHT (O&M) Circle, Balangir | 5102 | EHT (O&M) Division, Balangir | WL27 | 132_Boudh | 3000000465 | REPAIR SLEEVE FOR ACSR PANTHER CONDUCTOR | COND.ACCES.F002 | ZSPR_ACT | ZSPR | NOS | 34 | 6233.19 | INR
5000 | Western Zone, Burla | 5100 | EHT (O&M) Circle, Balangir | 5102 | EHT (O&M) Division, Balangir | WL24 | 132/33 kV T/L S/S S/D Patnagarh_Line | 3000000465 | REPAIR SLEEVE FOR ACSR PANTHER CONDUCTOR | COND.ACCES.F002 | ZSPR_ACT | ZSPR | NOS | 300 | 54998.72 | INR
5000 | Western Zone, Burla | 5100 | EHT (O&M) Circle, Balangir | 5102 | EHT (O&M) Division, Balangir | WL28 | 132_Birmahrajpur | 3000000465 | REPAIR SLEEVE FOR ACSR PANTHER CONDUCTOR | COND.ACCES.F002 | ZSPR_ACT | ZSPR | NOS | 43 | 7883.15 | INR
5000 | Western Zone, Burla | 5100 | EHT (O&M) Circle, Balangir | 5102 | EHT (O&M) Division, Balangir | WL25 | 132/33 kV T/L S/S S/D Tushra_Line | 3000000465 | REPAIR SLEEVE FOR ACSR PANTHER CONDUCTOR | COND.ACCES.F002 | ZSPR_ACT | ZSPR | NOS | 58 | 10633.09 | INR
5000 | Western Zone, Burla | 5100 | EHT (O&M) Circle, Balangir | 5102 | EHT (O&M) Division, Balangir | W125 | 132/33 kV T/L S/S S/D Tushra | 3000000466 | REPAIR SLEEVE FOR ACSR ZEBRA CONDUCTOR | COND.ACCES.F003 | ZSPR_ACT | ZSPR | NOS | 213 | 50293.56 | INR
5000 | Western Zone, Burla | 5100 | EHT (O&M) Circle, Balangir | 5102 | EHT (O&M) Division, Balangir | WL12 | 220_Balangir New | 3000000470 | REPAIR SLEEVE FOR AAAC ZEBRA | COND.ACCES.F008 | ZSPR_ACT | ZSPR | NOS | 60 | 16095 | INR
5000 | Western Zone, Burla | 5100 | EHT (O&M) Circle, Balangir | 5102 | EHT (O&M) Division, Balangir | W124 | 132/33 kV T/L S/S S/D Patnagarh | 3000000485 | 36KV POLYCRETE CT400-200-100/1-1-1A | CT1.36POL400.C003 | ZSPR_SUP | ZSPR | NOS | 1 | 0.01 | INR
5000 | Western Zone, Burla | 5100 | EHT (O&M) Circle, Balangir | 5102 | EHT (O&M) Division, Balangir | W123 | 132/33 kV T/L S/S S/D Balangir | 3000000487 | 12KV RESIN CAST CT400- 200-100/5-5-5A | CT5.12RES400.C003 | ZSPR_ACT | ZSPR | NOS | 7 | 1400 | INR
5000 | Western Zone, Burla | 5100 | EHT (O&M) Circle, Balangir | 5102 | EHT (O&M) Division, Balangir | W123 | 132/33 kV T/L S/S S/D Balangir | 3000000509 | FORGED BULL DOG CLAMP 5/8" | ERS.TNP.A013 | ZSPR_ACT | ZSPR | NOS | 10 | 100 | INR
5000 | Western Zone, Burla | 5100 | EHT (O&M) Circle, Balangir | 5102 | EHT (O&M) Division, Balangir | W124 | 132/33 kV T/L S/S S/D Patnagarh | 3000000574 | EARTHING DEVICE | ERTH.DEVICE.A001 | ZSPR_ACT | ZSPR | NOS | 1 | 1500 | INR
5000 | Western Zone, Burla | 5100 | EHT (O&M) Circle, Balangir | 5102 | EHT (O&M) Division, Balangir | WL25 | 132/33 kV T/L S/S S/D Tushra_Line | 3000000582 | EARTHING:50X6mm GI Flat | ERTH.FLAT.GI.A005 | ZSPR_FREE | ZSPR | KG | 42.9 | 0 | INR
5000 | Western Zone, Burla | 5100 | EHT (O&M) Circle, Balangir | 5102 | EHT (O&M) Division, Balangir | W125 | 132/33 kV T/L S/S S/D Tushra | 3000000583 | 75 X 10 MM GI EARTH FLAT in KG | ERTH.FLAT.GI.A006 | ZSPR_ACT | ZSPR | KG | 3280 | 234358.13 | INR
5000 | Western Zone, Burla | 5100 | EHT (O&M) Circle, Balangir | 5102 | EHT (O&M) Division, Balangir | W125 | 132/33 kV T/L S/S S/D Tushra | 3000000591 | 40 MM GI PLAIN EARTHING PIPE | ERTH.PIPE.GI.A004 | ZSPR_ACT | ZSPR | NOS | 2 | 4302 | INR
5000 | Western Zone, Burla | 5100 | EHT (O&M) Circle, Balangir | 5102 | EHT (O&M) Division, Balangir | W122 | 220/132/33 kV S/S S/D Balangir | 3000000594 | 40 MM GI PORFORATED EARTHING PIPE | ERTH.PIPE.GI.B004 | ZSPR_ACT | ZSPR | NOS | 10 | 8000 | INR
5000 | Western Zone, Burla | 5100 | EHT (O&M) Circle, Balangir | 5102 | EHT (O&M) Division, Balangir | W124 | 132/33 kV T/L S/S S/D Patnagarh | 3000000595 | 50 MM GI PORFORATED EARTHING PIPE | ERTH.PIPE.GI.B005 | ZSPR_ACT | ZSPR | NOS | 10 | 10140 | INR
5000 | Western Zone, Burla | 5100 | EHT (O&M) Circle, Balangir | 5102 | EHT (O&M) Division, Balangir | W125 | 132/33 kV T/L S/S S/D Tushra | 3000000598 | 50 MM GI SPIKE EARTHING PIPE | ERTH.PIPE.GI.C005 | ZSPR_ACT | ZSPR | NOS | 2 | 21278.38 | INR
5000 | Western Zone, Burla | 5100 | EHT (O&M) Circle, Balangir | 5102 | EHT (O&M) Division, Balangir | W125 | 132/33 kV T/L S/S S/D Tushra | 3000000603 | 40x3000 MM MS ROD FOR EARTHING | ERTH.ROD.MS.A001 | ZSPR_ACT | ZSPR | NOS | 8 | 24724.88 | INR
5000 | Western Zone, Burla | 5100 | EHT (O&M) Circle, Balangir | 5102 | EHT (O&M) Division, Balangir | W128 | 132/33 kV Grid S/S S/D Birmaharajpur | 3000000608 | Earth Conductor Earth 75x10 mm GI Flat | ERTH.SPIKE.GI.A004 | ZSPR_ACT | ZSPR | MT | 0.56 | 55002.51 | INR
5000 | Western Zone, Burla | 5100 | EHT (O&M) Circle, Balangir | 5102 | EHT (O&M) Division, Balangir | W128 | 132/33 kV Grid S/S S/D Birmaharajpur | 3000000610 | 50 mm Heavy Duty GI Perforated Pipes, 3 | ERTH.SPIKE.GI.A006 | ZSPR_ACT | ZSPR | NOS | 20 | 146365 | INR
5000 | Western Zone, Burla | 5100 | EHT (O&M) Circle, Balangir | 5102 | EHT (O&M) Division, Balangir | W128 | 132/33 kV Grid S/S S/D Birmaharajpur | 3000000611 | 40mm MS rod 3 mtrs non treat earth pit | ERTH.SPIKE.GI.A007 | ZSPR_ACT | ZSPR | NOS | 9 | 59578.2 | INR
5000 | Western Zone, Burla | 5100 | EHT (O&M) Circle, Balangir | 5102 | EHT (O&M) Division, Balangir | WL24 | 132/33 kV T/L S/S S/D Patnagarh_Line | 3000000616 | VD FOR 7/3.15MM GI EARTHWIRE | EW.ACCES.B002 | ZSPR_ACT | ZSPR | NOS | 285 | 46090.2 | INR
5000 | Western Zone, Burla | 5100 | EHT (O&M) Circle, Balangir | 5102 | EHT (O&M) Division, Balangir | WL12 | 220_Balangir New | 3000000616 | VD FOR 7/3.15MM GI EARTHWIRE | EW.ACCES.B002 | ZSPR_ACT | ZSPR | NOS | 2 | 323.44 | INR
5000 | Western Zone, Burla | 5100 | EHT (O&M) Circle, Balangir | 5102 | EHT (O&M) Division, Balangir | WL24 | 132/33 kV T/L S/S S/D Patnagarh_Line | 3000000618 | REPAIR SLEEVE FOR 7/3.15 MM EARTH WIRE | EW.ACCES.C002 | ZSPR_ACT | ZSPR | NOS | 7 | 350 | INR
5000 | Western Zone, Burla | 5100 | EHT (O&M) Circle, Balangir | 5102 | EHT (O&M) Division, Balangir | WL24 | 132/33 kV T/L S/S S/D Patnagarh_Line | 3000000739 | DS HARDWARE FITTING ACSR PANTHER | HWF.DS.A002 | ZSPR_ACT | ZSPR | NOS | 14 | 35110.04 | INR
5000 | Western Zone, Burla | 5100 | EHT (O&M) Circle, Balangir | 5102 | EHT (O&M) Division, Balangir | WL24 | 132/33 kV T/L S/S S/D Patnagarh_Line | 3000000739 | DS HARDWARE FITTING ACSR PANTHER | HWF.DS.A002 | ZSPR_US | ZSPR | NOS | 6 | 900 | INR
5000 | Western Zone, Burla | 5100 | EHT (O&M) Circle, Balangir | 5102 | EHT (O&M) Division, Balangir | W125 | 132/33 kV T/L S/S S/D Tushra | 3000000740 | DS HARDWARE FITTING ACSR ZEBRA | HWF.DS.A003 | ZSPR_ACT | ZSPR | NOS | 36 | 119995.53 | INR
5000 | Western Zone, Burla | 5100 | EHT (O&M) Circle, Balangir | 5102 | EHT (O&M) Division, Balangir | WL12 | 220_Balangir New | 3000000740 | DS HARDWARE FITTING ACSR ZEBRA | HWF.DS.A003 | ZSPR_ACT | ZSPR | NOS | 402 | 1339950.09 | INR
5000 | Western Zone, Burla | 5100 | EHT (O&M) Circle, Balangir | 5102 | EHT (O&M) Division, Balangir | WL28 | 132_Birmahrajpur | 3000000748 | DS HWF AGS for 90 KN insulator | HWF.DS.A016 | ZSPR_ACT | ZSPR | SET | 22 | 93188.26 | INR
5000 | Western Zone, Burla | 5100 | EHT (O&M) Circle, Balangir | 5102 | EHT (O&M) Division, Balangir | WL25 | 132/33 kV T/L S/S S/D Tushra_Line | 3000000748 | DS HWF AGS for 90 KN insulator | HWF.DS.A016 | ZSPR_FREE | ZSPR | SET | 2 | 0 | INR
5000 | Western Zone, Burla | 5100 | EHT (O&M) Circle, Balangir | 5102 | EHT (O&M) Division, Balangir | W122 | 220/132/33 kV S/S S/D Balangir | 3000000750 | DS HWF AGS FOR ACSR TWIN MOOSE CONDUCTOR | HWF.DS.A018 | ZSPR_ACT | ZSPR | SET | 6 | 25947 | INR
5000 | Western Zone, Burla | 5100 | EHT (O&M) Circle, Balangir | 5102 | EHT (O&M) Division, Balangir | WL12 | 220_Balangir New | 3000000754 | ARCING HORN-DS HWF FOR ACSR PANTHER | HWF.DS.D002 | ZSPR_FREE | ZSPR | NOS | 300 | 0 | INR
5000 | Western Zone, Burla | 5100 | EHT (O&M) Circle, Balangir | 5102 | EHT (O&M) Division, Balangir | W125 | 132/33 kV T/L S/S S/D Tushra | 3000000762 | STEEL DEAD END 220KV DT TWIN MOOSE ACSR | HWF.DT.220.A005 | ZSPR_ACT | ZSPR | NOS | 30 | 0.3 | INR
5000 | Western Zone, Burla | 5100 | EHT (O&M) Circle, Balangir | 5102 | EHT (O&M) Division, Balangir | WL24 | 132/33 kV T/L S/S S/D Patnagarh_Line | 3000000799 | DT Hard ware fittings -120 KN insulator | HWF.DT.A002 | ZSPR_ACT | ZSPR | NOS | 11 | 39606.24 | INR
5000 | Western Zone, Burla | 5100 | EHT (O&M) Circle, Balangir | 5102 | EHT (O&M) Division, Balangir | WL27 | 132_Boudh | 3000000799 | DT Hard ware fittings -120 KN insulator | HWF.DT.A002 | ZSPR_ACT | ZSPR | NOS | 10 | 36005.68 | INR
5000 | Western Zone, Burla | 5100 | EHT (O&M) Circle, Balangir | 5102 | EHT (O&M) Division, Balangir | WL28 | 132_Birmahrajpur | 3000000799 | DT Hard ware fittings -120 KN insulator | HWF.DT.A002 | ZSPR_ACT | ZSPR | NOS | 6 | 21603.41 | INR
5000 | Western Zone, Burla | 5100 | EHT (O&M) Circle, Balangir | 5102 | EHT (O&M) Division, Balangir | WL29 | 132/33 kV T/L S/S S/D Sonepur_Line | 3000000799 | DT Hard ware fittings -120 KN insulator | HWF.DT.A002 | ZSPR_ACT | ZSPR | NOS | 6 | 21603.41 | INR
5000 | Western Zone, Burla | 5100 | EHT (O&M) Circle, Balangir | 5102 | EHT (O&M) Division, Balangir | W125 | 132/33 kV T/L S/S S/D Tushra | 3000000800 | DT HARDWARE FITTING ACSR ZEBRA | HWF.DT.A003 | ZSPR_ACT | ZSPR | NOS | 41 | 147864.45 | INR
5000 | Western Zone, Burla | 5100 | EHT (O&M) Circle, Balangir | 5102 | EHT (O&M) Division, Balangir | W122 | 220/132/33 kV S/S S/D Balangir | 3000000801 | DT HARDWARE FITTING ACSR MOOSE | HWF.DT.A004 | ZSPR_ACT | ZSPR | NOS | 6 | 37316.78 | INR
5000 | Western Zone, Burla | 5100 | EHT (O&M) Circle, Balangir | 5102 | EHT (O&M) Division, Balangir | WL12 | 220_Balangir New | 3000000805 | DT HARDWARE FITTING AAAC ZEBRA | HWF.DT.A010 | ZSPR_ACT | ZSPR | NOS | 48 | 173110.08 | INR
5000 | Western Zone, Burla | 5100 | EHT (O&M) Circle, Balangir | 5102 | EHT (O&M) Division, Balangir | WL12 | 220_Balangir New | 3000000822 | SUSPENSION HANGER OF HARDWARE FITTING | HWF.S.HANGER.A001 | ZSPR_ACT | ZSPR | NOS | 33 | 27426.78 | INR
5000 | Western Zone, Burla | 5100 | EHT (O&M) Circle, Balangir | 5102 | EHT (O&M) Division, Balangir | WL28 | 132_Birmahrajpur | 3000000822 | SUSPENSION HANGER OF HARDWARE FITTING | HWF.S.HANGER.A001 | ZSPR_ACT | ZSPR | NOS | 12 | 9973.38 | INR
5000 | Western Zone, Burla | 5100 | EHT (O&M) Circle, Balangir | 5102 | EHT (O&M) Division, Balangir | WL29 | 132/33 kV T/L S/S S/D Sonepur_Line | 3000000824 | SUSPENSION CLAMP FOR 7/3.15MM EARTHWIRE | HWF.SC.EW.A002 | ZSPR_ACT | ZSPR | NOS | 10 | 488.5 | INR
5000 | Western Zone, Burla | 5100 | EHT (O&M) Circle, Balangir | 5102 | EHT (O&M) Division, Balangir | WL24 | 132/33 kV T/L S/S S/D Patnagarh_Line | 3000000824 | SUSPENSION CLAMP FOR 7/3.15MM EARTHWIRE | HWF.SC.EW.A002 | ZSPR_ACT | ZSPR | NOS | 12 | 586.2 | INR
5000 | Western Zone, Burla | 5100 | EHT (O&M) Circle, Balangir | 5102 | EHT (O&M) Division, Balangir | WL24 | 132/33 kV T/L S/S S/D Patnagarh_Line | 3000000846 | SS HARDWARE FITTING ACSR PANTHER | HWF.SS.A002 | ZSPR_US | ZSPR | NOS | 8 | 800 | INR
5000 | Western Zone, Burla | 5100 | EHT (O&M) Circle, Balangir | 5102 | EHT (O&M) Division, Balangir | WL29 | 132/33 kV T/L S/S S/D Sonepur_Line | 3000000846 | SS HARDWARE FITTING ACSR PANTHER | HWF.SS.A002 | ZSPR_ACT | ZSPR | NOS | 26 | 34798.79 | INR
5000 | Western Zone, Burla | 5100 | EHT (O&M) Circle, Balangir | 5102 | EHT (O&M) Division, Balangir | WL25 | 132/33 kV T/L S/S S/D Tushra_Line | 3000000846 | SS HARDWARE FITTING ACSR PANTHER | HWF.SS.A002 | ZSPR_ACT | ZSPR | NOS | 3 | 4015.25 | INR
5000 | Western Zone, Burla | 5100 | EHT (O&M) Circle, Balangir | 5102 | EHT (O&M) Division, Balangir | WL24 | 132/33 kV T/L S/S S/D Patnagarh_Line | 3000000846 | SS HARDWARE FITTING ACSR PANTHER | HWF.SS.A002 | ZSPR_ACT | ZSPR | NOS | 69 | 92350.64 | INR
5000 | Western Zone, Burla | 5100 | EHT (O&M) Circle, Balangir | 5102 | EHT (O&M) Division, Balangir | W125 | 132/33 kV T/L S/S S/D Tushra | 3000000847 | SS HARDWARE FITTING ACSR ZEBRA | HWF.SS.A003 | ZSPR_ACT | ZSPR | NOS | 439 | 894076.18 | INR
5000 | Western Zone, Burla | 5100 | EHT (O&M) Circle, Balangir | 5102 | EHT (O&M) Division, Balangir | WL12 | 220_Balangir New | 3000000847 | SS HARDWARE FITTING ACSR ZEBRA | HWF.SS.A003 | ZSPR_ACT | ZSPR | NOS | 4 | 8146.48 | INR
5000 | Western Zone, Burla | 5100 | EHT (O&M) Circle, Balangir | 5102 | EHT (O&M) Division, Balangir | W125 | 132/33 kV T/L S/S S/D Tushra | 3000000848 | SS H/W Fitting ACSR Moose | HWF.SS.A004 | ZSPR_ACT | ZSPR | NOS | 21 | 34372.8 | INR
5000 | Western Zone, Burla | 5100 | EHT (O&M) Circle, Balangir | 5102 | EHT (O&M) Division, Balangir | WL12 | 220_Balangir New | 3000000854 | SS HWF FOR ACSR ZEBRA AGS type | HWF.SS.A012 | ZSPR_FREE | ZSPR | NOS | 50 | 0 | INR
5000 | Western Zone, Burla | 5100 | EHT (O&M) Circle, Balangir | 5102 | EHT (O&M) Division, Balangir | WL27 | 132_Boudh | 3000000857 | SS HWF AGS type for 90 KN insulator | HWF.SS.A016 | ZSPR_ACT | ZSPR | NOS | 10 | 20991.09 | INR
5000 | Western Zone, Burla | 5100 | EHT (O&M) Circle, Balangir | 5102 | EHT (O&M) Division, Balangir | WL28 | 132_Birmahrajpur | 3000000857 | SS HWF AGS type for 90 KN insulator | HWF.SS.A016 | ZSPR_ACT | ZSPR | NOS | 32 | 67171.47 | INR
5000 | Western Zone, Burla | 5100 | EHT (O&M) Circle, Balangir | 5102 | EHT (O&M) Division, Balangir | W125 | 132/33 kV T/L S/S S/D Tushra | 3000000866 | CLAMP OF SS HWF FOR ACSR ZEBRA | HWF.SS.C003 | ZSPR_ACT | ZSPR | NOS | 256 | 2.56 | INR
5000 | Western Zone, Burla | 5100 | EHT (O&M) Circle, Balangir | 5102 | EHT (O&M) Division, Balangir | WL27 | 132_Boudh | 3000000877 | ST Hard wares fittings 120KN insulator | HWF.ST.A002 | ZSPR_ACT | ZSPR | NOS | 50 | 113776.96 | INR
5000 | Western Zone, Burla | 5100 | EHT (O&M) Circle, Balangir | 5102 | EHT (O&M) Division, Balangir | WL24 | 132/33 kV T/L S/S S/D Patnagarh_Line | 3000000877 | ST Hard wares fittings 120KN insulator | HWF.ST.A002 | ZSPR_US | ZSPR | NOS | 6 | 600 | INR
5000 | Western Zone, Burla | 5100 | EHT (O&M) Circle, Balangir | 5102 | EHT (O&M) Division, Balangir | WL29 | 132/33 kV T/L S/S S/D Sonepur_Line | 3000000877 | ST Hard wares fittings 120KN insulator | HWF.ST.A002 | ZSPR_ACT | ZSPR | NOS | 6 | 13653.24 | INR
5000 | Western Zone, Burla | 5100 | EHT (O&M) Circle, Balangir | 5102 | EHT (O&M) Division, Balangir | W125 | 132/33 kV T/L S/S S/D Tushra | 3000000878 | ST HWF FOR ACSR ZEBRA | HWF.ST.A003 | ZSPR_ACT | ZSPR | NOS | 1 | 1847.88 | INR
5000 | Western Zone, Burla | 5100 | EHT (O&M) Circle, Balangir | 5102 | EHT (O&M) Division, Balangir | WL12 | 220_Balangir New | 3000000884 | ST HARDWARE FITTING AAAC ZEBRA | HWF.ST.A010 | ZSPR_ACT | ZSPR | NOS | 23 | 43516 | INR
5000 | Western Zone, Burla | 5100 | EHT (O&M) Circle, Balangir | 5102 | EHT (O&M) Division, Balangir | WL25 | 132/33 kV T/L S/S S/D Tushra_Line | 3000000887 | ST HWF FOR 90KN INSULATOR | HWF.ST.A015 | ZSPR_FREE | ZSPR | NOS | 3 | 0 | INR
5000 | Western Zone, Burla | 5100 | EHT (O&M) Circle, Balangir | 5102 | EHT (O&M) Division, Balangir | W124 | 132/33 kV T/L S/S S/D Patnagarh | 3000000894 | DEAD END CLAMP OF ST HWF FOR ACSR ZEBRA | HWF.ST.C003 | ZSPR_ACT | ZSPR | NOS | 13 | 1300 | INR
5000 | Western Zone, Burla | 5100 | EHT (O&M) Circle, Balangir | 5102 | EHT (O&M) Division, Balangir | WL24 | 132/33 kV T/L S/S S/D Patnagarh_Line | 3000000906 | TENSION CLAMP FOR EARTHWIRE | HWF.TC.EW.A002 | ZSPR_ACT | ZSPR | NOS | 7 | 1394.68 | INR
5000 | Western Zone, Burla | 5100 | EHT (O&M) Circle, Balangir | 5102 | EHT (O&M) Division, Balangir | W128 | 132/33 kV Grid S/S S/D Birmaharajpur | 3000000918 | Emergency Lighting DB | ILWR.SW.BOARD.C001 | ZSPR_ACT | ZSPR | SET | 1 | 95876.38 | INR
5000 | Western Zone, Burla | 5100 | EHT (O&M) Circle, Balangir | 5102 | EHT (O&M) Division, Balangir | W129 | 132/33 kV T/L S/S S/D Sonepur | 3000000925 | ROTARY SWITCH | ILWR.SWITCH.G001 | ZSPR_ACT | ZSPR | NOS | 5 | 13418.2 | INR
5000 | Western Zone, Burla | 5100 | EHT (O&M) Circle, Balangir | 5102 | EHT (O&M) Division, Balangir | W123 | 132/33 kV T/L S/S S/D Balangir | 3000000925 | ROTARY SWITCH | ILWR.SWITCH.G001 | ZSPR_ACT | ZSPR | NOS | 7 | 18785.48 | INR
5000 | Western Zone, Burla | 5100 | EHT (O&M) Circle, Balangir | 5102 | EHT (O&M) Division, Balangir | W123 | 132/33 kV T/L S/S S/D Balangir | 3000000930 | 70KN ANTIFOG DISC INSULATOR | INS.AF.DISC.B001 | ZSPR_ACT | ZSPR | NOS | 10 | 1000 | INR
5000 | Western Zone, Burla | 5100 | EHT (O&M) Circle, Balangir | 5102 | EHT (O&M) Division, Balangir | WL25 | 132/33 kV T/L S/S S/D Tushra_Line | 3000000931 | 90KN ANTIFOG DISC INSULATOR | INS.AF.DISC.B002 | ZSPR_ACT | ZSPR | NOS | 311 | 271521.46 | INR
5000 | Western Zone, Burla | 5100 | EHT (O&M) Circle, Balangir | 5102 | EHT (O&M) Division, Balangir | W125 | 132/33 kV T/L S/S S/D Tushra | 3000000931 | 90KN ANTIFOG DISC INSULATOR | INS.AF.DISC.B002 | ZSPR_ACT | ZSPR | NOS | 211 | 184215.52 | INR
5000 | Western Zone, Burla | 5100 | EHT (O&M) Circle, Balangir | 5102 | EHT (O&M) Division, Balangir | WL28 | 132_Birmahrajpur | 3000000932 | 120KN ANTIFOG DISC INSULATOR | INS.AF.DISC.B003 | ZSPR_ACT | ZSPR | NOS | 237 | 223842.64 | INR
5000 | Western Zone, Burla | 5100 | EHT (O&M) Circle, Balangir | 5102 | EHT (O&M) Division, Balangir | WL25 | 132/33 kV T/L S/S S/D Tushra_Line | 3000000932 | 120KN ANTIFOG DISC INSULATOR | INS.AF.DISC.B003 | ZSPR_ACT | ZSPR | NOS | 118 | 111449.08 | INR
5000 | Western Zone, Burla | 5100 | EHT (O&M) Circle, Balangir | 5102 | EHT (O&M) Division, Balangir | W122 | 220/132/33 kV S/S S/D Balangir | 3000000933 | 160KN ANTIFOG DISC INSULATOR | INS.AF.DISC.B004 | ZSPR_ACT | ZSPR | NOS | 58 | 54673.64 | INR
5000 | Western Zone, Burla | 5100 | EHT (O&M) Circle, Balangir | 5102 | EHT (O&M) Division, Balangir | W128 | 132/33 kV Grid S/S S/D Birmaharajpur | 3000000943 | 33 KV Bus Post Insulator | INS.POR.BPI.C001 | ZSPR_ACT | ZSPR | NOS | 4 | 333.55 | INR
5000 | Western Zone, Burla | 5100 | EHT (O&M) Circle, Balangir | 5102 | EHT (O&M) Division, Balangir | W123 | 132/33 kV T/L S/S S/D Balangir | 3000000943 | 33 KV Bus Post Insulator | INS.POR.BPI.C001 | ZSPR_ACT | ZSPR | NOS | 80 | 6670.98 | INR
5000 | Western Zone, Burla | 5100 | EHT (O&M) Circle, Balangir | 5102 | EHT (O&M) Division, Balangir | W125 | 132/33 kV T/L S/S S/D Tushra | 3000000944 | 132 KV BUS POST INSULATORS | INS.POR.BPI.D001 | ZSPR_ACT | ZSPR | NOS | 3 | 40086.36 | INR
5000 | Western Zone, Burla | 5100 | EHT (O&M) Circle, Balangir | 5102 | EHT (O&M) Division, Balangir | W128 | 132/33 kV Grid S/S S/D Birmaharajpur | 3000000944 | 132 KV BUS POST INSULATORS | INS.POR.BPI.D001 | ZSPR_ACT | ZSPR | NOS | 2 | 26724.24 | INR
5000 | Western Zone, Burla | 5100 | EHT (O&M) Circle, Balangir | 5102 | EHT (O&M) Division, Balangir | W124 | 132/33 kV T/L S/S S/D Patnagarh | 3000000944 | 132 KV BUS POST INSULATORS | INS.POR.BPI.D001 | ZSPR_SUP | ZSPR | NOS | 1 | 100 | INR
5000 | Western Zone, Burla | 5100 | EHT (O&M) Circle, Balangir | 5102 | EHT (O&M) Division, Balangir | W124 | 132/33 kV T/L S/S S/D Patnagarh | 3000000944 | 132 KV BUS POST INSULATORS | INS.POR.BPI.D001 | ZSPR_ACT | ZSPR | NOS | 1 | 13362.12 | INR
5000 | Western Zone, Burla | 5100 | EHT (O&M) Circle, Balangir | 5102 | EHT (O&M) Division, Balangir | W122 | 220/132/33 kV S/S S/D Balangir | 3000000946 | 70KN PORCELAIN DISC INSULATOR | INS.POR.DISC.B001 | ZSPR_ACT | ZSPR | NOS | 35 | 12426.79 | INR
5000 | Western Zone, Burla | 5100 | EHT (O&M) Circle, Balangir | 5102 | EHT (O&M) Division, Balangir | WL24 | 132/33 kV T/L S/S S/D Patnagarh_Line | 3000000946 | 70KN PORCELAIN DISC INSULATOR | INS.POR.DISC.B001 | ZSPR_ACT | ZSPR | NOS | 300 | 106515.37 | INR
5000 | Western Zone, Burla | 5100 | EHT (O&M) Circle, Balangir | 5102 | EHT (O&M) Division, Balangir | WL29 | 132/33 kV T/L S/S S/D Sonepur_Line | 3000000946 | 70KN PORCELAIN DISC INSULATOR | INS.POR.DISC.B001 | ZSPR_ACT | ZSPR | NOS | 244 | 86632.49 | INR
5000 | Western Zone, Burla | 5100 | EHT (O&M) Circle, Balangir | 5102 | EHT (O&M) Division, Balangir | WL24 | 132/33 kV T/L S/S S/D Patnagarh_Line | 3000000947 | 90KN PORCELAIN DISC INSULATOR | INS.POR.DISC.B002 | ZSPR_ACT | ZSPR | NOS | 8 | 3451.04 | INR
5000 | Western Zone, Burla | 5100 | EHT (O&M) Circle, Balangir | 5102 | EHT (O&M) Division, Balangir | W122 | 220/132/33 kV S/S S/D Balangir | 3000000947 | 90KN PORCELAIN DISC INSULATOR | INS.POR.DISC.B002 | ZSPR_ACT | ZSPR | NOS | 35 | 15098.3 | INR
5000 | Western Zone, Burla | 5100 | EHT (O&M) Circle, Balangir | 5102 | EHT (O&M) Division, Balangir | WL27 | 132_Boudh | 3000000948 | 120KN PORCELAIN DISC INSULATOR | INS.POR.DISC.B003 | ZSPR_ACT | ZSPR | NOS | 532 | 534259.94 | INR
5000 | Western Zone, Burla | 5100 | EHT (O&M) Circle, Balangir | 5102 | EHT (O&M) Division, Balangir | WL12 | 220_Balangir New | 3000000948 | 120KN PORCELAIN DISC INSULATOR | INS.POR.DISC.B003 | ZSPR_ACT | ZSPR | NOS | 33 | 33140.18 | INR
5000 | Western Zone, Burla | 5100 | EHT (O&M) Circle, Balangir | 5102 | EHT (O&M) Division, Balangir | WL24 | 132/33 kV T/L S/S S/D Patnagarh_Line | 3000000948 | 120KN PORCELAIN DISC INSULATOR | INS.POR.DISC.B003 | ZSPR_ACT | ZSPR | NOS | 2 | 2008.5 | INR
5000 | Western Zone, Burla | 5100 | EHT (O&M) Circle, Balangir | 5102 | EHT (O&M) Division, Balangir | W125 | 132/33 kV T/L S/S S/D Tushra | 3000000953 | 90KN 220KV PORCELAIN LONG ROD | INS.POR.LR.B001 | ZSPR_ACT | ZSPR | NOS | 1444 | 15768624.4 | INR
5000 | Western Zone, Burla | 5100 | EHT (O&M) Circle, Balangir | 5102 | EHT (O&M) Division, Balangir | WL24 | 132/33 kV T/L S/S S/D Patnagarh_Line | 3000000954 | 132KV LR 90KN PORCELAIN INSULATOR | INS.POR.LR.D002 | ZSPR_ACT | ZSPR | NOS | 12 | 70924.68 | INR
5000 | Western Zone, Burla | 5100 | EHT (O&M) Circle, Balangir | 5102 | EHT (O&M) Division, Balangir | WL24 | 132/33 kV T/L S/S S/D Patnagarh_Line | 3000000955 | 120KN 132 KV PORCELAIN LONG ROD | INS.POR.LR.D003 | ZSPR_ACT | ZSPR | NOS | 11 | 87777.8 | INR
5000 | Western Zone, Burla | 5100 | EHT (O&M) Circle, Balangir | 5102 | EHT (O&M) Division, Balangir | W127 | 132/33 kV S/S S/D Boudh | 3000000976 | ACDB for Yard Kiosk | MISC.ACDB.A001 | ZSPR_US | ZSPR | NOS | 2 | 0.02 | INR
5000 | Western Zone, Burla | 5100 | EHT (O&M) Circle, Balangir | 5102 | EHT (O&M) Division, Balangir | W123 | 132/33 kV T/L S/S S/D Balangir | 3000000982 | ALLUMINIUM BINDING TAPE | MISC.ALBINDTAPE.A001 | ZSPR_ACT | ZSPR | KG | 3 | 89.77 | INR
5000 | Western Zone, Burla | 5100 | EHT (O&M) Circle, Balangir | 5102 | EHT (O&M) Division, Balangir | W124 | 132/33 kV T/L S/S S/D Patnagarh | 3000000982 | ALLUMINIUM BINDING TAPE | MISC.ALBINDTAPE.A001 | ZSPR_ACT | ZSPR | KG | 15 | 448.88 | INR
5000 | Western Zone, Burla | 5100 | EHT (O&M) Circle, Balangir | 5102 | EHT (O&M) Division, Balangir | W129 | 132/33 kV T/L S/S S/D Sonepur | 3000000982 | ALLUMINIUM BINDING TAPE | MISC.ALBINDTAPE.A001 | ZSPR_ACT | ZSPR | KG | 3 | 89.77 | INR
5000 | Western Zone, Burla | 5100 | EHT (O&M) Circle, Balangir | 5102 | EHT (O&M) Division, Balangir | W129 | 132/33 kV T/L S/S S/D Sonepur | 3000000983 | Bimetallic Sheet | MISC.B.SHEET.A001 | ZSPR_ACT | ZSPR | NOS | 2 | 56.58 | INR
5000 | Western Zone, Burla | 5100 | EHT (O&M) Circle, Balangir | 5102 | EHT (O&M) Division, Balangir | W123 | 132/33 kV T/L S/S S/D Balangir | 3000000987 | CHANNELS in kg | MISC.CHANNEL.A001 | ZSPR_ACT | ZSPR | KG | 2 | 40 | INR
5000 | Western Zone, Burla | 5100 | EHT (O&M) Circle, Balangir | 5102 | EHT (O&M) Division, Balangir | W128 | 132/33 kV Grid S/S S/D Birmaharajpur | 3000000992 | PT/IVT/CVT CONSOLE BOX | MISC.CONSOLE.A001 | ZSPR_ACT | ZSPR | NOS | 2 | 23195.76 | INR
5000 | Western Zone, Burla | 5100 | EHT (O&M) Circle, Balangir | 5102 | EHT (O&M) Division, Balangir | W124 | 132/33 kV T/L S/S S/D Patnagarh | 3000000996 | CT CONSOLE BOX | MISC.CT.CONSOLE.A001 | ZSPR_ACT | ZSPR | NOS | 1 | 3500 | INR
5000 | Western Zone, Burla | 5100 | EHT (O&M) Circle, Balangir | 5102 | EHT (O&M) Division, Balangir | W125 | 132/33 kV T/L S/S S/D Tushra | 3000001002 | EMPTY Tfr OIL BARREL | MISC.EMPTYBRL.A001 | ZSPR_ACT | ZSPR | NOS | 131 | 11499.33 | INR
5000 | Western Zone, Burla | 5100 | EHT (O&M) Circle, Balangir | 5102 | EHT (O&M) Division, Balangir | W123 | 132/33 kV T/L S/S S/D Balangir | 3000001002 | EMPTY Tfr OIL BARREL | MISC.EMPTYBRL.A001 | ZSPR_ACT | ZSPR | NOS | 68 | 5969.12 | INR
5000 | Western Zone, Burla | 5100 | EHT (O&M) Circle, Balangir | 5102 | EHT (O&M) Division, Balangir | W122 | 220/132/33 kV S/S S/D Balangir | 3000001002 | EMPTY Tfr OIL BARREL | MISC.EMPTYBRL.A001 | ZSPR_SUP | ZSPR | NOS | 220 | 2.2 | INR
5000 | Western Zone, Burla | 5100 | EHT (O&M) Circle, Balangir | 5102 | EHT (O&M) Division, Balangir | W123 | 132/33 kV T/L S/S S/D Balangir | 3000001002 | EMPTY Tfr OIL BARREL | MISC.EMPTYBRL.A001 | ZSPR_US | ZSPR | NOS | 10 | 1346.9 | INR
5000 | Western Zone, Burla | 5100 | EHT (O&M) Circle, Balangir | 5102 | EHT (O&M) Division, Balangir | W124 | 132/33 kV T/L S/S S/D Patnagarh | 3000001002 | EMPTY Tfr OIL BARREL | MISC.EMPTYBRL.A001 | ZSPR_ACT | ZSPR | NOS | 88 | 7724.74 | INR
5000 | Western Zone, Burla | 5100 | EHT (O&M) Circle, Balangir | 5102 | EHT (O&M) Division, Balangir | W128 | 132/33 kV Grid S/S S/D Birmaharajpur | 3000001007 | FLEXIBLE COPPER EARTH BOND | MISC.FL.CU.BOND.A001 | ZSPR_ACT | ZSPR | NOS | 50 | 75756.34 | INR
5000 | Western Zone, Burla | 5100 | EHT (O&M) Circle, Balangir | 5102 | EHT (O&M) Division, Balangir | WL24 | 132/33 kV T/L S/S S/D Patnagarh_Line | 3000001008 | FLEXIBLE EARTH BOND | MISC.FL.E.BOND.A001 | ZSPR_ACT | ZSPR | NOS | 40 | 10494 | INR
5000 | Western Zone, Burla | 5100 | EHT (O&M) Circle, Balangir | 5102 | EHT (O&M) Division, Balangir | W123 | 132/33 kV T/L S/S S/D Balangir | 3000001017 | 125X70 MM R S JOIST | MISC.JOIST.A005 | ZSPR_ACT | ZSPR | MT | 0.15 | 3000 | INR
5000 | Western Zone, Burla | 5100 | EHT (O&M) Circle, Balangir | 5102 | EHT (O&M) Division, Balangir | W129 | 132/33 kV T/L S/S S/D Sonepur | 3000001036 | ISOLATOR PAD PLATE | MISC.PADPLATE.A001 | ZSPR_ACT | ZSPR | NOS | 8 | 1412.88 | INR
5000 | Western Zone, Burla | 5100 | EHT (O&M) Circle, Balangir | 5102 | EHT (O&M) Division, Balangir | W123 | 132/33 kV T/L S/S S/D Balangir | 3000001042 | 105 LB RAIL POLE | MISC.RAILPOLE.A007 | ZSPR_ACT | ZSPR | MT | 0.018 | 3600 | INR
5000 | Western Zone, Burla | 5100 | EHT (O&M) Circle, Balangir | 5102 | EHT (O&M) Division, Balangir | W123 | 132/33 kV T/L S/S S/D Balangir | 3000001047 | 12 MM MANILA ROPE | MISC.ROPE.A001 | ZSPR_ACT | ZSPR | KM | 0.006 | 10.26 | INR
5000 | Western Zone, Burla | 5100 | EHT (O&M) Circle, Balangir | 5102 | EHT (O&M) Division, Balangir | W123 | 132/33 kV T/L S/S S/D Balangir | 3000001048 | 18 MM MANILA ROPE | MISC.ROPE.A003 | ZSPR_ACT | ZSPR | KM | 0.02 | 20 | INR
5000 | Western Zone, Burla | 5100 | EHT (O&M) Circle, Balangir | 5102 | EHT (O&M) Division, Balangir | W129 | 132/33 kV T/L S/S S/D Sonepur | 3000001051 | 12 MM POLYPROPELENE ROPE | MISC.ROPE.B001 | ZSPR_ACT | ZSPR | KG | 15 | 4040.61 | INR
5000 | Western Zone, Burla | 5100 | EHT (O&M) Circle, Balangir | 5102 | EHT (O&M) Division, Balangir | W124 | 132/33 kV T/L S/S S/D Patnagarh | 3000001051 | 12 MM POLYPROPELENE ROPE | MISC.ROPE.B001 | ZSPR_ACT | ZSPR | KG | 60 | 16162.44 | INR
5000 | Western Zone, Burla | 5100 | EHT (O&M) Circle, Balangir | 5102 | EHT (O&M) Division, Balangir | W123 | 132/33 kV T/L S/S S/D Balangir | 3000001052 | 16 MM POLYPROPELENE ROPE | MISC.ROPE.B002 | ZSPR_ACT | ZSPR | KG | 27 | 2570.67 | INR
5000 | Western Zone, Burla | 5100 | EHT (O&M) Circle, Balangir | 5102 | EHT (O&M) Division, Balangir | W123 | 132/33 kV T/L S/S S/D Balangir | 3000001054 | 20 /22 MM POLYPROPELENE ROPE | MISC.ROPE.B004 | ZSPR_ACT | ZSPR | KG | 24 | 2729.28 | INR
5000 | Western Zone, Burla | 5100 | EHT (O&M) Circle, Balangir | 5102 | EHT (O&M) Division, Balangir | W123 | 132/33 kV T/L S/S S/D Balangir | 3000001059 | STEEL ROPE 10 MM | MISC.ROPE.C001 | ZSPR_ACT | ZSPR | KM | 0.18 | 35645.4 | INR
5000 | Western Zone, Burla | 5100 | EHT (O&M) Circle, Balangir | 5102 | EHT (O&M) Division, Balangir | W122 | 220/132/33 kV S/S S/D Balangir | 3000001067 | 50 Kg SF6 gas Cylinder | MISC.SF6CYLNDR.A002 | ZSPR_SUP | ZSPR | NOS | 2 | 0.02 | INR
5000 | Western Zone, Burla | 5100 | EHT (O&M) Circle, Balangir | 5102 | EHT (O&M) Division, Balangir | W124 | 132/33 kV T/L S/S S/D Patnagarh | 3000001067 | 50 Kg SF6 gas Cylinder | MISC.SF6CYLNDR.A002 | ZSPR_ACT | ZSPR | NOS | 1 | 59354.87 | INR
5000 | Western Zone, Burla | 5100 | EHT (O&M) Circle, Balangir | 5102 | EHT (O&M) Division, Balangir | W123 | 132/33 kV T/L S/S S/D Balangir | 3000001071 | 50KG SF6 EMPTY GAS CYLINDER | MISC.SF6CYLNDR.B002 | ZSPR_ACT | ZSPR | NOS | 1 | 522.48 | INR
5000 | Western Zone, Burla | 5100 | EHT (O&M) Circle, Balangir | 5102 | EHT (O&M) Division, Balangir | W125 | 132/33 kV T/L S/S S/D Tushra | 3000001075 | 9/8KG SF6 EMPTY GAS CYLINDER | MISC.SF6CYLNDR.B008 | ZSPR_ACT | ZSPR | NOS | 5 | 0.05 | INR
5000 | Western Zone, Burla | 5100 | EHT (O&M) Circle, Balangir | 5102 | EHT (O&M) Division, Balangir | W124 | 132/33 kV T/L S/S S/D Patnagarh | 3000001075 | 9/8KG SF6 EMPTY GAS CYLINDER | MISC.SF6CYLNDR.B008 | ZSPR_SUP | ZSPR | NOS | 4 | 0.04 | INR
5000 | Western Zone, Burla | 5100 | EHT (O&M) Circle, Balangir | 5102 | EHT (O&M) Division, Balangir | W123 | 132/33 kV T/L S/S S/D Balangir | 3000001077 | SAFTY HELMET | MISC.SFTYHELMET.A002 | ZSPR_ACT | ZSPR | NOS | 15 | 2573.7 | INR
5000 | Western Zone, Burla | 5100 | EHT (O&M) Circle, Balangir | 5102 | EHT (O&M) Division, Balangir | W124 | 132/33 kV T/L S/S S/D Patnagarh | 3000001078 | SILICAGEL USEFUL FOR Tfr | MISC.SILICAGEL.A001 | ZSPR_ACT | ZSPR | KG | 50 | 2465.33 | INR
5000 | Western Zone, Burla | 5100 | EHT (O&M) Circle, Balangir | 5102 | EHT (O&M) Division, Balangir | W122 | 220/132/33 kV S/S S/D Balangir | 3000001086 | 3-Phase 4Wire TEST TERMINAL BLOCK / TTB | MISC.TBLOCK.A001 | ZSPR_SH | ZSPR | NOS | 6 | 6 | INR
5000 | Western Zone, Burla | 5100 | EHT (O&M) Circle, Balangir | 5102 | EHT (O&M) Division, Balangir | W124 | 132/33 kV T/L S/S S/D Patnagarh | 3000001087 | Terminal Block of 2.5 Sq. mm size | MISC.TBLOCK.A002 | ZSPR_ACT | ZSPR | NOS | 230 | 12650 | INR
5000 | Western Zone, Burla | 5100 | EHT (O&M) Circle, Balangir | 5102 | EHT (O&M) Division, Balangir | W124 | 132/33 kV T/L S/S S/D Patnagarh | 3000001088 | Disconnected type Terminal block | MISC.TBLOCK.A003 | ZSPR_ACT | ZSPR | NOS | 30 | 3960 | INR
5000 | Western Zone, Burla | 5100 | EHT (O&M) Circle, Balangir | 5102 | EHT (O&M) Division, Balangir | W122 | 220/132/33 kV S/S S/D Balangir | 3000001095 | USED/ OLD Tfr OIL | MISC.TFROIL.A002 | ZSPR_SH | ZSPR | L | 500 | 7370 | INR
5000 | Western Zone, Burla | 5100 | EHT (O&M) Circle, Balangir | 5102 | EHT (O&M) Division, Balangir | W123 | 132/33 kV T/L S/S S/D Balangir | 3000001097 | FILTERED Tfr OIL | MISC.TFROIL.A004 | ZSPR_ACT | ZSPR | L | 100 | 9524 | INR
5000 | Western Zone, Burla | 5100 | EHT (O&M) Circle, Balangir | 5102 | EHT (O&M) Division, Balangir | W123 | 132/33 kV T/L S/S S/D Balangir | 3000001105 | 0.2s ACCURACY CLASS AEM WITH ACCESSORIES | MTR.0.2S.AEM.A001 | ZSPR_ACT | ZSPR | NOS | 2 | 202370 | INR
5000 | Western Zone, Burla | 5100 | EHT (O&M) Circle, Balangir | 5102 | EHT (O&M) Division, Balangir | W129 | 132/33 kV T/L S/S S/D Sonepur | 3000001105 | 0.2s ACCURACY CLASS AEM WITH ACCESSORIES | MTR.0.2S.AEM.A001 | ZSPR_ACT | ZSPR | NOS | 2 | 202370 | INR
5000 | Western Zone, Burla | 5100 | EHT (O&M) Circle, Balangir | 5102 | EHT (O&M) Division, Balangir | W124 | 132/33 kV T/L S/S S/D Patnagarh | 3000001115 | Digital AC Ammeter | MTR.AMMETER.D.A003 | ZSPR_ACT | ZSPR | NOS | 3 | 11664 | INR
5000 | Western Zone, Burla | 5100 | EHT (O&M) Circle, Balangir | 5102 | EHT (O&M) Division, Balangir | W122 | 220/132/33 kV S/S S/D Balangir | 3000001120 | APEX METERING PANEL | MTR.APEXPNL.A001 | ZSPR_ACT | ZSPR | NOS | 4 | 381568 | INR
5000 | Western Zone, Burla | 5100 | EHT (O&M) Circle, Balangir | 5102 | EHT (O&M) Division, Balangir | W129 | 132/33 kV T/L S/S S/D Sonepur | 3000001125 | 3-PHASE ANALOG KILO WATT HOUR METER | MTR.KWHMETER.A.A003 | ZSPR_ACT | ZSPR | NOS | 6 | 30000 | INR
5000 | Western Zone, Burla | 5100 | EHT (O&M) Circle, Balangir | 5102 | EHT (O&M) Division, Balangir | W122 | 220/132/33 kV S/S S/D Balangir | 3000001128 | 3P DIGITAL KILO WATT HOUR METER | MTR.KWHMETER.D.A003 | ZSPR_SH | ZSPR | NOS | 10 | 10 | INR
5000 | Western Zone, Burla | 5100 | EHT (O&M) Circle, Balangir | 5102 | EHT (O&M) Division, Balangir | W127 | 132/33 kV S/S S/D Boudh | 3000001128 | 3P DIGITAL KILO WATT HOUR METER | MTR.KWHMETER.D.A003 | ZSPR_ACT | ZSPR | NOS | 2 | 0.02 | INR
5000 | Western Zone, Burla | 5100 | EHT (O&M) Circle, Balangir | 5102 | EHT (O&M) Division, Balangir | W125 | 132/33 kV T/L S/S S/D Tushra | 3000001131 | MVAR Meter along with Transducer | MTR.MVAR.TDCR.A001 | ZSPR_ACT | ZSPR | NOS | 2 | 0.02 | INR
5000 | Western Zone, Burla | 5100 | EHT (O&M) Circle, Balangir | 5102 | EHT (O&M) Division, Balangir | W125 | 132/33 kV T/L S/S S/D Tushra | 3000001134 | Digital MW Meter with externalTransducer | MTR.MW.TDCR.A001 | ZSPR_ACT | ZSPR | NOS | 2 | 0.02 | INR
5000 | Western Zone, Burla | 5100 | EHT (O&M) Circle, Balangir | 5102 | EHT (O&M) Division, Balangir | W124 | 132/33 kV T/L S/S S/D Patnagarh | 3000001136 | 33KV Mega watt meter (Digital) | MTR.MWMETER.D.A001 | ZSPR_ACT | ZSPR | NOS | 1 | 6474 | INR
5000 | Western Zone, Burla | 5100 | EHT (O&M) Circle, Balangir | 5102 | EHT (O&M) Division, Balangir | W129 | 132/33 kV T/L S/S S/D Sonepur | 3000001140 | AC SP 2wire 240V 20-40A Static Meter | MTR.SECURE.A001 | ZSPR_ACT | ZSPR | NOS | 3 | 15000 | INR
5000 | Western Zone, Burla | 5100 | EHT (O&M) Circle, Balangir | 5102 | EHT (O&M) Division, Balangir | W124 | 132/33 kV T/L S/S S/D Patnagarh | 3000001150 | DIGITAL VOLTMETER | MTR.VOLTMETER.D.B001 | ZSPR_ACT | ZSPR | NOS | 2 | 7776 | INR
5000 | Western Zone, Burla | 5100 | EHT (O&M) Circle, Balangir | 5102 | EHT (O&M) Division, Balangir | W125 | 132/33 kV T/L S/S S/D Tushra | 3000001153 | ASSORTED SIZE FOUNDATION NUT & BOLT | NBW.ASRT.FDNB.A001 | ZSPR_ACT | ZSPR | NOS | 12 | 0.12 | INR
5000 | Western Zone, Burla | 5100 | EHT (O&M) Circle, Balangir | 5102 | EHT (O&M) Division, Balangir | WL28 | 132_Birmahrajpur | 3000001154 | NUTS AND BOLTS | NBW.ASRT.GINB.A001 | ZSPR_ACT | ZSPR | KG | 4045 | 407772.74 | INR
5000 | Western Zone, Burla | 5100 | EHT (O&M) Circle, Balangir | 5102 | EHT (O&M) Division, Balangir | WL12 | 220_Balangir New | 3000001154 | NUTS AND BOLTS | NBW.ASRT.GINB.A001 | ZSPR_ACT | ZSPR | KG | 2019 | 203533.54 | INR
5000 | Western Zone, Burla | 5100 | EHT (O&M) Circle, Balangir | 5102 | EHT (O&M) Division, Balangir | W125 | 132/33 kV T/L S/S S/D Tushra | 3000001154 | NUTS AND BOLTS | NBW.ASRT.GINB.A001 | ZSPR_ACT | ZSPR | KG | 5393 | 543663.37 | INR
5000 | Western Zone, Burla | 5100 | EHT (O&M) Circle, Balangir | 5102 | EHT (O&M) Division, Balangir | W125 | 132/33 kV T/L S/S S/D Tushra | 3000001159 | 25 X 1040 BOTHEND THREAD FNB | NBW.FDN.NB.A011 | ZSPR_ACT | ZSPR | NOS | 8 | 0.08 | INR
5000 | Western Zone, Burla | 5100 | EHT (O&M) Circle, Balangir | 5102 | EHT (O&M) Division, Balangir | W124 | 132/33 kV T/L S/S S/D Patnagarh | 3000001181 | 16 X 30 MM GI HALF THREAD NUT & BOLT | NBW.GINB.A005 | ZSPR_ACT | ZSPR | KG | 4 | 800 | INR
5000 | Western Zone, Burla | 5100 | EHT (O&M) Circle, Balangir | 5102 | EHT (O&M) Division, Balangir | WL24 | 132/33 kV T/L S/S S/D Patnagarh_Line | 3000001181 | 16 X 30 MM GI HALF THREAD NUT & BOLT | NBW.GINB.A005 | ZSPR_ACT | ZSPR | KG | 50 | 10000 | INR
5000 | Western Zone, Burla | 5100 | EHT (O&M) Circle, Balangir | 5102 | EHT (O&M) Division, Balangir | W124 | 132/33 kV T/L S/S S/D Patnagarh | 3000001182 | 16 X 35 MM GI HALF THREAD NUT & BOLT | NBW.GINB.A006 | ZSPR_ACT | ZSPR | KG | 25 | 5762.75 | INR
5000 | Western Zone, Burla | 5100 | EHT (O&M) Circle, Balangir | 5102 | EHT (O&M) Division, Balangir | WL12 | 220_Balangir New | 3000001182 | 16 X 35 MM GI HALF THREAD NUT & BOLT | NBW.GINB.A006 | ZSPR_ACT | ZSPR | KG | 25 | 5762.75 | INR
5000 | Western Zone, Burla | 5100 | EHT (O&M) Circle, Balangir | 5102 | EHT (O&M) Division, Balangir | WL24 | 132/33 kV T/L S/S S/D Patnagarh_Line | 3000001182 | 16 X 35 MM GI HALF THREAD NUT & BOLT | NBW.GINB.A006 | ZSPR_ACT | ZSPR | KG | 200 | 46102 | INR
5000 | Western Zone, Burla | 5100 | EHT (O&M) Circle, Balangir | 5102 | EHT (O&M) Division, Balangir | WL24 | 132/33 kV T/L S/S S/D Patnagarh_Line | 3000001183 | 16 X 40 MM GI HALF THREAD NUT & BOLT | NBW.GINB.A007 | ZSPR_ACT | ZSPR | KG | 50 | 5582.75 | INR
5000 | Western Zone, Burla | 5100 | EHT (O&M) Circle, Balangir | 5102 | EHT (O&M) Division, Balangir | WL24 | 132/33 kV T/L S/S S/D Patnagarh_Line | 3000001184 | 16 X 45 MM GI HALF THREAD NUT & BOLT | NBW.GINB.A008 | ZSPR_ACT | ZSPR | KG | 5 | 585.45 | INR
5000 | Western Zone, Burla | 5100 | EHT (O&M) Circle, Balangir | 5102 | EHT (O&M) Division, Balangir | W124 | 132/33 kV T/L S/S S/D Patnagarh | 3000001184 | 16 X 45 MM GI HALF THREAD NUT & BOLT | NBW.GINB.A008 | ZSPR_ACT | ZSPR | KG | 10 | 1170.9 | INR
5000 | Western Zone, Burla | 5100 | EHT (O&M) Circle, Balangir | 5102 | EHT (O&M) Division, Balangir | WL12 | 220_Balangir New | 3000001185 | 16X50MM GI HALF THREAD NUT & BOLT | NBW.GINB.A009 | ZSPR_ACT | ZSPR | KG | 20 | 2461.6 | INR
5000 | Western Zone, Burla | 5100 | EHT (O&M) Circle, Balangir | 5102 | EHT (O&M) Division, Balangir | W124 | 132/33 kV T/L S/S S/D Patnagarh | 3000001185 | 16X50MM GI HALF THREAD NUT & BOLT | NBW.GINB.A009 | ZSPR_ACT | ZSPR | KG | 5 | 615.4 | INR
5000 | Western Zone, Burla | 5100 | EHT (O&M) Circle, Balangir | 5102 | EHT (O&M) Division, Balangir | W124 | 132/33 kV T/L S/S S/D Patnagarh | 3000001186 | 16X55MM GI HALF THREAD NUT & BOLT | NBW.GINB.A010 | ZSPR_ACT | ZSPR | KG | 10 | 1070.3 | INR
5000 | Western Zone, Burla | 5100 | EHT (O&M) Circle, Balangir | 5102 | EHT (O&M) Division, Balangir | WL12 | 220_Balangir New | 3000001186 | 16X55MM GI HALF THREAD NUT & BOLT | NBW.GINB.A010 | ZSPR_ACT | ZSPR | KG | 25 | 2675.75 | INR
5000 | Western Zone, Burla | 5100 | EHT (O&M) Circle, Balangir | 5102 | EHT (O&M) Division, Balangir | WL24 | 132/33 kV T/L S/S S/D Patnagarh_Line | 3000001186 | 16X55MM GI HALF THREAD NUT & BOLT | NBW.GINB.A010 | ZSPR_ACT | ZSPR | KG | 450 | 48163.5 | INR
5000 | Western Zone, Burla | 5100 | EHT (O&M) Circle, Balangir | 5102 | EHT (O&M) Division, Balangir | W122 | 220/132/33 kV S/S S/D Balangir | 3000001187 | 16X60MM GI HALF THREAD NUT & BOLT | NBW.GINB.A011 | ZSPR_ACT | ZSPR | KG | 100 | 8614.18 | INR
5000 | Western Zone, Burla | 5100 | EHT (O&M) Circle, Balangir | 5102 | EHT (O&M) Division, Balangir | W124 | 132/33 kV T/L S/S S/D Patnagarh | 3000001187 | 16X60MM GI HALF THREAD NUT & BOLT | NBW.GINB.A011 | ZSPR_ACT | ZSPR | KG | 10 | 861.42 | INR
5000 | Western Zone, Burla | 5100 | EHT (O&M) Circle, Balangir | 5102 | EHT (O&M) Division, Balangir | WL24 | 132/33 kV T/L S/S S/D Patnagarh_Line | 3000001187 | 16X60MM GI HALF THREAD NUT & BOLT | NBW.GINB.A011 | ZSPR_ACT | ZSPR | KG | 440 | 37902.4 | INR
5000 | Western Zone, Burla | 5100 | EHT (O&M) Circle, Balangir | 5102 | EHT (O&M) Division, Balangir | W122 | 220/132/33 kV S/S S/D Balangir | 3000001188 | 16X65MM GI HALF THREAD NUT & BOLT | NBW.GINB.A012 | ZSPR_ACT | ZSPR | KG | 100 | 10703 | INR
5000 | Western Zone, Burla | 5100 | EHT (O&M) Circle, Balangir | 5102 | EHT (O&M) Division, Balangir | WL24 | 132/33 kV T/L S/S S/D Patnagarh_Line | 3000001189 | 16X70MM GI HALF THREAD NUT & BOLT | NBW.GINB.A013 | ZSPR_ACT | ZSPR | KG | 60 | 6000 | INR
5000 | Western Zone, Burla | 5100 | EHT (O&M) Circle, Balangir | 5102 | EHT (O&M) Division, Balangir | WL24 | 132/33 kV T/L S/S S/D Patnagarh_Line | 3000001245 | 16 X 5MM THICK PACK / FLAT GI WASHER | NBW.GIWSR.A015 | ZSPR_ACT | ZSPR | KG | 300 | 27717 | INR
5000 | Western Zone, Burla | 5100 | EHT (O&M) Circle, Balangir | 5102 | EHT (O&M) Division, Balangir | WL24 | 132/33 kV T/L S/S S/D Patnagarh_Line | 3000001246 | 16 X 6MM THICK PACK / FLAT GI WASHER | NBW.GIWSR.A016 | ZSPR_ACT | ZSPR | KG | 100 | 9348 | INR
5000 | Western Zone, Burla | 5100 | EHT (O&M) Circle, Balangir | 5102 | EHT (O&M) Division, Balangir | WL24 | 132/33 kV T/L S/S S/D Patnagarh_Line | 3000001247 | 16 X 8MM THICK PACK / FLAT GI WASHER | NBW.GIWSR.A017 | ZSPR_ACT | ZSPR | KG | 50 | 4140 | INR
5000 | Western Zone, Burla | 5100 | EHT (O&M) Circle, Balangir | 5102 | EHT (O&M) Division, Balangir | WL24 | 132/33 kV T/L S/S S/D Patnagarh_Line | 3000001248 | 16 X 10MM THICK PACK / FLAT GI WASHER | NBW.GIWSR.A018 | ZSPR_ACT | ZSPR | KG | 100 | 7603 | INR
5000 | Western Zone, Burla | 5100 | EHT (O&M) Circle, Balangir | 5102 | EHT (O&M) Division, Balangir | W122 | 220/132/33 kV S/S S/D Balangir | 3000001255 | 3.5X16mm GI pack washer Bolt | NBW.GIWSR.A028 | ZSPR_ACT | ZSPR | KG | 50 | 6000 | INR
5000 | Western Zone, Burla | 5100 | EHT (O&M) Circle, Balangir | 5102 | EHT (O&M) Division, Balangir | W122 | 220/132/33 kV S/S S/D Balangir | 3000001257 | GI Spring washer M-16( 3.5MM Thickness) | NBW.GIWSR.B002 | ZSPR_ACT | ZSPR | KG | 50 | 6434.99 | INR
5000 | Western Zone, Burla | 5100 | EHT (O&M) Circle, Balangir | 5102 | EHT (O&M) Division, Balangir | W124 | 132/33 kV T/L S/S S/D Patnagarh | 3000001257 | GI Spring washer M-16( 3.5MM Thickness) | NBW.GIWSR.B002 | ZSPR_ACT | ZSPR | KG | 3 | 386.1 | INR
5000 | Western Zone, Burla | 5100 | EHT (O&M) Circle, Balangir | 5102 | EHT (O&M) Division, Balangir | W128 | 132/33 kV Grid S/S S/D Birmaharajpur | 3000001309 | SWITCH YARD RECEPTACLE BOARD | PNL.SY.BOARD.A001 | ZSPR_ACT | ZSPR | NOS | 1 | 37577.66 | INR
5000 | Western Zone, Burla | 5100 | EHT (O&M) Circle, Balangir | 5102 | EHT (O&M) Division, Balangir | W125 | 132/33 kV T/L S/S S/D Tushra | 3000001317 | Recovered / used Battery Charger | RCVR.BAT.CHRG.A001 | ZSPR_US | ZSPR | NOS | 1 | 0.01 | INR
5000 | Western Zone, Burla | 5100 | EHT (O&M) Circle, Balangir | 5102 | EHT (O&M) Division, Balangir | W129 | 132/33 kV T/L S/S S/D Sonepur | 3000001317 | Recovered / used Battery Charger | RCVR.BAT.CHRG.A001 | ZSPR_SUP | ZSPR | NOS | 1 | 32434.81 | INR
5000 | Western Zone, Burla | 5100 | EHT (O&M) Circle, Balangir | 5102 | EHT (O&M) Division, Balangir | W127 | 132/33 kV S/S S/D Boudh | 3000001326 | 24 WINDOW FACIA ANNUNCIATOR RELAY | RLAY.ANCITOR.A002 | ZSPR_US | ZSPR | NOS | 1 | 0.01 | INR
5000 | Western Zone, Burla | 5100 | EHT (O&M) Circle, Balangir | 5102 | EHT (O&M) Division, Balangir | W125 | 132/33 kV T/L S/S S/D Tushra | 3000001326 | 24 WINDOW FACIA ANNUNCIATOR RELAY | RLAY.ANCITOR.A002 | ZSPR_US | ZSPR | NOS | 1 | 0.01 | INR
5000 | Western Zone, Burla | 5100 | EHT (O&M) Circle, Balangir | 5102 | EHT (O&M) Division, Balangir | W124 | 132/33 kV T/L S/S S/D Patnagarh | 3000001326 | 24 WINDOW FACIA ANNUNCIATOR RELAY | RLAY.ANCITOR.A002 | ZSPR_SUP | ZSPR | NOS | 1 | 0.01 | INR
5000 | Western Zone, Burla | 5100 | EHT (O&M) Circle, Balangir | 5102 | EHT (O&M) Division, Balangir | W127 | 132/33 kV S/S S/D Boudh | 3000001326 | 24 WINDOW FACIA ANNUNCIATOR RELAY | RLAY.ANCITOR.A002 | ZSPR_ACT | ZSPR | NOS | 1 | 0.01 | INR
5000 | Western Zone, Burla | 5100 | EHT (O&M) Circle, Balangir | 5102 | EHT (O&M) Division, Balangir | W124 | 132/33 kV T/L S/S S/D Patnagarh | 3000001327 | 12/16 WINDOW FACIA ANNUNCIATOR RELAY | RLAY.ANCITOR.A003 | ZSPR_ACT | ZSPR | NOS | 2 | 25000 | INR
5000 | Western Zone, Burla | 5100 | EHT (O&M) Circle, Balangir | 5102 | EHT (O&M) Division, Balangir | W125 | 132/33 kV T/L S/S S/D Tushra | 3000001333 | Auxiliary relay | RLAY.AUX.A023 | ZSPR_ACT | ZSPR | NOS | 2 | 6400.01 | INR
5000 | Western Zone, Burla | 5100 | EHT (O&M) Circle, Balangir | 5102 | EHT (O&M) Division, Balangir | W122 | 220/132/33 kV S/S S/D Balangir | 3000001333 | Auxiliary relay | RLAY.AUX.A023 | ZSPR_ACT | ZSPR | NOS | 2 | 6400 | INR
5000 | Western Zone, Burla | 5100 | EHT (O&M) Circle, Balangir | 5102 | EHT (O&M) Division, Balangir | W124 | 132/33 kV T/L S/S S/D Patnagarh | 3000001346 | ELECTROMAGNETIC DIFFERENTIAL RELAY | RLAY.DIFFTIAL.A001 | ZSPR_SUP | ZSPR | NOS | 1 | 1 | INR
5000 | Western Zone, Burla | 5100 | EHT (O&M) Circle, Balangir | 5102 | EHT (O&M) Division, Balangir | W128 | 132/33 kV Grid S/S S/D Birmaharajpur | 3000001347 | NUMERIC DIFFERENTIAL RELAY | RLAY.DIFFTIAL.C001 | ZSPR_ACT | ZSPR | NOS | 1 | 290307.21 | INR
5000 | Western Zone, Burla | 5100 | EHT (O&M) Circle, Balangir | 5102 | EHT (O&M) Division, Balangir | W122 | 220/132/33 kV S/S S/D Balangir | 3000001347 | NUMERIC DIFFERENTIAL RELAY | RLAY.DIFFTIAL.C001 | ZSPR_ACT | ZSPR | NOS | 3 | 870921.65 | INR
5000 | Western Zone, Burla | 5100 | EHT (O&M) Circle, Balangir | 5102 | EHT (O&M) Division, Balangir | W124 | 132/33 kV T/L S/S S/D Patnagarh | 3000001347 | NUMERIC DIFFERENTIAL RELAY | RLAY.DIFFTIAL.C001 | ZSPR_ACT | ZSPR | NOS | 1 | 290307.21 | INR
5000 | Western Zone, Burla | 5100 | EHT (O&M) Circle, Balangir | 5102 | EHT (O&M) Division, Balangir | W127 | 132/33 kV S/S S/D Boudh | 3000001351 | Numerical Feeder Management Relay | RLAY.DP.C001 | ZSPR_ACT | ZSPR | NOS | 1 | 152666.66 | INR
5000 | Western Zone, Burla | 5100 | EHT (O&M) Circle, Balangir | 5102 | EHT (O&M) Division, Balangir | W127 | 132/33 kV S/S S/D Boudh | 3000001351 | Numerical Feeder Management Relay | RLAY.DP.C001 | ZSPR_US | ZSPR | NOS | 1 | 0.01 | INR
5000 | Western Zone, Burla | 5100 | EHT (O&M) Circle, Balangir | 5102 | EHT (O&M) Division, Balangir | W122 | 220/132/33 kV S/S S/D Balangir | 3000001352 | Distance Protection Relay(Cat-A) | RLAY.DP.C003 | ZSPR_ACT | ZSPR | NOS | 3 | 3 | INR
5000 | Western Zone, Burla | 5100 | EHT (O&M) Circle, Balangir | 5102 | EHT (O&M) Division, Balangir | W122 | 220/132/33 kV S/S S/D Balangir | 3000001353 | Distance Protection Relay(Cat-B) | RLAY.DP.C005 | ZSPR_ACT | ZSPR | NOS | 1 | 54729.47 | INR
5000 | Western Zone, Burla | 5100 | EHT (O&M) Circle, Balangir | 5102 | EHT (O&M) Division, Balangir | W125 | 132/33 kV T/L S/S S/D Tushra | 3000001353 | Distance Protection Relay(Cat-B) | RLAY.DP.C005 | ZSPR_ACT | ZSPR | NOS | 1 | 54729.48 | INR
5000 | Western Zone, Burla | 5100 | EHT (O&M) Circle, Balangir | 5102 | EHT (O&M) Division, Balangir | W124 | 132/33 kV T/L S/S S/D Patnagarh | 3000001358 | OC NON-DIRECTIONAL BACK UP RELAY | RLAY.EMBACKUP.C003 | ZSPR_SUP | ZSPR | NOS | 8 | 8 | INR
5000 | Western Zone, Burla | 5100 | EHT (O&M) Circle, Balangir | 5102 | EHT (O&M) Division, Balangir | W124 | 132/33 kV T/L S/S S/D Patnagarh | 3000001372 | 2 TJM 12 EARTH FAULT DIR BACK UP RELAY | RLAY.EMBACKUP.F004 | ZSPR_SUP | ZSPR | NOS | 2 | 2 | INR
5000 | Western Zone, Burla | 5100 | EHT (O&M) Circle, Balangir | 5102 | EHT (O&M) Division, Balangir | W124 | 132/33 kV T/L S/S S/D Patnagarh | 3000001375 | Instantaneous High Set O/C relay | RLAY.INS.A001 | ZSPR_SUP | ZSPR | NOS | 27 | 27 | INR
5000 | Western Zone, Burla | 5100 | EHT (O&M) Circle, Balangir | 5102 | EHT (O&M) Division, Balangir | W124 | 132/33 kV T/L S/S S/D Patnagarh | 3000001377 | Instantaneous Earth Fault relay | RLAY.INS.A003 | ZSPR_SUP | ZSPR | NOS | 5 | 5 | INR
5000 | Western Zone, Burla | 5100 | EHT (O&M) Circle, Balangir | 5102 | EHT (O&M) Division, Balangir | W124 | 132/33 kV T/L S/S S/D Patnagarh | 3000001378 | ELERCTRO BREAKER FAILURE (LBB) RELAY | RLAY.LBB.RELAY.A001 | ZSPR_SUP | ZSPR | NOS | 3 | 3 | INR
5000 | Western Zone, Burla | 5100 | EHT (O&M) Circle, Balangir | 5102 | EHT (O&M) Division, Balangir | W124 | 132/33 kV T/L S/S S/D Patnagarh | 3000001380 | MOTOR OVERLOAD RELAY | RLAY.MISC.A003 | ZSPR_ACT | ZSPR | NOS | 2 | 5420 | INR
5000 | Western Zone, Burla | 5100 | EHT (O&M) Circle, Balangir | 5102 | EHT (O&M) Division, Balangir | W124 | 132/33 kV T/L S/S S/D Patnagarh | 3000001385 | ELECTROMAGNETIC MASTER TRIP RELAY | RLAY.MTRIP.A001 | ZSPR_SUP | ZSPR | NOS | 2 | 201 | INR
5000 | Western Zone, Burla | 5100 | EHT (O&M) Circle, Balangir | 5102 | EHT (O&M) Division, Balangir | W129 | 132/33 kV T/L S/S S/D Sonepur | 3000001385 | ELECTROMAGNETIC MASTER TRIP RELAY | RLAY.MTRIP.A001 | ZSPR_ACT | ZSPR | NOS | 1 | 1507.7 | INR
5000 | Western Zone, Burla | 5100 | EHT (O&M) Circle, Balangir | 5102 | EHT (O&M) Division, Balangir | W124 | 132/33 kV T/L S/S S/D Patnagarh | 3000001385 | ELECTROMAGNETIC MASTER TRIP RELAY | RLAY.MTRIP.A001 | ZSPR_ACT | ZSPR | NOS | 2 | 3015.4 | INR
5000 | Western Zone, Burla | 5100 | EHT (O&M) Circle, Balangir | 5102 | EHT (O&M) Division, Balangir | W128 | 132/33 kV Grid S/S S/D Birmaharajpur | 3000001386 | Master Trip Relay | RLAY.MTRIP.A002 | ZSPR_ACT | ZSPR | NOS | 4 | 39000.26 | INR
5000 | Western Zone, Burla | 5100 | EHT (O&M) Circle, Balangir | 5102 | EHT (O&M) Division, Balangir | W125 | 132/33 kV T/L S/S S/D Tushra | 3000001389 | Master trip relay Numerical | RLAY.MTRIP.A006 | ZSPR_US | ZSPR | NOS | 1 | 0.01 | INR
5000 | Western Zone, Burla | 5100 | EHT (O&M) Circle, Balangir | 5102 | EHT (O&M) Division, Balangir | W125 | 132/33 kV T/L S/S S/D Tushra | 3000001389 | Master trip relay Numerical | RLAY.MTRIP.A006 | ZSPR_ACT | ZSPR | NOS | 1 | 0.01 | INR
5000 | Western Zone, Burla | 5100 | EHT (O&M) Circle, Balangir | 5102 | EHT (O&M) Division, Balangir | W128 | 132/33 kV Grid S/S S/D Birmaharajpur | 3000001390 | High Burden Master Trip Relay | RLAY.MTRIP.A007 | ZSPR_ACT | ZSPR | NOS | 1 | 3820.07 | INR
5000 | Western Zone, Burla | 5100 | EHT (O&M) Circle, Balangir | 5102 | EHT (O&M) Division, Balangir | W122 | 220/132/33 kV S/S S/D Balangir | 3000001390 | High Burden Master Trip Relay | RLAY.MTRIP.A007 | ZSPR_ACT | ZSPR | NOS | 1 | 3820.07 | INR
5000 | Western Zone, Burla | 5100 | EHT (O&M) Circle, Balangir | 5102 | EHT (O&M) Division, Balangir | W129 | 132/33 kV T/L S/S S/D Sonepur | 3000001390 | High Burden Master Trip Relay | RLAY.MTRIP.A007 | ZSPR_ACT | ZSPR | NOS | 1 | 3820.08 | INR
5000 | Western Zone, Burla | 5100 | EHT (O&M) Circle, Balangir | 5102 | EHT (O&M) Division, Balangir | W129 | 132/33 kV T/L S/S S/D Sonepur | 3000001404 | Numerical Back up Relay | RLAY.NUMBACKUP.B002 | ZSPR_ACT | ZSPR | NOS | 1 | 73465.57 | INR
5000 | Western Zone, Burla | 5100 | EHT (O&M) Circle, Balangir | 5102 | EHT (O&M) Division, Balangir | W128 | 132/33 kV Grid S/S S/D Birmaharajpur | 3000001404 | Numerical Back up Relay | RLAY.NUMBACKUP.B002 | ZSPR_ACT | ZSPR | NOS | 1 | 73465.57 | INR
5000 | Western Zone, Burla | 5100 | EHT (O&M) Circle, Balangir | 5102 | EHT (O&M) Division, Balangir | W122 | 220/132/33 kV S/S S/D Balangir | 3000001404 | Numerical Back up Relay | RLAY.NUMBACKUP.B002 | ZSPR_ACT | ZSPR | NOS | 4 | 293862.29 | INR
5000 | Western Zone, Burla | 5100 | EHT (O&M) Circle, Balangir | 5102 | EHT (O&M) Division, Balangir | W128 | 132/33 kV Grid S/S S/D Birmaharajpur | 3000001407 | OC E/F NON-DIR NUMERIC BACK UP RELAY | RLAY.NUMBACKUP.B011 | ZSPR_US | ZSPR | NOS | 1 | 243951.4 | INR
5000 | Western Zone, Burla | 5100 | EHT (O&M) Circle, Balangir | 5102 | EHT (O&M) Division, Balangir | W127 | 132/33 kV S/S S/D Boudh | 3000001408 | OC E/F DIR NUMERIC BACK UP RELAY | RLAY.NUMBACKUP.B012 | ZSPR_ACT | ZSPR | NOS | 3 | 202020.24 | INR
5000 | Western Zone, Burla | 5100 | EHT (O&M) Circle, Balangir | 5102 | EHT (O&M) Division, Balangir | W124 | 132/33 kV T/L S/S S/D Patnagarh | 3000001418 | RESTRICTED EARTH FAULT RELAY | RLAY.REF.A005 | ZSPR_ACT | ZSPR | NOS | 2 | 22420 | INR
5000 | Western Zone, Burla | 5100 | EHT (O&M) Circle, Balangir | 5102 | EHT (O&M) Division, Balangir | W124 | 132/33 kV T/L S/S S/D Patnagarh | 3000001421 | TC Supervision Relay | RLAY.SUPERVISION.A002 | ZSPR_SUP | ZSPR | NOS | 1 | 0.01 | INR
5000 | Western Zone, Burla | 5100 | EHT (O&M) Circle, Balangir | 5102 | EHT (O&M) Division, Balangir | W128 | 132/33 kV Grid S/S S/D Birmaharajpur | 3000001502 | Discrepancy Control switch Circuit (CB) | SPR.BKR.MISC.A001 | ZSPR_ACT | ZSPR | NOS | 4 | 22772.36 | INR
5000 | Western Zone, Burla | 5100 | EHT (O&M) Circle, Balangir | 5102 | EHT (O&M) Division, Balangir | W125 | 132/33 kV T/L S/S S/D Tushra | 3000001510 | TRIPPING COIL FOR 132KV ABB MAKE SF6 CB | SPR.BKR132ABB.D004 | ZSPR_ACT | ZSPR | NOS | 2 | 5420.26 | INR
5000 | Western Zone, Burla | 5100 | EHT (O&M) Circle, Balangir | 5102 | EHT (O&M) Division, Balangir | W128 | 132/33 kV Grid S/S S/D Birmaharajpur | 3000001510 | TRIPPING COIL FOR 132KV ABB MAKE SF6 CB | SPR.BKR132ABB.D004 | ZSPR_ACT | ZSPR | NOS | 4 | 10840.52 | INR
5000 | Western Zone, Burla | 5100 | EHT (O&M) Circle, Balangir | 5102 | EHT (O&M) Division, Balangir | W125 | 132/33 kV T/L S/S S/D Tushra | 3000001511 | CLOSING COIL FOR 132KV ABB MAKE SF6 CB | SPR.BKR132ABB.D005 | ZSPR_ACT | ZSPR | NOS | 2 | 5420.26 | INR
5000 | Western Zone, Burla | 5100 | EHT (O&M) Circle, Balangir | 5102 | EHT (O&M) Division, Balangir | W128 | 132/33 kV Grid S/S S/D Birmaharajpur | 3000001511 | CLOSING COIL FOR 132KV ABB MAKE SF6 CB | SPR.BKR132ABB.D005 | ZSPR_ACT | ZSPR | NOS | 4 | 10840.52 | INR
5000 | Western Zone, Burla | 5100 | EHT (O&M) Circle, Balangir | 5102 | EHT (O&M) Division, Balangir | W128 | 132/33 kV Grid S/S S/D Birmaharajpur | 3000001522 | SPRING CHARGING MOTOR 132KV ABB SF6 CB | SPR.BKR132ABB.D019 | ZSPR_ACT | ZSPR | NOS | 1 | 8131.75 | INR
5000 | Western Zone, Burla | 5100 | EHT (O&M) Circle, Balangir | 5102 | EHT (O&M) Division, Balangir | W125 | 132/33 kV T/L S/S S/D Tushra | 3000001522 | SPRING CHARGING MOTOR 132KV ABB SF6 CB | SPR.BKR132ABB.D019 | ZSPR_ACT | ZSPR | NOS | 1 | 8131.75 | INR
5000 | Western Zone, Burla | 5100 | EHT (O&M) Circle, Balangir | 5102 | EHT (O&M) Division, Balangir | W125 | 132/33 kV T/L S/S S/D Tushra | 3000001523 | One Pole assembly of 132KV SF6 CB | SPR.BKR132ABB.D021 | ZSPR_ACT | ZSPR | NOS | 1 | 0.01 | INR
5000 | Western Zone, Burla | 5100 | EHT (O&M) Circle, Balangir | 5102 | EHT (O&M) Division, Balangir | W125 | 132/33 kV T/L S/S S/D Tushra | 3000001526 | AUXILIARY CONTACTS of 132KV SF6 ABB CB | SPR.BKR132ABB.D025 | ZSPR_ACT | ZSPR | NOS | 1 | 0.01 | INR
5000 | Western Zone, Burla | 5100 | EHT (O&M) Circle, Balangir | 5102 | EHT (O&M) Division, Balangir | W128 | 132/33 kV Grid S/S S/D Birmaharajpur | 3000001527 | GASKET & O-RING SEAL 132KV ABB SF6 CB | SPR.BKR132ABB.D028 | ZSPR_ACT | ZSPR | NOS | 1 | 48789.55 | INR
5000 | Western Zone, Burla | 5100 | EHT (O&M) Circle, Balangir | 5102 | EHT (O&M) Division, Balangir | W129 | 132/33 kV T/L S/S S/D Sonepur | 3000001564 | MOVING CONTACTFOR 132KV CGL MAKE SF6 CB | SPR.BKR132CGL.D002 | ZSPR_ACT | ZSPR | NOS | 3 | 75585 | INR
5000 | Western Zone, Burla | 5100 | EHT (O&M) Circle, Balangir | 5102 | EHT (O&M) Division, Balangir | W124 | 132/33 kV T/L S/S S/D Patnagarh | 3000001567 | CLOSING COIL FOR 132KV CGL MAKE SF6 CB | SPR.BKR132CGL.D005 | ZSPR_ACT | ZSPR | NOS | 1 | 1368.06 | INR
5000 | Western Zone, Burla | 5100 | EHT (O&M) Circle, Balangir | 5102 | EHT (O&M) Division, Balangir | W122 | 220/132/33 kV S/S S/D Balangir | 3000001567 | CLOSING COIL FOR 132KV CGL MAKE SF6 CB | SPR.BKR132CGL.D005 | ZSPR_ACT | ZSPR | NOS | 5 | 6840.3 | INR
5000 | Western Zone, Burla | 5100 | EHT (O&M) Circle, Balangir | 5102 | EHT (O&M) Division, Balangir | W124 | 132/33 kV T/L S/S S/D Patnagarh | 3000001568 | TRIPPING/CLOSING COIL 132KV CGL SF6 CB | SPR.BKR132CGL.D006 | ZSPR_ACT | ZSPR | NOS | 6 | 4500 | INR
5000 | Western Zone, Burla | 5100 | EHT (O&M) Circle, Balangir | 5102 | EHT (O&M) Division, Balangir | W123 | 132/33 kV T/L S/S S/D Balangir | 3000001568 | TRIPPING/CLOSING COIL 132KV CGL SF6 CB | SPR.BKR132CGL.D006 | ZSPR_ACT | ZSPR | NOS | 10 | 7500 | INR
5000 | Western Zone, Burla | 5100 | EHT (O&M) Circle, Balangir | 5102 | EHT (O&M) Division, Balangir | W124 | 132/33 kV T/L S/S S/D Patnagarh | 3000001576 | MOVING ARC CONTACT 132KV CGL SF6 CB | SPR.BKR132CGL.D015 | ZSPR_ACT | ZSPR | NOS | 3 | 61843.5 | INR
5000 | Western Zone, Burla | 5100 | EHT (O&M) Circle, Balangir | 5102 | EHT (O&M) Division, Balangir | W129 | 132/33 kV T/L S/S S/D Sonepur | 3000001576 | MOVING ARC CONTACT 132KV CGL SF6 CB | SPR.BKR132CGL.D015 | ZSPR_ACT | ZSPR | NOS | 3 | 61843.5 | INR
5000 | Western Zone, Burla | 5100 | EHT (O&M) Circle, Balangir | 5102 | EHT (O&M) Division, Balangir | W129 | 132/33 kV T/L S/S S/D Sonepur | 3000001577 | FIXED CONTACTFOR 132KV CGL MAKE SF6 CB | SPR.BKR132CGL.D016 | ZSPR_ACT | ZSPR | NOS | 3 | 109941 | INR
5000 | Western Zone, Burla | 5100 | EHT (O&M) Circle, Balangir | 5102 | EHT (O&M) Division, Balangir | W124 | 132/33 kV T/L S/S S/D Patnagarh | 3000001578 | SET OF GASKET FOR 132KV CGL MAKE SF6 CB | SPR.BKR132CGL.D017 | ZSPR_ACT | ZSPR | NOS | 1 | 18324 | INR
5000 | Western Zone, Burla | 5100 | EHT (O&M) Circle, Balangir | 5102 | EHT (O&M) Division, Balangir | W129 | 132/33 kV T/L S/S S/D Sonepur | 3000001592 | AIR COMPRESSOR MOTOR 132KV CGL SF6 CB | SPR.BKR132CGL.D032 | ZSPR_ACT | ZSPR | NOS | 1 | 5976 | INR
5000 | Western Zone, Burla | 5100 | EHT (O&M) Circle, Balangir | 5102 | EHT (O&M) Division, Balangir | W124 | 132/33 kV T/L S/S S/D Patnagarh | 3000001592 | AIR COMPRESSOR MOTOR 132KV CGL SF6 CB | SPR.BKR132CGL.D032 | ZSPR_ACT | ZSPR | NOS | 1 | 5976 | INR
5000 | Western Zone, Burla | 5100 | EHT (O&M) Circle, Balangir | 5102 | EHT (O&M) Division, Balangir | W122 | 220/132/33 kV S/S S/D Balangir | 3000001611 | AIR PRESSURE SWITCH 132 KV SF6 BREAKER | SPR.BKR132CGL.D054 | ZSPR_ACT | ZSPR | NOS | 9 | 49554 | INR
5000 | Western Zone, Burla | 5100 | EHT (O&M) Circle, Balangir | 5102 | EHT (O&M) Division, Balangir | W124 | 132/33 kV T/L S/S S/D Patnagarh | 3000001620 | GAS DETECTOR 132KV CGL SF6 BKR | SPR.BKR132CGL.D080 | ZSPR_ACT | ZSPR | NOS | 1 | 5425 | INR
5000 | Western Zone, Burla | 5100 | EHT (O&M) Circle, Balangir | 5102 | EHT (O&M) Division, Balangir | W122 | 220/132/33 kV S/S S/D Balangir | 3000001624 | GAS FILLING DEVICE 132KV CGL SF6 CB | SPR.BKR132CGL.D087 | ZSPR_ACT | ZSPR | NOS | 1 | 7761 | INR
5000 | Western Zone, Burla | 5100 | EHT (O&M) Circle, Balangir | 5102 | EHT (O&M) Division, Balangir | W124 | 132/33 kV T/L S/S S/D Patnagarh | 3000001624 | GAS FILLING DEVICE 132KV CGL SF6 CB | SPR.BKR132CGL.D087 | ZSPR_ACT | ZSPR | NOS | 1 | 7761 | INR
5000 | Western Zone, Burla | 5100 | EHT (O&M) Circle, Balangir | 5102 | EHT (O&M) Division, Balangir | W129 | 132/33 kV T/L S/S S/D Sonepur | 3000001625 | MAIN INTERRUPTION UNIT OF132KV CGL SF6 | SPR.BKR132CGL.D088 | ZSPR_ACT | ZSPR | NOS | 1 | 171785 | INR
5000 | Western Zone, Burla | 5100 | EHT (O&M) Circle, Balangir | 5102 | EHT (O&M) Division, Balangir | W124 | 132/33 kV T/L S/S S/D Patnagarh | 3000001625 | MAIN INTERRUPTION UNIT OF132KV CGL SF6 | SPR.BKR132CGL.D088 | ZSPR_ACT | ZSPR | NOS | 1 | 171785 | INR
5000 | Western Zone, Burla | 5100 | EHT (O&M) Circle, Balangir | 5102 | EHT (O&M) Division, Balangir | W124 | 132/33 kV T/L S/S S/D Patnagarh | 3000001626 | HOSE OF 132KV CGL SF6 CB | SPR.BKR132CGL.D089 | ZSPR_ACT | ZSPR | NOS | 1 | 3802 | INR
5000 | Western Zone, Burla | 5100 | EHT (O&M) Circle, Balangir | 5102 | EHT (O&M) Division, Balangir | W123 | 132/33 kV T/L S/S S/D Balangir | 3000001627 | Spring charging Motor 132KV SF6 CGL | SPR.BKR132CGL.D090 | ZSPR_ACT | ZSPR | NOS | 2 | 12000 | INR
5000 | Western Zone, Burla | 5100 | EHT (O&M) Circle, Balangir | 5102 | EHT (O&M) Division, Balangir | W123 | 132/33 kV T/L S/S S/D Balangir | 3000001651 | Trip/Close coil 132KV SF6 Seimens Brker | SPR.BKR132SMNS.B008 | ZSPR_ACT | ZSPR | NOS | 10 | 7625.2 | INR
5000 | Western Zone, Burla | 5100 | EHT (O&M) Circle, Balangir | 5102 | EHT (O&M) Division, Balangir | W124 | 132/33 kV T/L S/S S/D Patnagarh | 3000001655 | FIXED CONTACT 132KV SIEMENS MAKE SF6 CB | SPR.BKR132SMNS.D004 | ZSPR_ACT | ZSPR | NOS | 3 | 109944 | INR
5000 | Western Zone, Burla | 5100 | EHT (O&M) Circle, Balangir | 5102 | EHT (O&M) Division, Balangir | W124 | 132/33 kV T/L S/S S/D Patnagarh | 3000001656 | MOVING CONTACT 132KV SIEMENS SF6 CB | SPR.BKR132SMNS.D005 | ZSPR_ACT | ZSPR | NOS | 3 | 75585 | INR
5000 | Western Zone, Burla | 5100 | EHT (O&M) Circle, Balangir | 5102 | EHT (O&M) Division, Balangir | W129 | 132/33 kV T/L S/S S/D Sonepur | 3000001675 | MOTOR CONTACTOR 132KV SF6 SIEMENS | SPR.BKR132SMNS.D029 | ZSPR_ACT | ZSPR | NOS | 1 | 2510 | INR
5000 | Western Zone, Burla | 5100 | EHT (O&M) Circle, Balangir | 5102 | EHT (O&M) Division, Balangir | W122 | 220/132/33 kV S/S S/D Balangir | 3000001695 | CLOSING COIL FOR 220KV ABB MAKE SF6 CB | SPR.BKR220ABB.D018 | ZSPR_ACT | ZSPR | NOS | 2 | 3751.64 | INR
5000 | Western Zone, Burla | 5100 | EHT (O&M) Circle, Balangir | 5102 | EHT (O&M) Division, Balangir | W122 | 220/132/33 kV S/S S/D Balangir | 3000001761 | VARIABLE RESISTOR FOR 220KV SF6 CB ABB | SPR.BKR220ABB.D093 | ZSPR_SH | ZSPR | NOS | 10 | 5410 | INR
5000 | Western Zone, Burla | 5100 | EHT (O&M) Circle, Balangir | 5102 | EHT (O&M) Division, Balangir | W122 | 220/132/33 kV S/S S/D Balangir | 3000001835 | TRIPPING COIL FOR 220 KV CGL MAKE SF6 CB | SPR.BKR220CGL.D018 | ZSPR_ACT | ZSPR | NOS | 2 | 3323.06 | INR
5000 | Western Zone, Burla | 5100 | EHT (O&M) Circle, Balangir | 5102 | EHT (O&M) Division, Balangir | W122 | 220/132/33 kV S/S S/D Balangir | 3000001855 | TRIP/CLOSE COIL 220KV SIEMENS SF6 CB | SPR.BKR220SMNS.D010 | ZSPR_ACT | ZSPR | NOS | 1 | 1875.82 | INR
5000 | Western Zone, Burla | 5100 | EHT (O&M) Circle, Balangir | 5102 | EHT (O&M) Division, Balangir | W128 | 132/33 kV Grid S/S S/D Birmaharajpur | 3000001869 | Tripping / Closing Coil of 36KV, 1250A,2 | SPR.BKR36.E001 | ZSPR_ACT | ZSPR | NOS | 4 | 16260.76 | INR
5000 | Western Zone, Burla | 5100 | EHT (O&M) Circle, Balangir | 5102 | EHT (O&M) Division, Balangir | W128 | 132/33 kV Grid S/S S/D Birmaharajpur | 3000001870 | POLE FOR 36KV VCB | SPR.BKR36.E002 | ZSPR_ACT | ZSPR | NOS | 1 | 406585.36 | INR
5000 | Western Zone, Burla | 5100 | EHT (O&M) Circle, Balangir | 5102 | EHT (O&M) Division, Balangir | W128 | 132/33 kV Grid S/S S/D Birmaharajpur | 3000001871 | CLOSING COIL FOR 36KV VCB | SPR.BKR36.E003 | ZSPR_ACT | ZSPR | NOS | 4 | 16260.76 | INR
5000 | Western Zone, Burla | 5100 | EHT (O&M) Circle, Balangir | 5102 | EHT (O&M) Division, Balangir | W128 | 132/33 kV Grid S/S S/D Birmaharajpur | 3000001872 | SPRING CHARGING MOTOR 36KV AGNI VCB | SPR.BKR36AGNI.E001 | ZSPR_ACT | ZSPR | SET | 1 | 13011.34 | INR
5000 | Western Zone, Burla | 5100 | EHT (O&M) Circle, Balangir | 5102 | EHT (O&M) Division, Balangir | W123 | 132/33 kV T/L S/S S/D Balangir | 3000001909 | TRIP COIL 220V DC 36 KV AREVA MAKE VCB | SPR.BKR36ARVA.E001 | ZSPR_ACT | ZSPR | NOS | 1 | 1061.55 | INR
5000 | Western Zone, Burla | 5100 | EHT (O&M) Circle, Balangir | 5102 | EHT (O&M) Division, Balangir | W123 | 132/33 kV T/L S/S S/D Balangir | 3000001910 | CLOSING COIL 220V DC 36 KV AREVA VCB | SPR.BKR36ARVA.E002 | ZSPR_ACT | ZSPR | NOS | 2 | 666.68 | INR
5000 | Western Zone, Burla | 5100 | EHT (O&M) Circle, Balangir | 5102 | EHT (O&M) Division, Balangir | W124 | 132/33 kV T/L S/S S/D Patnagarh | 3000001929 | TRIPPING / CLOSING COIL 36KV CGL VCB | SPR.BKR36CGL.E001 | ZSPR_ACT | ZSPR | NOS | 4 | 4567 | INR
5000 | Western Zone, Burla | 5100 | EHT (O&M) Circle, Balangir | 5102 | EHT (O&M) Division, Balangir | W124 | 132/33 kV T/L S/S S/D Patnagarh | 3000001931 | SET OF GASKET FOR 36KV CGL MAKE VCB | SPR.BKR36CGL.E003 | ZSPR_ACT | ZSPR | NOS | 1 | 11283 | INR
5000 | Western Zone, Burla | 5100 | EHT (O&M) Circle, Balangir | 5102 | EHT (O&M) Division, Balangir | W129 | 132/33 kV T/L S/S S/D Sonepur | 3000001936 | DRIVE ROD WITH SIDE SEAL OF 33KV CGL VCB | SPR.BKR36CGL.E009 | ZSPR_ACT | ZSPR | NOS | 2 | 2660 | INR
5000 | Western Zone, Burla | 5100 | EHT (O&M) Circle, Balangir | 5102 | EHT (O&M) Division, Balangir | W129 | 132/33 kV T/L S/S S/D Sonepur | 3000001937 | ADJUSTER WITH LH&RH NUT OF 33KV CGL VCB | SPR.BKR36CGL.E010 | ZSPR_ACT | ZSPR | NOS | 2 | 490 | INR
5000 | Western Zone, Burla | 5100 | EHT (O&M) Circle, Balangir | 5102 | EHT (O&M) Division, Balangir | W129 | 132/33 kV T/L S/S S/D Sonepur | 3000001938 | HOLD ON CATCH OF 33KV CGL VCB | SPR.BKR36CGL.E011 | ZSPR_ACT | ZSPR | NOS | 1 | 1820 | INR
5000 | Western Zone, Burla | 5100 | EHT (O&M) Circle, Balangir | 5102 | EHT (O&M) Division, Balangir | W129 | 132/33 kV T/L S/S S/D Sonepur | 3000001939 | CLOSING SHAFT SPRING OF 33KV CGL VCB | SPR.BKR36CGL.E012 | ZSPR_ACT | ZSPR | NOS | 1 | 1190 | INR
5000 | Western Zone, Burla | 5100 | EHT (O&M) Circle, Balangir | 5102 | EHT (O&M) Division, Balangir | W129 | 132/33 kV T/L S/S S/D Sonepur | 3000001952 | spring charging motor for 36 KV CGL VCB | SPR.BKR36CGL.EA02 | ZSPR_ACT | ZSPR | NOS | 1 | 5000 | INR
5000 | Western Zone, Burla | 5100 | EHT (O&M) Circle, Balangir | 5102 | EHT (O&M) Division, Balangir | W125 | 132/33 kV T/L S/S S/D Tushra | 3000001955 | Single pole limb for 36KV VCB SEIL | SPR.BKR36SEIL.E001 | ZSPR_ACT | ZSPR | NOS | 1 | 0.01 | INR
5000 | Western Zone, Burla | 5100 | EHT (O&M) Circle, Balangir | 5102 | EHT (O&M) Division, Balangir | W123 | 132/33 kV T/L S/S S/D Balangir | 3000001956 | Tripping coil for 36KV VCB SEIL | SPR.BKR36SEIL.E002 | ZSPR_ACT | ZSPR | NOS | 1 | 1200 | INR
5000 | Western Zone, Burla | 5100 | EHT (O&M) Circle, Balangir | 5102 | EHT (O&M) Division, Balangir | W123 | 132/33 kV T/L S/S S/D Balangir | 3000001959 | Spring charging motor for 36KV VCB SEIL | SPR.BKR36SEIL.E005 | ZSPR_ACT | ZSPR | NOS | 1 | 4125 | INR
5000 | Western Zone, Burla | 5100 | EHT (O&M) Circle, Balangir | 5102 | EHT (O&M) Division, Balangir | W125 | 132/33 kV T/L S/S S/D Tushra | 3000001959 | Spring charging motor for 36KV VCB SEIL | SPR.BKR36SEIL.E005 | ZSPR_ACT | ZSPR | NOS | 1 | 4125 | INR
5000 | Western Zone, Burla | 5100 | EHT (O&M) Circle, Balangir | 5102 | EHT (O&M) Division, Balangir | W125 | 132/33 kV T/L S/S S/D Tushra | 3000001961 | Aux Switch C. Assembly for 36KV VCB SEIL | SPR.BKR36SEIL.E007 | ZSPR_ACT | ZSPR | NOS | 1 | 0.01 | INR
5000 | Western Zone, Burla | 5100 | EHT (O&M) Circle, Balangir | 5102 | EHT (O&M) Division, Balangir | W122 | 220/132/33 kV S/S S/D Balangir | 3000001965 | Tripping coil for 36KV Stelmec make VCB. | SPR.BKR36SL.E004 | ZSPR_ACT | ZSPR | NOS | 2 | 25021.89 | INR
5000 | Western Zone, Burla | 5100 | EHT (O&M) Circle, Balangir | 5102 | EHT (O&M) Division, Balangir | W128 | 132/33 kV Grid S/S S/D Birmaharajpur | 3000001977 | GASKET,O-RING for 36KV VCB SMNS | SPR.BKR36SMNS.E007 | ZSPR_ACT | ZSPR | NOS | 1 | 40659.18 | INR
5000 | Western Zone, Burla | 5100 | EHT (O&M) Circle, Balangir | 5102 | EHT (O&M) Division, Balangir | W125 | 132/33 kV T/L S/S S/D Tushra | 3000002156 | AVR/ACR Card-220V,350AH CLRD Bat charger | SPR.CHRG.CLRD.A005 | ZSPR_ACT | ZSPR | NOS | 1 | 0.01 | INR
5000 | Western Zone, Burla | 5100 | EHT (O&M) Circle, Balangir | 5102 | EHT (O&M) Division, Balangir | W125 | 132/33 kV T/L S/S S/D Tushra | 3000002157 | AVR/ACR Card 48V BAT Charger CLRD | SPR.CHRG.CLRD.A006 | ZSPR_ACT | ZSPR | NOS | 1 | 0.01 | INR
5000 | Western Zone, Burla | 5100 | EHT (O&M) Circle, Balangir | 5102 | EHT (O&M) Division, Balangir | W129 | 132/33 kV T/L S/S S/D Sonepur | 3000002165 | 220V FC-B 35A FLOAT+50A FC-B CHRG DUBAS | SPR.CHRG.DUBAS.A012 | ZSPR_SUP | ZSPR | NOS | 1 | 110000 | INR
5000 | Western Zone, Burla | 5100 | EHT (O&M) Circle, Balangir | 5102 | EHT (O&M) Division, Balangir | W127 | 132/33 kV S/S S/D Boudh | 3000002193 | AMMETER WITH TRANSDUCER 132KV CR PANEL | SPR.CRPNL132AE.A001 | ZSPR_ACT | ZSPR | NOS | 2 | 3252.15 | INR
5000 | Western Zone, Burla | 5100 | EHT (O&M) Circle, Balangir | 5102 | EHT (O&M) Division, Balangir | W125 | 132/33 kV T/L S/S S/D Tushra | 3000002193 | AMMETER WITH TRANSDUCER 132KV CR PANEL | SPR.CRPNL132AE.A001 | ZSPR_ACT | ZSPR | NOS | 1 | 1626.08 | INR
5000 | Western Zone, Burla | 5100 | EHT (O&M) Circle, Balangir | 5102 | EHT (O&M) Division, Balangir | W127 | 132/33 kV S/S S/D Boudh | 3000002194 | VOLTMETER WITH TRANSDUCER-132KV CRP AE | SPR.CRPNL132AE.A002 | ZSPR_ACT | ZSPR | NOS | 2 | 1066.67 | INR
5000 | Western Zone, Burla | 5100 | EHT (O&M) Circle, Balangir | 5102 | EHT (O&M) Division, Balangir | W125 | 132/33 kV T/L S/S S/D Tushra | 3000002194 | VOLTMETER WITH TRANSDUCER-132KV CRP AE | SPR.CRPNL132AE.A002 | ZSPR_ACT | ZSPR | NOS | 1 | 533.34 | INR
5000 | Western Zone, Burla | 5100 | EHT (O&M) Circle, Balangir | 5102 | EHT (O&M) Division, Balangir | W127 | 132/33 kV S/S S/D Boudh | 3000002195 | WATTMETER WITH TRANSDUCER-132KV CRP AE | SPR.CRPNL132AE.A003 | ZSPR_ACT | ZSPR | NOS | 3 | 12195.57 | INR
5000 | Western Zone, Burla | 5100 | EHT (O&M) Circle, Balangir | 5102 | EHT (O&M) Division, Balangir | W127 | 132/33 kV S/S S/D Boudh | 3000002196 | VAR METER WITH TRANSDUCER-132KV CRP AE | SPR.CRPNL132AE.A004 | ZSPR_ACT | ZSPR | NOS | 3 | 12195.57 | INR
5000 | Western Zone, Burla | 5100 | EHT (O&M) Circle, Balangir | 5102 | EHT (O&M) Division, Balangir | W127 | 132/33 kV S/S S/D Boudh | 3000002198 | Synchronising Socket for 132KV CR Panel | SPR.CRPNL132AE.A006 | ZSPR_ACT | ZSPR | NOS | 1 | 0.01 | INR
5000 | Western Zone, Burla | 5100 | EHT (O&M) Circle, Balangir | 5102 | EHT (O&M) Division, Balangir | W124 | 132/33 kV T/L S/S S/D Patnagarh | 3000002250 | VACUUM PUMPSUMESH FILTER MACHINE | SPR.FLTM.SMSH.D009 | ZSPR_ACT | ZSPR | NOS | 1 | 70386 | INR
5000 | Western Zone, Burla | 5100 | EHT (O&M) Circle, Balangir | 5102 | EHT (O&M) Division, Balangir | W125 | 132/33 kV T/L S/S S/D Tushra | 3000002279 | HINGE PINS TC TPAD 132KV ISOLATOR | SPR.ISO.132SS.A002 | ZSPR_ACT | ZSPR | NOS | 1 | 0.01 | INR
5000 | Western Zone, Burla | 5100 | EHT (O&M) Circle, Balangir | 5102 | EHT (O&M) Division, Balangir | W125 | 132/33 kV T/L S/S S/D Tushra | 3000002284 | Auxillary Switch Assy | SPR.ISO.33SS.A010 | ZSPR_ACT | ZSPR | NOS | 2 | 0.02 | INR
5000 | Western Zone, Burla | 5100 | EHT (O&M) Circle, Balangir | 5102 | EHT (O&M) Division, Balangir | W128 | 132/33 kV Grid S/S S/D Birmaharajpur | 3000002286 | Discrepancy Control switch for Isolator | SPR.ISO.MISC.A001 | ZSPR_ACT | ZSPR | NOS | 4 | 22772.36 | INR
5000 | Western Zone, Burla | 5100 | EHT (O&M) Circle, Balangir | 5102 | EHT (O&M) Division, Balangir | W125 | 132/33 kV T/L S/S S/D Tushra | 3000002306 | MOTOR GEAR ASSEMBLY 132KV ABB ISOLATOR | SPR.ISO132ABB.A007 | ZSPR_US | ZSPR | NOS | 1 | 0.01 | INR
5000 | Western Zone, Burla | 5100 | EHT (O&M) Circle, Balangir | 5102 | EHT (O&M) Division, Balangir | W128 | 132/33 kV Grid S/S S/D Birmaharajpur | 3000002310 | MALE&FEMALE CONTACTOF ISOLATOR ELKT | SPR.ISO132ELKT.A001 | ZSPR_ACT | ZSPR | SET | 1 | 5367.33 | INR
5000 | Western Zone, Burla | 5100 | EHT (O&M) Circle, Balangir | 5102 | EHT (O&M) Division, Balangir | W125 | 132/33 kV T/L S/S S/D Tushra | 3000002310 | MALE&FEMALE CONTACTOF ISOLATOR ELKT | SPR.ISO132ELKT.A001 | ZSPR_ACT | ZSPR | SET | 3 | 16102 | INR
5000 | Western Zone, Burla | 5100 | EHT (O&M) Circle, Balangir | 5102 | EHT (O&M) Division, Balangir | W128 | 132/33 kV Grid S/S S/D Birmaharajpur | 3000002312 | LIMIT SWITCH OF ISOLATOR ELEKTROLYTE | SPR.ISO132ELKT.A003 | ZSPR_ACT | ZSPR | SET | 2 | 7807.36 | INR
5000 | Western Zone, Burla | 5100 | EHT (O&M) Circle, Balangir | 5102 | EHT (O&M) Division, Balangir | W128 | 132/33 kV Grid S/S S/D Birmaharajpur | 3000002315 | EROD & BLADE CONTACTSOLATOR ELKT | SPR.ISO132ELKT.A006 | ZSPR_ACT | ZSPR | SET | 1 | 13172.6 | INR
5000 | Western Zone, Burla | 5100 | EHT (O&M) Circle, Balangir | 5102 | EHT (O&M) Division, Balangir | W124 | 132/33 kV T/L S/S S/D Patnagarh | 3000002317 | FML CONTACT(FXD) 132KV FUSES ISOLATOR | SPR.ISO132FUSS.A001 | ZSPR_ACT | ZSPR | NOS | 3 | 17181 | INR
5000 | Western Zone, Burla | 5100 | EHT (O&M) Circle, Balangir | 5102 | EHT (O&M) Division, Balangir | W124 | 132/33 kV T/L S/S S/D Patnagarh | 3000002340 | MOVING CONTACT132KV HVLM ISOLATOR | SPR.ISO132HVLM.A008 | ZSPR_ACT | ZSPR | NOS | 3 | 85890 | INR
5000 | Western Zone, Burla | 5100 | EHT (O&M) Circle, Balangir | 5102 | EHT (O&M) Division, Balangir | W129 | 132/33 kV T/L S/S S/D Sonepur | 3000002354 | FEMALE CONTACT(FXD) 132KV SS ISOLATOR | SPR.ISO132SS.A001 | ZSPR_ACT | ZSPR | NOS | 3 | 9353.4 | INR
5000 | Western Zone, Burla | 5100 | EHT (O&M) Circle, Balangir | 5102 | EHT (O&M) Division, Balangir | W129 | 132/33 kV T/L S/S S/D Sonepur | 3000002357 | ARCING CONTACTS 132 KV SS MAKE ISOLATOR | SPR.ISO132SS.A005 | ZSPR_ACT | ZSPR | NOS | 3 | 2580 | INR
5000 | Western Zone, Burla | 5100 | EHT (O&M) Circle, Balangir | 5102 | EHT (O&M) Division, Balangir | W124 | 132/33 kV T/L S/S S/D Patnagarh | 3000002357 | ARCING CONTACTS 132 KV SS MAKE ISOLATOR | SPR.ISO132SS.A005 | ZSPR_ACT | ZSPR | NOS | 3 | 2580 | INR
5000 | Western Zone, Burla | 5100 | EHT (O&M) Circle, Balangir | 5102 | EHT (O&M) Division, Balangir | W123 | 132/33 kV T/L S/S S/D Balangir | 3000002364 | 132 KV Isolator pad clamp for Zebra | SPR.ISO132SS.A012 | ZSPR_ACT | ZSPR | NOS | 30 | 17700 | INR
5000 | Western Zone, Burla | 5100 | EHT (O&M) Circle, Balangir | 5102 | EHT (O&M) Division, Balangir | W123 | 132/33 kV T/L S/S S/D Balangir | 3000002371 | MALE CONTACTFOR 132 KV SS MAKE ISOLATOR | SPR.ISO132SS.A019 | ZSPR_ACT | ZSPR | NOS | 3 | 3000 | INR
5000 | Western Zone, Burla | 5100 | EHT (O&M) Circle, Balangir | 5102 | EHT (O&M) Division, Balangir | W123 | 132/33 kV T/L S/S S/D Balangir | 3000002385 | RIGID CONNECTOR 132KV SS MAKE ISOLATOR | SPR.ISO132SS.A040 | ZSPR_ACT | ZSPR | NOS | 20 | 43210.8 | INR
5000 | Western Zone, Burla | 5100 | EHT (O&M) Circle, Balangir | 5102 | EHT (O&M) Division, Balangir | W122 | 220/132/33 kV S/S S/D Balangir | 3000002443 | MACHANISUM BOX 220KV SS MAKE ISOLATOR | SPR.ISO220SS.A024 | ZSPR_SUP | ZSPR | NOS | 21 | 0.21 | INR
5000 | Western Zone, Burla | 5100 | EHT (O&M) Circle, Balangir | 5102 | EHT (O&M) Division, Balangir | W129 | 132/33 kV T/L S/S S/D Sonepur | 3000002447 | MALE CONTACTOF 220kV ISOLATOR | SPR.ISO220WH.C02 | ZSPR_ACT | ZSPR | NOS | 3 | 37728 | INR
5000 | Western Zone, Burla | 5100 | EHT (O&M) Circle, Balangir | 5102 | EHT (O&M) Division, Balangir | W129 | 132/33 kV T/L S/S S/D Sonepur | 3000002470 | MOVING CONTACT33KV HIVELM ISOLATOR | SPR.ISO33HVLM.A011 | ZSPR_ACT | ZSPR | NOS | 2 | 11452 | INR
5000 | Western Zone, Burla | 5100 | EHT (O&M) Circle, Balangir | 5102 | EHT (O&M) Division, Balangir | WL12 | 220_Balangir New | 3000002472 | Male Contacts 33KV SIEMENS ISOLATOR | SPR.ISO33SMNS.A001 | ZSPR_THEFT | ZSPR | SET | 54 | 540000 | INR
5000 | Western Zone, Burla | 5100 | EHT (O&M) Circle, Balangir | 5102 | EHT (O&M) Division, Balangir | W123 | 132/33 kV T/L S/S S/D Balangir | 3000002481 | MALE CONTACTBLADES 33KV SS ISOLATOR | SPR.ISO33SS.A003 | ZSPR_ACT | ZSPR | NOS | 18 | 67950 | INR
5000 | Western Zone, Burla | 5100 | EHT (O&M) Circle, Balangir | 5102 | EHT (O&M) Division, Balangir | W122 | 220/132/33 kV S/S S/D Balangir | 3000002482 | MECHANISM BOX FOR 33KV ISOLATOR | SPR.ISO33SS.A004 | ZSPR_SUP | ZSPR | NOS | 18 | 0.18 | INR
5000 | Western Zone, Burla | 5100 | EHT (O&M) Circle, Balangir | 5102 | EHT (O&M) Division, Balangir | W129 | 132/33 kV T/L S/S S/D Sonepur | 3000002498 | ARCING CONTACTFOR 33KV SS MAKE ISOLATOR | SPR.ISO33SS.A025 | ZSPR_ACT | ZSPR | NOS | 3 | 2580 | INR
5000 | Western Zone, Burla | 5100 | EHT (O&M) Circle, Balangir | 5102 | EHT (O&M) Division, Balangir | W124 | 132/33 kV T/L S/S S/D Patnagarh | 3000002498 | ARCING CONTACTFOR 33KV SS MAKE ISOLATOR | SPR.ISO33SS.A025 | ZSPR_ACT | ZSPR | NOS | 3 | 2580 | INR
5000 | Western Zone, Burla | 5100 | EHT (O&M) Circle, Balangir | 5102 | EHT (O&M) Division, Balangir | W129 | 132/33 kV T/L S/S S/D Sonepur | 3000002505 | SUPPORT INSULATOR FOR 33KV SS ISOLATOR | SPR.ISO33SS.A035 | ZSPR_ACT | ZSPR | NOS | 3 | 19500 | INR
5000 | Western Zone, Burla | 5100 | EHT (O&M) Circle, Balangir | 5102 | EHT (O&M) Division, Balangir | W129 | 132/33 kV T/L S/S S/D Sonepur | 3000002506 | SPRING OF 33 KV SS MAKE ISOLATOR | SPR.ISO33SS.A036 | ZSPR_ACT | ZSPR | NOS | 1 | 859 | INR
5000 | Western Zone, Burla | 5100 | EHT (O&M) Circle, Balangir | 5102 | EHT (O&M) Division, Balangir | WL12 | 220_Balangir New | 3000002510 | 33KV MALE CONTACT SS MAKE ISOLATOR | SPR.ISO33SS.A042 | ZSPR_THEFT | ZSPR | NOS | 24 | 109920 | INR
5000 | Western Zone, Burla | 5100 | EHT (O&M) Circle, Balangir | 5102 | EHT (O&M) Division, Balangir | W128 | 132/33 kV Grid S/S S/D Birmaharajpur | 3000002559 | AUXILIARY SWITCH CONTACTS ASSEMBLY | SPR.MISC.A012 | ZSPR_ACT | ZSPR | NOS | 1 | 16263.49 | INR
5000 | Western Zone, Burla | 5100 | EHT (O&M) Circle, Balangir | 5102 | EHT (O&M) Division, Balangir | W123 | 132/33 kV T/L S/S S/D Balangir | 3000002561 | ASSORTED LIGHT FITTING FOR SWITCHYARD | SPR.MISC.A014 | ZSPR_ACT | ZSPR | NOS | 13 | 325 | INR
5000 | Western Zone, Burla | 5100 | EHT (O&M) Circle, Balangir | 5102 | EHT (O&M) Division, Balangir | W123 | 132/33 kV T/L S/S S/D Balangir | 3000002572 | TNC Switch 25 AMP | SPR.MISC.A035 | ZSPR_ACT | ZSPR | NOS | 1 | 5525 | INR
5000 | Western Zone, Burla | 5100 | EHT (O&M) Circle, Balangir | 5102 | EHT (O&M) Division, Balangir | W125 | 132/33 kV T/L S/S S/D Tushra | 3000002576 | ISOLATOR CONTROL SWITCH | SPR.MISC.A050 | ZSPR_ACT | ZSPR | NOS | 4 | 0.04 | INR
5000 | Western Zone, Burla | 5100 | EHT (O&M) Circle, Balangir | 5102 | EHT (O&M) Division, Balangir | W125 | 132/33 kV T/L S/S S/D Tushra | 3000002578 | TRIP CKT SUPERVISION RELAY FOR CR PNL | SPR.MISC.A056 | ZSPR_ACT | ZSPR | NOS | 3 | 7927.82 | INR
5000 | Western Zone, Burla | 5100 | EHT (O&M) Circle, Balangir | 5102 | EHT (O&M) Division, Balangir | W128 | 132/33 kV Grid S/S S/D Birmaharajpur | 3000002578 | TRIP CKT SUPERVISION RELAY FOR CR PNL | SPR.MISC.A056 | ZSPR_ACT | ZSPR | NOS | 1 | 2642.61 | INR
5000 | Western Zone, Burla | 5100 | EHT (O&M) Circle, Balangir | 5102 | EHT (O&M) Division, Balangir | W123 | 132/33 kV T/L S/S S/D Balangir | 3000002621 | EARTH SUSPENSION CLAMP | SPR.MISC.A177 | ZSPR_ACT | ZSPR | NOS | 15 | 5700 | INR
5000 | Western Zone, Burla | 5100 | EHT (O&M) Circle, Balangir | 5102 | EHT (O&M) Division, Balangir | W122 | 220/132/33 kV S/S S/D Balangir | 3000002626 | Banana link with both side pin OF | SPR.MISC.A195 | ZSPR_ACT | ZSPR | NOS | 1 | 1700 | INR
5000 | Western Zone, Burla | 5100 | EHT (O&M) Circle, Balangir | 5102 | EHT (O&M) Division, Balangir | W122 | 220/132/33 kV S/S S/D Balangir | 3000002649 | Breather DTO-2 | SPR.MISC.A229 | ZSPR_ACT | ZSPR | NOS | 4 | 35200 | INR
5000 | Western Zone, Burla | 5100 | EHT (O&M) Circle, Balangir | 5102 | EHT (O&M) Division, Balangir | W125 | 132/33 kV T/L S/S S/D Tushra | 3000002652 | Motor,GA & BGA for 36KV Isolator | SPR.MISC.A232 | ZSPR_ACT | ZSPR | NOS | 1 | 0.01 | INR
5000 | Western Zone, Burla | 5100 | EHT (O&M) Circle, Balangir | 5102 | EHT (O&M) Division, Balangir | W125 | 132/33 kV T/L S/S S/D Tushra | 3000002664 | Annunciator | SPR.MISC.A252 | ZSPR_ACT | ZSPR | NOS | 1 | 6505.67 | INR
5000 | Western Zone, Burla | 5100 | EHT (O&M) Circle, Balangir | 5102 | EHT (O&M) Division, Balangir | W128 | 132/33 kV Grid S/S S/D Birmaharajpur | 3000002664 | Annunciator | SPR.MISC.A252 | ZSPR_ACT | ZSPR | NOS | 1 | 6505.68 | INR
5000 | Western Zone, Burla | 5100 | EHT (O&M) Circle, Balangir | 5102 | EHT (O&M) Division, Balangir | W129 | 132/33 kV T/L S/S S/D Sonepur | 3000002683 | SPRING FOR 132 KV ISOLATOR SPARE | SPR.MISC.A277 | ZSPR_ACT | ZSPR | NOS | 1 | 944 | INR
5000 | Western Zone, Burla | 5100 | EHT (O&M) Circle, Balangir | 5102 | EHT (O&M) Division, Balangir | W124 | 132/33 kV T/L S/S S/D Patnagarh | 3000002685 | FIXED CONTACT&CONTACTPIN -33KV ISOLATOR | SPR.MISC.A279 | ZSPR_ACT | ZSPR | NOS | 1 | 4695.5 | INR
5000 | Western Zone, Burla | 5100 | EHT (O&M) Circle, Balangir | 5102 | EHT (O&M) Division, Balangir | W124 | 132/33 kV T/L S/S S/D Patnagarh | 3000002686 | 88 ACM MOTOR CONTACTOR | SPR.MISC.A281 | ZSPR_ACT | ZSPR | NOS | 2 | 5020 | INR
5000 | Western Zone, Burla | 5100 | EHT (O&M) Circle, Balangir | 5102 | EHT (O&M) Division, Balangir | W124 | 132/33 kV T/L S/S S/D Patnagarh | 3000002687 | ELECTRONICS TIMER | SPR.MISC.A282 | ZSPR_ACT | ZSPR | NOS | 2 | 6470 | INR
5000 | Western Zone, Burla | 5100 | EHT (O&M) Circle, Balangir | 5102 | EHT (O&M) Division, Balangir | W129 | 132/33 kV T/L S/S S/D Sonepur | 3000002693 | VACCUUM INTERRUPTER UNIT OF 33KV VCB | SPR.MISC.A292 | ZSPR_ACT | ZSPR | NOS | 1 | 63000 | INR
5000 | Western Zone, Burla | 5100 | EHT (O&M) Circle, Balangir | 5102 | EHT (O&M) Division, Balangir | W124 | 132/33 kV T/L S/S S/D Patnagarh | 3000002694 | HWF/SPRS/CLAMP 3NOS IN EACH SET | SPR.MISC.A300 | ZSPR_ACT | ZSPR | NOS | 19 | 21299.01 | INR
5000 | Western Zone, Burla | 5100 | EHT (O&M) Circle, Balangir | 5102 | EHT (O&M) Division, Balangir | W124 | 132/33 kV T/L S/S S/D Patnagarh | 3000002698 | COMPLETE SETOF CARDS FOR PLCC | SPR.MISC.A308 | ZSPR_ACT | ZSPR | NOS | 1 | 269854.5 | INR
5000 | Western Zone, Burla | 5100 | EHT (O&M) Circle, Balangir | 5102 | EHT (O&M) Division, Balangir | W124 | 132/33 kV T/L S/S S/D Patnagarh | 3000002699 | COMPLETE SET OF CARDS FOR EPBAX | SPR.MISC.A309 | ZSPR_ACT | ZSPR | NOS | 1 | 585259 | INR
5000 | Western Zone, Burla | 5100 | EHT (O&M) Circle, Balangir | 5102 | EHT (O&M) Division, Balangir | W129 | 132/33 kV T/L S/S S/D Sonepur | 3000002700 | CARBON TETRACLORIDE IN PKT | SPR.MISC.A310 | ZSPR_ACT | ZSPR | NOS | 1 | 100 | INR
5000 | Western Zone, Burla | 5100 | EHT (O&M) Circle, Balangir | 5102 | EHT (O&M) Division, Balangir | W129 | 132/33 kV T/L S/S S/D Sonepur | 3000002716 | ACB Female Contact | SPR.MISC.A345 | ZSPR_SH | ZSPR | NOS | 1 | 3500 | INR
5000 | Western Zone, Burla | 5100 | EHT (O&M) Circle, Balangir | 5102 | EHT (O&M) Division, Balangir | W127 | 132/33 kV S/S S/D Boudh | 3000002750 | Push Button | SPR.MISC.A454 | ZSPR_ACT | ZSPR | NOS | 2 | 0.02 | INR
5000 | Western Zone, Burla | 5100 | EHT (O&M) Circle, Balangir | 5102 | EHT (O&M) Division, Balangir | W128 | 132/33 kV Grid S/S S/D Birmaharajpur | 3000002760 | GPS based Time synchronising equipment | SPR.MISC.A483 | ZSPR_ACT | ZSPR | NOS | 1 | 284150.68 | INR
5000 | Western Zone, Burla | 5100 | EHT (O&M) Circle, Balangir | 5102 | EHT (O&M) Division, Balangir | W125 | 132/33 kV T/L S/S S/D Tushra | 3000002761 | Ammeter with transduser of CT | SPR.MISC.A484 | ZSPR_ACT | ZSPR | NOS | 1 | 0.01 | INR
5000 | Western Zone, Burla | 5100 | EHT (O&M) Circle, Balangir | 5102 | EHT (O&M) Division, Balangir | W124 | 132/33 kV T/L S/S S/D Patnagarh | 3000002800 | Meter to PC Cable for Apex Meter. | SPR.MISC.AB14 | ZSPR_ACT | ZSPR | NOS | 1 | 1 | INR
5000 | Western Zone, Burla | 5100 | EHT (O&M) Circle, Balangir | 5102 | EHT (O&M) Division, Balangir | W128 | 132/33 kV Grid S/S S/D Birmaharajpur | 3000002813 | Protection Transfer Switch(NIT) | SPR.PNL33.A001 | ZSPR_ACT | ZSPR | NOS | 2 | 7590.79 | INR
5000 | Western Zone, Burla | 5100 | EHT (O&M) Circle, Balangir | 5102 | EHT (O&M) Division, Balangir | W128 | 132/33 kV Grid S/S S/D Birmaharajpur | 3000002814 | Ammeter selector switch | SPR.PNL33.A002 | ZSPR_ACT | ZSPR | NOS | 2 | 1573.77 | INR
5000 | Western Zone, Burla | 5100 | EHT (O&M) Circle, Balangir | 5102 | EHT (O&M) Division, Balangir | W125 | 132/33 kV T/L S/S S/D Tushra | 3000002814 | Ammeter selector switch | SPR.PNL33.A002 | ZSPR_ACT | ZSPR | NOS | 1 | 786.88 | INR
5000 | Western Zone, Burla | 5100 | EHT (O&M) Circle, Balangir | 5102 | EHT (O&M) Division, Balangir | W127 | 132/33 kV S/S S/D Boudh | 3000002815 | Voltmeter Selector Switch | SPR.PNL33.A003 | ZSPR_ACT | ZSPR | NOS | 1 | 673.29 | INR
5000 | Western Zone, Burla | 5100 | EHT (O&M) Circle, Balangir | 5102 | EHT (O&M) Division, Balangir | W125 | 132/33 kV T/L S/S S/D Tushra | 3000002815 | Voltmeter Selector Switch | SPR.PNL33.A003 | ZSPR_ACT | ZSPR | NOS | 1 | 673.29 | INR
5000 | Western Zone, Burla | 5100 | EHT (O&M) Circle, Balangir | 5102 | EHT (O&M) Division, Balangir | W128 | 132/33 kV Grid S/S S/D Birmaharajpur | 3000002815 | Voltmeter Selector Switch | SPR.PNL33.A003 | ZSPR_ACT | ZSPR | NOS | 2 | 1346.57 | INR
5000 | Western Zone, Burla | 5100 | EHT (O&M) Circle, Balangir | 5102 | EHT (O&M) Division, Balangir | W125 | 132/33 kV T/L S/S S/D Tushra | 3000002816 | Voltmeter with Transducer of 33KV Panel | SPR.PNL33.A004 | ZSPR_ACT | ZSPR | NOS | 2 | 0.02 | INR
5000 | Western Zone, Burla | 5100 | EHT (O&M) Circle, Balangir | 5102 | EHT (O&M) Division, Balangir | W129 | 132/33 kV T/L S/S S/D Sonepur | 3000002897 | SILICAGEL BA-12.5MVA 132/33KV CGL Tfr | SPR.TFR12.5CGL.EA01 | ZSPR_ACT | ZSPR | NOS | 1 | 1572 | INR
5000 | Western Zone, Burla | 5100 | EHT (O&M) Circle, Balangir | 5102 | EHT (O&M) Division, Balangir | W124 | 132/33 kV T/L S/S S/D Patnagarh | 3000002897 | SILICAGEL BA-12.5MVA 132/33KV CGL Tfr | SPR.TFR12.5CGL.EA01 | ZSPR_ACT | ZSPR | NOS | 1 | 1572 | INR
5000 | Western Zone, Burla | 5100 | EHT (O&M) Circle, Balangir | 5102 | EHT (O&M) Division, Balangir | W124 | 132/33 kV T/L S/S S/D Patnagarh | 3000002898 | OLTC M & C 132/33KV 12.5MVA CGLTfr | SPR.TFR12.5CGL.EB02 | ZSPR_ACT | ZSPR | NOS | 1 | 2291 | INR
5000 | Western Zone, Burla | 5100 | EHT (O&M) Circle, Balangir | 5102 | EHT (O&M) Division, Balangir | W129 | 132/33 kV T/L S/S S/D Sonepur | 3000002898 | OLTC M & C 132/33KV 12.5MVA CGLTfr | SPR.TFR12.5CGL.EB02 | ZSPR_ACT | ZSPR | NOS | 1 | 2291 | INR
5000 | Western Zone, Burla | 5100 | EHT (O&M) Circle, Balangir | 5102 | EHT (O&M) Division, Balangir | W124 | 132/33 kV T/L S/S S/D Patnagarh | 3000002902 | DIAL TYPE THERMOMETER OF 12.5MVA CGL Tfr | SPR.TFR12.5CGL.EC05 | ZSPR_ACT | ZSPR | NOS | 1 | 8589 | INR
5000 | Western Zone, Burla | 5100 | EHT (O&M) Circle, Balangir | 5102 | EHT (O&M) Division, Balangir | W124 | 132/33 kV T/L S/S S/D Patnagarh | 3000002903 | OLGW 12.5 MVA 132/33KV CGL Tfr | SPR.TFR12.5CGL.EC06 | ZSPR_ACT | ZSPR | NOS | 1 | 5589 | INR
5000 | Western Zone, Burla | 5100 | EHT (O&M) Circle, Balangir | 5102 | EHT (O&M) Division, Balangir | W124 | 132/33 kV T/L S/S S/D Patnagarh | 3000002904 | PRV FOR 12.5MVA 132/33KV CGL Tfr | SPR.TFR12.5CGL.EC07 | ZSPR_ACT | ZSPR | NOS | 1 | 5727 | INR
5000 | Western Zone, Burla | 5100 | EHT (O&M) Circle, Balangir | 5102 | EHT (O&M) Division, Balangir | W124 | 132/33 kV T/L S/S S/D Patnagarh | 3000002907 | Plate Valve 12.5MVA 132/33KV Tfr of CGL | SPR.TFR12.5CGL.ED04 | ZSPR_ACT | ZSPR | NOS | 10 | 2000 | INR
5000 | Western Zone, Burla | 5100 | EHT (O&M) Circle, Balangir | 5102 | EHT (O&M) Division, Balangir | W124 | 132/33 kV T/L S/S S/D Patnagarh | 3000002909 | VALVE OF 12.5MVA 132/33KV CGL Tfr | SPR.TFR12.5CGL.ED06 | ZSPR_ACT | ZSPR | NOS | 3 | 25767 | INR
5000 | Western Zone, Burla | 5100 | EHT (O&M) Circle, Balangir | 5102 | EHT (O&M) Division, Balangir | W129 | 132/33 kV T/L S/S S/D Sonepur | 3000002909 | VALVE OF 12.5MVA 132/33KV CGL Tfr | SPR.TFR12.5CGL.ED06 | ZSPR_ACT | ZSPR | NOS | 1 | 8589 | INR
5000 | Western Zone, Burla | 5100 | EHT (O&M) Circle, Balangir | 5102 | EHT (O&M) Division, Balangir | W129 | 132/33 kV T/L S/S S/D Sonepur | 3000002910 | GASKET of 12.5MVA 132/33KV CGL Tfr | SPR.TFR12.5CGL.EE01 | ZSPR_ACT | ZSPR | NOS | 2 | 30180 | INR
5000 | Western Zone, Burla | 5100 | EHT (O&M) Circle, Balangir | 5102 | EHT (O&M) Division, Balangir | W124 | 132/33 kV T/L S/S S/D Patnagarh | 3000002910 | GASKET of 12.5MVA 132/33KV CGL Tfr | SPR.TFR12.5CGL.EE01 | ZSPR_ACT | ZSPR | NOS | 2 | 30180 | INR
5000 | Western Zone, Burla | 5100 | EHT (O&M) Circle, Balangir | 5102 | EHT (O&M) Division, Balangir | W122 | 220/132/33 kV S/S S/D Balangir | 3000002911 | WTI FOR 12.5MVA 132/33KV GEC ALSTOM Tfr | SPR.TFR12.5GECA.EC01 | ZSPR_ACT | ZSPR | NOS | 1 | 13376 | INR
5000 | Western Zone, Burla | 5100 | EHT (O&M) Circle, Balangir | 5102 | EHT (O&M) Division, Balangir | W122 | 220/132/33 kV S/S S/D Balangir | 3000002912 | OTI FOR 12.5MVA 132/33KV GEC ALSTOM Tfr | SPR.TFR12.5GECA.EC02 | ZSPR_ACT | ZSPR | NOS | 1 | 11944.5 | INR
5000 | Western Zone, Burla | 5100 | EHT (O&M) Circle, Balangir | 5102 | EHT (O&M) Division, Balangir | W122 | 220/132/33 kV S/S S/D Balangir | 3000002933 | PRV of 160MVA 220/132/33KV BHEL AT | SPR.TFR160BHEL.DC01 | ZSPR_ACT | ZSPR | NOS | 1 | 9111.49 | INR
5000 | Western Zone, Burla | 5100 | EHT (O&M) Circle, Balangir | 5102 | EHT (O&M) Division, Balangir | W122 | 220/132/33 kV S/S S/D Balangir | 3000002939 | T.Bushing&Rod-160MVA 220/132/33KVBHEL AT | SPR.TFR160BHEL.DC07 | ZSPR_ACT | ZSPR | NOS | 3 | 293569.71 | INR
5000 | Western Zone, Burla | 5100 | EHT (O&M) Circle, Balangir | 5102 | EHT (O&M) Division, Balangir | W122 | 220/132/33 kV S/S S/D Balangir | 3000002947 | BR of 160MVA 220/132/33KV BHEL AT | SPR.TFR160BHEL.DC18 | ZSPR_ACT | ZSPR | NOS | 1 | 7110.5 | INR
5000 | Western Zone, Burla | 5100 | EHT (O&M) Circle, Balangir | 5102 | EHT (O&M) Division, Balangir | W124 | 132/33 kV T/L S/S S/D Patnagarh | 3000003052 | WTI(LOCAL) 20 MVA 220/33KV Tfr MAKE CGL | SPR.TFR20CGL.DC01 | ZSPR_ACT | ZSPR | NOS | 1 | 115.13 | INR
5000 | Western Zone, Burla | 5100 | EHT (O&M) Circle, Balangir | 5102 | EHT (O&M) Division, Balangir | W127 | 132/33 kV S/S S/D Boudh | 3000003060 | WTI for 20MVA 132/33KV IMP Tfr | SPR.TFR20IMP.BC01 | ZSPR_ACT | ZSPR | NOS | 2 | 26800 | INR
5000 | Western Zone, Burla | 5100 | EHT (O&M) Circle, Balangir | 5102 | EHT (O&M) Division, Balangir | W124 | 132/33 kV T/L S/S S/D Patnagarh | 3000003060 | WTI for 20MVA 132/33KV IMP Tfr | SPR.TFR20IMP.BC01 | ZSPR_ACT | ZSPR | NOS | 1 | 13400 | INR
5000 | Western Zone, Burla | 5100 | EHT (O&M) Circle, Balangir | 5102 | EHT (O&M) Division, Balangir | W124 | 132/33 kV T/L S/S S/D Patnagarh | 3000003061 | OTI with contacts 20MVA 132/33KV IMP Tfr | SPR.TFR20IMP.BC02 | ZSPR_ACT | ZSPR | NOS | 1 | 6733.33 | INR
5000 | Western Zone, Burla | 5100 | EHT (O&M) Circle, Balangir | 5102 | EHT (O&M) Division, Balangir | W127 | 132/33 kV S/S S/D Boudh | 3000003061 | OTI with contacts 20MVA 132/33KV IMP Tfr | SPR.TFR20IMP.BC02 | ZSPR_ACT | ZSPR | NOS | 2 | 13466.67 | INR
5000 | Western Zone, Burla | 5100 | EHT (O&M) Circle, Balangir | 5102 | EHT (O&M) Division, Balangir | W124 | 132/33 kV T/L S/S S/D Patnagarh | 3000003062 | PRD of 20MVA 132/33KV IMP Tfr | SPR.TFR20IMP.BC03 | ZSPR_US | ZSPR | NOS | 1 | 300 | INR
5000 | Western Zone, Burla | 5100 | EHT (O&M) Circle, Balangir | 5102 | EHT (O&M) Division, Balangir | W127 | 132/33 kV S/S S/D Boudh | 3000003062 | PRD of 20MVA 132/33KV IMP Tfr | SPR.TFR20IMP.BC03 | ZSPR_ACT | ZSPR | NOS | 2 | 20000 | INR
5000 | Western Zone, Burla | 5100 | EHT (O&M) Circle, Balangir | 5102 | EHT (O&M) Division, Balangir | W127 | 132/33 kV S/S S/D Boudh | 3000003063 | MOLG for 20MVA 132/33KV IMP Tfr | SPR.TFR20IMP.BC04 | ZSPR_ACT | ZSPR | NOS | 2 | 10800 | INR
5000 | Western Zone, Burla | 5100 | EHT (O&M) Circle, Balangir | 5102 | EHT (O&M) Division, Balangir | W124 | 132/33 kV T/L S/S S/D Patnagarh | 3000003063 | MOLG for 20MVA 132/33KV IMP Tfr | SPR.TFR20IMP.BC04 | ZSPR_ACT | ZSPR | NOS | 1 | 5400 | INR
5000 | Western Zone, Burla | 5100 | EHT (O&M) Circle, Balangir | 5102 | EHT (O&M) Division, Balangir | W124 | 132/33 kV T/L S/S S/D Patnagarh | 3000003064 | CF with motor 20MVA 132/33KV IMP Tfr | SPR.TFR20IMP.BC05 | ZSPR_US | ZSPR | NOS | 1 | 500 | INR
5000 | Western Zone, Burla | 5100 | EHT (O&M) Circle, Balangir | 5102 | EHT (O&M) Division, Balangir | W124 | 132/33 kV T/L S/S S/D Patnagarh | 3000003065 | Buchholz relay 20MVA 132/33KV IMP Tfr | SPR.TFR20IMP.BC06 | ZSPR_ACT | ZSPR | NOS | 1 | 3500 | INR
5000 | Western Zone, Burla | 5100 | EHT (O&M) Circle, Balangir | 5102 | EHT (O&M) Division, Balangir | W127 | 132/33 kV S/S S/D Boudh | 3000003065 | Buchholz relay 20MVA 132/33KV IMP Tfr | SPR.TFR20IMP.BC06 | ZSPR_ACT | ZSPR | NOS | 2 | 7000 | INR
5000 | Western Zone, Burla | 5100 | EHT (O&M) Circle, Balangir | 5102 | EHT (O&M) Division, Balangir | W124 | 132/33 kV T/L S/S S/D Patnagarh | 3000003066 | Starter&Relay for 20MVA 132/33KV IMP Tfr | SPR.TFR20IMP.BC07 | ZSPR_ACT | ZSPR | NOS | 1 | 500 | INR
5000 | Western Zone, Burla | 5100 | EHT (O&M) Circle, Balangir | 5102 | EHT (O&M) Division, Balangir | W124 | 132/33 kV T/L S/S S/D Patnagarh | 3000003067 | TPI (L & R) 20MVA 132/33KV IMP Tfr | SPR.TFR20IMP.BC08 | ZSPR_ACT | ZSPR | NOS | 1 | 100 | INR
5000 | Western Zone, Burla | 5100 | EHT (O&M) Circle, Balangir | 5102 | EHT (O&M) Division, Balangir | W124 | 132/33 kV T/L S/S S/D Patnagarh | 3000003068 | Fuses control for 20MVA 132/33KV IMP Tfr | SPR.TFR20IMP.BC09 | ZSPR_ACT | ZSPR | NOS | 1 | 100 | INR
5000 | Western Zone, Burla | 5100 | EHT (O&M) Circle, Balangir | 5102 | EHT (O&M) Division, Balangir | W124 | 132/33 kV T/L S/S S/D Patnagarh | 3000003069 | Lamps for20MVA 132/33KV IMP Tfr | SPR.TFR20IMP.BC10 | ZSPR_ACT | ZSPR | NOS | 1 | 300 | INR
5000 | Western Zone, Burla | 5100 | EHT (O&M) Circle, Balangir | 5102 | EHT (O&M) Division, Balangir | W124 | 132/33 kV T/L S/S S/D Patnagarh | 3000003070 | BP Buchholz relay-20MVA 132/33KV IMPTfr | SPR.TFR20IMP.BC11 | ZSPR_ACT | ZSPR | NOS | 1 | 200 | INR
5000 | Western Zone, Burla | 5100 | EHT (O&M) Circle, Balangir | 5102 | EHT (O&M) Division, Balangir | W124 | 132/33 kV T/L S/S S/D Patnagarh | 3000003071 | Prop of 20MVA 132/33KV IMP Tfr | SPR.TFR20IMP.BC12 | ZSPR_ACT | ZSPR | NOS | 1 | 500 | INR
5000 | Western Zone, Burla | 5100 | EHT (O&M) Circle, Balangir | 5102 | EHT (O&M) Division, Balangir | W124 | 132/33 kV T/L S/S S/D Patnagarh | 3000003072 | Flange of 20MVA 132/33KV IMP Tfr | SPR.TFR20IMP.BC13 | ZSPR_ACT | ZSPR | NOS | 4 | 400 | INR
5000 | Western Zone, Burla | 5100 | EHT (O&M) Circle, Balangir | 5102 | EHT (O&M) Division, Balangir | W124 | 132/33 kV T/L S/S S/D Patnagarh | 3000003075 | DUMMY PLATE 20MVA NGEF 132/33KV Tfr | SPR.TFR20NGEF.ED01 | ZSPR_ACT | ZSPR | NOS | 3 | 465 | INR
5000 | Western Zone, Burla | 5100 | EHT (O&M) Circle, Balangir | 5102 | EHT (O&M) Division, Balangir | W125 | 132/33 kV T/L S/S S/D Tushra | 3000003097 | HV Bushing of 20MVA 132/33kV Tfr | SPR.TFR20TAL.EA01 | ZSPR_ACT | ZSPR | NOS | 1 | 0.01 | INR
5000 | Western Zone, Burla | 5100 | EHT (O&M) Circle, Balangir | 5102 | EHT (O&M) Division, Balangir | W125 | 132/33 kV T/L S/S S/D Tushra | 3000003100 | LV NBushing of 20MVA 132/33kV Tfr | SPR.TFR20TAL.EA04 | ZSPR_ACT | ZSPR | NOS | 1 | 0.01 | INR
5000 | Western Zone, Burla | 5100 | EHT (O&M) Circle, Balangir | 5102 | EHT (O&M) Division, Balangir | W125 | 132/33 kV T/L S/S S/D Tushra | 3000003101 | PRD of 20MVA 132/33kV Tfr | SPR.TFR20TAL.EC01 | ZSPR_ACT | ZSPR | NOS | 1 | 0.01 | INR
5000 | Western Zone, Burla | 5100 | EHT (O&M) Circle, Balangir | 5102 | EHT (O&M) Division, Balangir | W125 | 132/33 kV T/L S/S S/D Tushra | 3000003102 | OTI of 20MVA 132/33kV Tfr | SPR.TFR20TAL.EC02 | ZSPR_ACT | ZSPR | SET | 1 | 0.01 | INR
5000 | Western Zone, Burla | 5100 | EHT (O&M) Circle, Balangir | 5102 | EHT (O&M) Division, Balangir | W125 | 132/33 kV T/L S/S S/D Tushra | 3000003103 | MOLG of 20MVA 132/33kV TAL Tfr | SPR.TFR20TAL.EC04 | ZSPR_ACT | ZSPR | NOS | 1 | 0.01 | INR
5000 | Western Zone, Burla | 5100 | EHT (O&M) Circle, Balangir | 5102 | EHT (O&M) Division, Balangir | W125 | 132/33 kV T/L S/S S/D Tushra | 3000003104 | Fan&motorof 20MVA 132/33kV TAL Tfr | SPR.TFR20TAL.EC05 | ZSPR_ACT | ZSPR | NOS | 1 | 0.01 | INR
5000 | Western Zone, Burla | 5100 | EHT (O&M) Circle, Balangir | 5102 | EHT (O&M) Division, Balangir | W125 | 132/33 kV T/L S/S S/D Tushra | 3000003105 | Buchholz relay of 20MVA 132/33kV TAL Tfr | SPR.TFR20TAL.EC06 | ZSPR_ACT | ZSPR | NOS | 1 | 0.01 | INR
5000 | Western Zone, Burla | 5100 | EHT (O&M) Circle, Balangir | 5102 | EHT (O&M) Division, Balangir | W124 | 132/33 kV T/L S/S S/D Patnagarh | 3000003107 | GASKET OF 250KVA 33/0.4KV OTPL Tfr | SPR.TFR250OTPL.FE01 | ZSPR_ACT | ZSPR | NOS | 1 | 2863 | INR
5000 | Western Zone, Burla | 5100 | EHT (O&M) Circle, Balangir | 5102 | EHT (O&M) Division, Balangir | W123 | 132/33 kV T/L S/S S/D Balangir | 3000003128 | AUX.CONTACT400/220/33KV 315MVA ICTBHEL | SPR.TFR315BHEL.BC17 | ZSPR_ACT | ZSPR | NOS | 1 | 6378 | INR
5000 | Western Zone, Burla | 5100 | EHT (O&M) Circle, Balangir | 5102 | EHT (O&M) Division, Balangir | W123 | 132/33 kV T/L S/S S/D Balangir | 3000003198 | WTI FOR 40MVA 132/33KV ALSTOM Tfr | SPR.TFR40ASTM.EC02 | ZSPR_ACT | ZSPR | NOS | 1 | 13736 | INR
5000 | Western Zone, Burla | 5100 | EHT (O&M) Circle, Balangir | 5102 | EHT (O&M) Division, Balangir | W124 | 132/33 kV T/L S/S S/D Patnagarh | 3000003229 | COOLING FAN FOR 40MVA 132/33KV BHEL Tfr | SPR.TFR40BHEL.EA01 | ZSPR_US | ZSPR | NOS | 1 | 500 | INR
5000 | Western Zone, Burla | 5100 | EHT (O&M) Circle, Balangir | 5102 | EHT (O&M) Division, Balangir | W124 | 132/33 kV T/L S/S S/D Patnagarh | 3000003236 | TDR FOR 132/33KV 40MVA BHEL Tfr | SPR.TFR40BHEL.EA08 | ZSPR_ACT | ZSPR | NOS | 1 | 300 | INR
5000 | Western Zone, Burla | 5100 | EHT (O&M) Circle, Balangir | 5102 | EHT (O&M) Division, Balangir | W124 | 132/33 kV T/L S/S S/D Patnagarh | 3000003242 | OTI FOR 40MVA 132/33KV BHEL Tfr | SPR.TFR40BHEL.EC05 | ZSPR_ACT | ZSPR | NOS | 1 | 13418.33 | INR
5000 | Western Zone, Burla | 5100 | EHT (O&M) Circle, Balangir | 5102 | EHT (O&M) Division, Balangir | W124 | 132/33 kV T/L S/S S/D Patnagarh | 3000003245 | MOLG FOR 40MVA 132/33KV BHEL Tfr | SPR.TFR40BHEL.EC08 | ZSPR_ACT | ZSPR | NOS | 1 | 7446 | INR
5000 | Western Zone, Burla | 5100 | EHT (O&M) Circle, Balangir | 5102 | EHT (O&M) Division, Balangir | W129 | 132/33 kV T/L S/S S/D Sonepur | 3000003248 | LV BUSHING FOR 40 MVA 132/33KV BHEL Tfr | SPR.TFR40BHEL.EF02 | ZSPR_ACT | ZSPR | NOS | 1 | 18463 | INR
5000 | Western Zone, Burla | 5100 | EHT (O&M) Circle, Balangir | 5102 | EHT (O&M) Division, Balangir | W124 | 132/33 kV T/L S/S S/D Patnagarh | 3000003250 | STARTER FOR 40MVA 132/33KV BHEL Tfr | SPR.TFR40BHEL.EF04 | ZSPR_ACT | ZSPR | NOS | 1 | 20597 | INR
5000 | Western Zone, Burla | 5100 | EHT (O&M) Circle, Balangir | 5102 | EHT (O&M) Division, Balangir | W124 | 132/33 kV T/L S/S S/D Patnagarh | 3000003251 | FUSES FOR 40MVA 132/33KV BHEL Tfr | SPR.TFR40BHEL.EF05 | ZSPR_ACT | ZSPR | NOS | 1 | 7698.5 | INR
5000 | Western Zone, Burla | 5100 | EHT (O&M) Circle, Balangir | 5102 | EHT (O&M) Division, Balangir | W124 | 132/33 kV T/L S/S S/D Patnagarh | 3000003252 | LAMPS FOR 40MVA 132/33KV BHEL Tfr | SPR.TFR40BHEL.EF06 | ZSPR_ACT | ZSPR | NOS | 1 | 7648.5 | INR
5000 | Western Zone, Burla | 5100 | EHT (O&M) Circle, Balangir | 5102 | EHT (O&M) Division, Balangir | W128 | 132/33 kV Grid S/S S/D Birmaharajpur | 3000003367 | 132KV- LA Clamp (Single Moose) | SS.CLAMP.A016 | ZSPR_ACT | ZSPR | NOS | 3 | 3621.72 | INR
5000 | Western Zone, Burla | 5100 | EHT (O&M) Circle, Balangir | 5102 | EHT (O&M) Division, Balangir | W128 | 132/33 kV Grid S/S S/D Birmaharajpur | 3000003371 | 132KV-PI Clamp of Single Moose | SS.CLAMP.A020 | ZSPR_ACT | ZSPR | NOS | 16 | 16328.16 | INR
5000 | Western Zone, Burla | 5100 | EHT (O&M) Circle, Balangir | 5102 | EHT (O&M) Division, Balangir | W128 | 132/33 kV Grid S/S S/D Birmaharajpur | 3000003372 | 132KV-CB Clamp of Single Moose | SS.CLAMP.A021 | ZSPR_ACT | ZSPR | NOS | 6 | 18560.28 | INR
5000 | Western Zone, Burla | 5100 | EHT (O&M) Circle, Balangir | 5102 | EHT (O&M) Division, Balangir | W128 | 132/33 kV Grid S/S S/D Birmaharajpur | 3000003373 | 132KV-IVT Clamp of Single Moose | SS.CLAMP.A026 | ZSPR_ACT | ZSPR | NOS | 3 | 5803.5 | INR
5000 | Western Zone, Burla | 5100 | EHT (O&M) Circle, Balangir | 5102 | EHT (O&M) Division, Balangir | W128 | 132/33 kV Grid S/S S/D Birmaharajpur | 3000003376 | 132KV-T Clamp for Moose-Moose | SS.CLAMP.A029 | ZSPR_ACT | ZSPR | NOS | 28 | 19290.32 | INR
5000 | Western Zone, Burla | 5100 | EHT (O&M) Circle, Balangir | 5102 | EHT (O&M) Division, Balangir | W128 | 132/33 kV Grid S/S S/D Birmaharajpur | 3000003378 | 33 KV 'T' Clamp for Twin Moose run with | SS.CLAMP.A032 | ZSPR_ACT | ZSPR | NOS | 1 | 1391.56 | INR
5000 | Western Zone, Burla | 5100 | EHT (O&M) Circle, Balangir | 5102 | EHT (O&M) Division, Balangir | W128 | 132/33 kV Grid S/S S/D Birmaharajpur | 3000003379 | 33 KV 'T' Clamp for Single Moose run wit | SS.CLAMP.A033 | ZSPR_ACT | ZSPR | NOS | 30 | 20668.2 | INR
5000 | Western Zone, Burla | 5100 | EHT (O&M) Circle, Balangir | 5102 | EHT (O&M) Division, Balangir | W128 | 132/33 kV Grid S/S S/D Birmaharajpur | 3000003382 | 33 KV LA Clamp (Single Moose) | SS.CLAMP.A036 | ZSPR_ACT | ZSPR | NOS | 24 | 28973.76 | INR
5000 | Western Zone, Burla | 5100 | EHT (O&M) Circle, Balangir | 5102 | EHT (O&M) Division, Balangir | W128 | 132/33 kV Grid S/S S/D Birmaharajpur | 3000003387 | 33 KV PI Clamp | SS.CLAMP.A041 | ZSPR_ACT | ZSPR | NOS | 15 | 18108.6 | INR
5000 | Western Zone, Burla | 5100 | EHT (O&M) Circle, Balangir | 5102 | EHT (O&M) Division, Balangir | W128 | 132/33 kV Grid S/S S/D Birmaharajpur | 3000003388 | Spacer for Twin 33 KV Bus (Moose) | SS.CLAMP.A042 | ZSPR_ACT | ZSPR | NOS | 1 | 619.59 | INR
5000 | Western Zone, Burla | 5100 | EHT (O&M) Circle, Balangir | 5102 | EHT (O&M) Division, Balangir | W125 | 132/33 kV T/L S/S S/D Tushra | 3000003390 | G1 132 KV BEAM STRUCTURE | STRS.132BEAM.A001 | ZSPR_ACT | ZSPR | MT | 0.329 | 22834.51 | INR
5000 | Western Zone, Burla | 5100 | EHT (O&M) Circle, Balangir | 5102 | EHT (O&M) Division, Balangir | W125 | 132/33 kV T/L S/S S/D Tushra | 3000003394 | T1S 132 KV COLUMN STRUCTURE | STRS.132COLMN.A001 | ZSPR_ACT | ZSPR | MT | 3.431 | 238243.5 | INR
5000 | Western Zone, Burla | 5100 | EHT (O&M) Circle, Balangir | 5102 | EHT (O&M) Division, Balangir | W124 | 132/33 kV T/L S/S S/D Patnagarh | 3000003397 | Equipment structure of CTfor 132KV | STRS.132EQPT.A013 | ZSPR_ACT | ZSPR | MT | 1 | 75836.75 | INR
5000 | Western Zone, Burla | 5100 | EHT (O&M) Circle, Balangir | 5102 | EHT (O&M) Division, Balangir | WL25 | 132/33 kV T/L S/S S/D Tushra_Line | 3000003485 | 132 KV PA TYPE TEMPLATE | TWR.132PA.TMPL.A001 | ZSPR_FREE | ZSPR | MT | 2.765 | 0 | INR
5000 | Western Zone, Burla | 5100 | EHT (O&M) Circle, Balangir | 5102 | EHT (O&M) Division, Balangir | WL12 | 220_Balangir New | 3000003489 | 132 KV PB TYPE STUB | TWR.132PB.STUB.A001 | ZSPR_ACT | ZSPR | MT | 0.6 | 93225.21 | INR
5000 | Western Zone, Burla | 5100 | EHT (O&M) Circle, Balangir | 5102 | EHT (O&M) Division, Balangir | WL25 | 132/33 kV T/L S/S S/D Tushra_Line | 3000003490 | 132 KV PB TYPE TEMPLATE | TWR.132PB.TMPL.A001 | ZSPR_FREE | ZSPR | MT | 0.596 | 0 | INR
5000 | Western Zone, Burla | 5100 | EHT (O&M) Circle, Balangir | 5102 | EHT (O&M) Division, Balangir | WL25 | 132/33 kV T/L S/S S/D Tushra_Line | 3000003494 | 132 KV PC TYPE NMTL DESIGN TEMPLATE | TWR.132PC.TMPL.F001 | ZSPR_FREE | ZSPR | MT | 1.752 | 0 | INR
5000 | Western Zone, Burla | 5100 | EHT (O&M) Circle, Balangir | 5102 | EHT (O&M) Division, Balangir | WL12 | 220_Balangir New | 3000003514 | 220 KV ASSORTED OA TYPE TOWER | TWR.220OA.L.A002 | ZSPR_ACT | ZSPR | MT | 4.245 | 269851.7 | INR
5000 | Western Zone, Burla | 5100 | EHT (O&M) Circle, Balangir | 5102 | EHT (O&M) Division, Balangir | W125 | 132/33 kV T/L S/S S/D Tushra | 3000003515 | 220 KV OA TYPE STUB | TWR.220OA.STUB.A001 | ZSPR_ACT | ZSPR | MT | 1.15 | 104039.16 | INR
5000 | Western Zone, Burla | 5100 | EHT (O&M) Circle, Balangir | 5102 | EHT (O&M) Division, Balangir | WL12 | 220_Balangir New | 3000003515 | 220 KV OA TYPE STUB | TWR.220OA.STUB.A001 | ZSPR_ACT | ZSPR | MT | 2.1 | 189984.54 | INR
5000 | Western Zone, Burla | 5100 | EHT (O&M) Circle, Balangir | 5102 | EHT (O&M) Division, Balangir | W125 | 132/33 kV T/L S/S S/D Tushra | 3000003516 | 220 KV OA TYPE TEMPLATE | TWR.220OA.TMPL.A001 | ZSPR_ACT | ZSPR | MT | 2.103 | 214928.2 | INR
5000 | Western Zone, Burla | 5100 | EHT (O&M) Circle, Balangir | 5102 | EHT (O&M) Division, Balangir | W122 | 220/132/33 kV S/S S/D Balangir | 3000003516 | 220 KV OA TYPE TEMPLATE | TWR.220OA.TMPL.A001 | ZSPR_ACT | ZSPR | MT | 2.316 | 236696.96 | INR
5000 | Western Zone, Burla | 5100 | EHT (O&M) Circle, Balangir | 5102 | EHT (O&M) Division, Balangir | W122 | 220/132/33 kV S/S S/D Balangir | 3000003517 | 3mtr extension to 220 KV OA type Tower | TWR.220OA+3.L.A001 | ZSPR_ACT | ZSPR | MT | 0.748 | 58979.34 | INR
5000 | Western Zone, Burla | 5100 | EHT (O&M) Circle, Balangir | 5102 | EHT (O&M) Division, Balangir | WL12 | 220_Balangir New | 3000003519 | 6mtrExtn. Assorted-220 KV OA type Tower | TWR.220OA+6.L.A002 | ZSPR_ACT | ZSPR | MT | 2.598 | 165141.76 | INR
5000 | Western Zone, Burla | 5100 | EHT (O&M) Circle, Balangir | 5102 | EHT (O&M) Division, Balangir | W125 | 132/33 kV T/L S/S S/D Tushra | 3000003522 | 220 KV OB TYPE TEMPLATE | TWR.220OB.TMPL.A001 | ZSPR_ACT | ZSPR | MT | 0.793 | 70350 | INR
5000 | Western Zone, Burla | 5100 | EHT (O&M) Circle, Balangir | 5102 | EHT (O&M) Division, Balangir | WL12 | 220_Balangir New | 3000003524 | 220 KV ASSORTED OC TYPE TOWER | TWR.220OC.L.A002 | ZSPR_ACT | ZSPR | MT | 8.245 | 524140.9 | INR
5000 | Western Zone, Burla | 5100 | EHT (O&M) Circle, Balangir | 5102 | EHT (O&M) Division, Balangir | WL12 | 220_Balangir New | 3000003525 | 220KV OC TOWER STUB | TWR.220OC.STUB.A002 | ZSPR_ACT | ZSPR | MT | 2.25 | 197495.77 | INR
5000 | Western Zone, Burla | 5100 | EHT (O&M) Circle, Balangir | 5102 | EHT (O&M) Division, Balangir | W122 | 220/132/33 kV S/S S/D Balangir | 3000003525 | 220KV OC TOWER STUB | TWR.220OC.STUB.A002 | ZSPR_ACT | ZSPR | MT | 0.75 | 65831.92 | INR
5000 | Western Zone, Burla | 5100 | EHT (O&M) Circle, Balangir | 5102 | EHT (O&M) Division, Balangir | WL12 | 220_Balangir New | 3000003526 | 220 KV OC TYPE TEMPLATE | TWR.220OC.TMPL.A001 | ZSPR_ACT | ZSPR | MT | 0.8 | 63572.3 | INR
5000 | Western Zone, Burla | 5100 | EHT (O&M) Circle, Balangir | 5102 | EHT (O&M) Division, Balangir | WL12 | 220_Balangir New | 3000003529 | 220 KV OC+ 15 TYPE TEMPLATE | TWR.220OC+15.TMPL.A001 | ZSPR_ACT | ZSPR | MT | 0.85 | 65998.87 | INR
5000 | Western Zone, Burla | 5100 | EHT (O&M) Circle, Balangir | 5102 | EHT (O&M) Division, Balangir | W122 | 220/132/33 kV S/S S/D Balangir | 3000003529 | 220 KV OC+ 15 TYPE TEMPLATE | TWR.220OC+15.TMPL.A001 | ZSPR_ACT | ZSPR | MT | 2.016 | 156533.78 | INR
5000 | Western Zone, Burla | 5100 | EHT (O&M) Circle, Balangir | 5102 | EHT (O&M) Division, Balangir | W125 | 132/33 kV T/L S/S S/D Tushra | 3000003536 | 220 KV UR TYPE TEMPLATE | TWR.220UR.TMPL.A001 | ZSPR_ACT | ZSPR | MT | 1.464 | 70350 | INR
5000 | Western Zone, Burla | 5100 | EHT (O&M) Circle, Balangir | 5102 | EHT (O&M) Division, Balangir | W125 | 132/33 kV T/L S/S S/D Tushra | 3000003555 | ANTICLIMBING DEVICE | TWR.ACD.A001 | ZSPR_US | ZSPR | SET | 263 | 2.63 | INR
5000 | Western Zone, Burla | 5100 | EHT (O&M) Circle, Balangir | 5102 | EHT (O&M) Division, Balangir | WL25 | 132/33 kV T/L S/S S/D Tushra_Line | 3000003555 | ANTICLIMBING DEVICE | TWR.ACD.A001 | ZSPR_FREE | ZSPR | SET | 4 | 0 | INR
5000 | Western Zone, Burla | 5100 | EHT (O&M) Circle, Balangir | 5102 | EHT (O&M) Division, Balangir | WL25 | 132/33 kV T/L S/S S/D Tushra_Line | 3000003556 | ANTICLIMBING DEVICE FOR TOWER | TWR.ANTI.CD.A001 | ZSPR_FREE | ZSPR | KG | 85.26 | 0 | INR
5000 | Western Zone, Burla | 5100 | EHT (O&M) Circle, Balangir | 5102 | EHT (O&M) Division, Balangir | WL28 | 132_Birmahrajpur | 3000003557 | BIRD GUARD | TWR.BD.GRD.A001 | ZSPR_ACT | ZSPR | NOS | 130 | 212576 | INR
5000 | Western Zone, Burla | 5100 | EHT (O&M) Circle, Balangir | 5102 | EHT (O&M) Division, Balangir | W123 | 132/33 kV T/L S/S S/D Balangir | 3000003561 | DANGER BOARD | TWR.DNGRBRD.A001 | ZSPR_ACT | ZSPR | NOS | 10 | 250 | INR
5000 | Western Zone, Burla | 5100 | EHT (O&M) Circle, Balangir | 5102 | EHT (O&M) Division, Balangir | WL25 | 132/33 kV T/L S/S S/D Tushra_Line | 3000003562 | ASSORTED GI TOWER ANGLE | TWR.GI.ANGLE.A001 | ZSPR_FREE | ZSPR | MT | 0.522 | 0 | INR
5000 | Western Zone, Burla | 5100 | EHT (O&M) Circle, Balangir | 5102 | EHT (O&M) Division, Balangir | WL29 | 132/33 kV T/L S/S S/D Sonepur_Line | 3000003562 | ASSORTED GI TOWER ANGLE | TWR.GI.ANGLE.A001 | ZSPR_ACT | ZSPR | MT | 4.251 | 260005.28 | INR
5000 | Western Zone, Burla | 5100 | EHT (O&M) Circle, Balangir | 5102 | EHT (O&M) Division, Balangir | WL12 | 220_Balangir New | 3000003562 | ASSORTED GI TOWER ANGLE | TWR.GI.ANGLE.A001 | ZSPR_ACT | ZSPR | MT | 34.019 | 2080715.05 | INR
5000 | Western Zone, Burla | 5100 | EHT (O&M) Circle, Balangir | 5102 | EHT (O&M) Division, Balangir | W125 | 132/33 kV T/L S/S S/D Tushra | 3000003562 | ASSORTED GI TOWER ANGLE | TWR.GI.ANGLE.A001 | ZSPR_ACT | ZSPR | MT | 2 | 122326.64 | INR
5000 | Western Zone, Burla | 5100 | EHT (O&M) Circle, Balangir | 5102 | EHT (O&M) Division, Balangir | W123 | 132/33 kV T/L S/S S/D Balangir | 3000003562 | ASSORTED GI TOWER ANGLE | TWR.GI.ANGLE.A001 | ZSPR_ACT | ZSPR | MT | 0.4 | 24465.33 | INR
5000 | Western Zone, Burla | 5100 | EHT (O&M) Circle, Balangir | 5102 | EHT (O&M) Division, Balangir | W125 | 132/33 kV T/L S/S S/D Tushra | 3000003565 | 50X50X6MM SIZE GI ANGLE | TWR.GI.ANGLE.A004 | ZSPR_ACT | ZSPR | MT | 0.57 | 51313.62 | INR
5000 | Western Zone, Burla | 5100 | EHT (O&M) Circle, Balangir | 5102 | EHT (O&M) Division, Balangir | WL24 | 132/33 kV T/L S/S S/D Patnagarh_Line | 3000003574 | TOWER HANGER | TWR.HNGR.A001 | ZSPR_ACT | ZSPR | NOS | 78 | 26779.74 | INR
5000 | Western Zone, Burla | 5100 | EHT (O&M) Circle, Balangir | 5102 | EHT (O&M) Division, Balangir | WL12 | 220_Balangir New | 3000003581 | 16X175 MM TOWER STEP BOLT | TWR.STP.BLT.A001 | ZSPR_ACT | ZSPR | KG | 40 | 3200 | INR
5000 | Western Zone, Burla | 5100 | EHT (O&M) Circle, Balangir | 5102 | EHT (O&M) Division, Balangir | WL12 | 220_Balangir New | 3000003584 | U' BOLT | TWR.UBOLT.A001 | ZSPR_ACT | ZSPR | KG | 156 | 22703.2 | INR
5000 | Western Zone, Burla | 5100 | EHT (O&M) Circle, Balangir | 5102 | EHT (O&M) Division, Balangir | WL25 | 132/33 kV T/L S/S S/D Tushra_Line | 3000003584 | U' BOLT | TWR.UBOLT.A001 | ZSPR_FREE | ZSPR | KG | 0.6 | 0 | INR
5000 | Western Zone, Burla | 5100 | EHT (O&M) Circle, Balangir | 5102 | EHT (O&M) Division, Balangir | W125 | 132/33 kV T/L S/S S/D Tushra | 3000003616 | Circuit Breaker (CB) control switch | SPR.MISC.A489 | ZSPR_ACT | ZSPR | NOS | 4 | 0.04 | INR
5000 | Western Zone, Burla | 5100 | EHT (O&M) Circle, Balangir | 5102 | EHT (O&M) Division, Balangir | W125 | 132/33 kV T/L S/S S/D Tushra | 3000003632 | WTI FIBRE OPTIC SENSOR FOR 40MVA 132/33K | SPR.TFR40BHEL.EC04 | ZSPR_ACT | ZSPR | NOS | 1 | 0.01 | INR
5000 | Western Zone, Burla | 5100 | EHT (O&M) Circle, Balangir | 5102 | EHT (O&M) Division, Balangir | W123 | 132/33 kV T/L S/S S/D Balangir | 3000003635 | ALLUMINIUM PIPE | MISC.AL.PIPE.A001 | ZSPR_ACT | ZSPR | M | 50 | 5000 | INR
5000 | Western Zone, Burla | 5100 | EHT (O&M) Circle, Balangir | 5102 | EHT (O&M) Division, Balangir | W129 | 132/33 kV T/L S/S S/D Sonepur | 3000003721 | Cu (copper) Flat-300mm x 62mm x 1mm | ERTH.FLAT.CU.A012 | ZSPR_ACT | ZSPR | KG | 8 | 8960 | INR
5000 | Western Zone, Burla | 5100 | EHT (O&M) Circle, Balangir | 5102 | EHT (O&M) Division, Balangir | WL12 | 220_Balangir New | 3000003723 | Stub for 220 KV OC type tower | TWR.220OC.STUB.A001 | ZSPR_ACT | ZSPR | MT | 3.5 | 316185.07 | INR
5000 | Western Zone, Burla | 5100 | EHT (O&M) Circle, Balangir | 5102 | EHT (O&M) Division, Balangir | W122 | 220/132/33 kV S/S S/D Balangir | 3000003723 | Stub for 220 KV OC type tower | TWR.220OC.STUB.A001 | ZSPR_ACT | ZSPR | MT | 8.749 | 790372.32 | INR
5000 | Western Zone, Burla | 5100 | EHT (O&M) Circle, Balangir | 5102 | EHT (O&M) Division, Balangir | W122 | 220/132/33 kV S/S S/D Balangir | 3000003744 | 4Cx120 Sqmm AL PWR cable | CBLE.PWR.AL.AR.A004 | ZSPR_ACT | ZSPR | KM | 1.95 | 359385 | INR
5000 | Western Zone, Burla | 5100 | EHT (O&M) Circle, Balangir | 5102 | EHT (O&M) Division, Balangir | W127 | 132/33 kV S/S S/D Boudh | 3000003746 | 33KV recovery(Used) IVT/PT | RCVR.33PT.A001 | ZSPR_US | ZSPR | NOS | 4 | 0.04 | INR
5000 | Western Zone, Burla | 5100 | EHT (O&M) Circle, Balangir | 5102 | EHT (O&M) Division, Balangir | W129 | 132/33 kV T/L S/S S/D Sonepur | 3000003753 | 33KV used VCB | RCVR.33VCB.A001 | ZSPR_SUP | ZSPR | NOS | 6 | 6 | INR
5000 | Western Zone, Burla | 5100 | EHT (O&M) Circle, Balangir | 5102 | EHT (O&M) Division, Balangir | W125 | 132/33 kV T/L S/S S/D Tushra | 3000003854 | GI PERFORATED CABLE TRAY(450X75X2500)mm | CBLE.TRAY.A005 | ZSPR_ACT | ZSPR | M | 50 | 41445.5 | INR
5000 | Western Zone, Burla | 5100 | EHT (O&M) Circle, Balangir | 5102 | EHT (O&M) Division, Balangir | W122 | 220/132/33 kV S/S S/D Balangir | 4000000017 | Automatic Oil BDV Test Kit | TNP.BDV.TESTER.A001 | ZTNP_ACT | ZTNP | NOS | 1 | 75933 | INR
5000 | Western Zone, Burla | 5100 | EHT (O&M) Circle, Balangir | 5102 | EHT (O&M) Division, Balangir | WL25 | 132/33 kV T/L S/S S/D Tushra_Line | 4000000047 | D SHACKLE 1" | TNP.DSHAKLE.A001 | ZTNP_ACT | ZTNP | NOS | 183 | 149767.2 | INR
5000 | Western Zone, Burla | 5100 | EHT (O&M) Circle, Balangir | 5102 | EHT (O&M) Division, Balangir | WL12 | 220_Balangir New | 4000000048 | D SHACKLE 3/4" | TNP.DSHAKLE.A002 | ZTNP_ACT | ZTNP | NOS | 15 | 3805.5 | INR
5000 | Western Zone, Burla | 5100 | EHT (O&M) Circle, Balangir | 5102 | EHT (O&M) Division, Balangir | W123 | 132/33 kV T/L S/S S/D Balangir | 4000000051 | D' SHACKLE OF DIFFERENT SIZES | TNP.DSHAKLE.A006 | ZTNP_ACT | ZTNP | NOS | 10 | 2226.53 | INR
5000 | Western Zone, Burla | 5100 | EHT (O&M) Circle, Balangir | 5102 | EHT (O&M) Division, Balangir | WL28 | 132_Birmahrajpur | 4000000051 | D' SHACKLE OF DIFFERENT SIZES | TNP.DSHAKLE.A006 | ZTNP_ACT | ZTNP | NOS | 90 | 20038.77 | INR
5000 | Western Zone, Burla | 5100 | EHT (O&M) Circle, Balangir | 5102 | EHT (O&M) Division, Balangir | W125 | 132/33 kV T/L S/S S/D Tushra | 4000000055 | D Shackle 1" with 130mm length | TNP.DSHAKLE.A013 | ZTNP_ACT | ZTNP | KG | 268 | 67991.6 | INR
5000 | Western Zone, Burla | 5100 | EHT (O&M) Circle, Balangir | 5102 | EHT (O&M) Division, Balangir | W123 | 132/33 kV T/L S/S S/D Balangir | 4000000104 | Safety Hand Gloves | TNP.GLOVES.A001 | ZTNP_ACT | ZTNP | PAA | 1 | 2190 | INR
5000 | Western Zone, Burla | 5100 | EHT (O&M) Circle, Balangir | 5102 | EHT (O&M) Division, Balangir | W122 | 220/132/33 kV S/S S/D Balangir | 4000000126 | Megger 1000 volt | TNP.MEGGER.A003 | ZTNP_FREE | ZTNP | NOS | 1 | 0 | INR
5000 | Western Zone, Burla | 5100 | EHT (O&M) Circle, Balangir | 5102 | EHT (O&M) Division, Balangir | W122 | 220/132/33 kV S/S S/D Balangir | 4000000162 | SPECIAL TOOL KIT | TNP.SPL.T.KIT.A001 | ZTNP_ACT | ZTNP | NOS | 1 | 38640 | INR
5000 | Western Zone, Burla | 5100 | EHT (O&M) Circle, Balangir | 5102 | EHT (O&M) Division, Balangir | WL24 | 132/33 kV T/L S/S S/D Patnagarh_Line | 4000000167 | PROP TYPE TEMPLATE | TNP.TEMPLATE.A001 | ZTNP_ACT | ZTNP | NOS | 1 | 5000 | INR
5000 | Western Zone, Burla | 5100 | EHT (O&M) Circle, Balangir | 5102 | EHT (O&M) Division, Balangir | W124 | 132/33 kV T/L S/S S/D Patnagarh | 5000000008 | SCRAP 36KV CT HAVING DIFFERENT RATIO | SCRP.CT1.36OIL.C001 | ZSRP_SCRAP | ZSRP | NOS | 1 | 420.99 | INR
5000 | Western Zone, Burla | 5100 | EHT (O&M) Circle, Balangir | 5102 | EHT (O&M) Division, Balangir | W124 | 132/33 kV T/L S/S S/D Patnagarh | 5000000069 | Scrap 33 KV VCB | SCRP.MISC.A136 | ZSRP_SCRAP | ZSRP | NOS | 5 | 1.65 | INR
5000 | Western Zone, Burla | 5100 | EHT (O&M) Circle, Balangir | 5102 | EHT (O&M) Division, Balangir | W122 | 220/132/33 kV S/S S/D Balangir | 5000000073 | SCRAP EMPTY DRUM | SCRP.MISC.A158 | ZSRP_SCRAP | ZSRP | NOS | 30 | 2754.6 | INR
5000 | Western Zone, Burla | 5100 | EHT (O&M) Circle, Balangir | 5103 | EHT (O&M) Division, Kesinga | W138 | 132/33 kV T/L S/S S/D Junagarh | 1000000004 | 36KV VCB with Structure | BKR.36VCB.G.S.F005 | ZCAP_US | ZCAP | NOS | 5 | 475000 | INR
5000 | Western Zone, Burla | 5100 | EHT (O&M) Circle, Balangir | 5103 | EHT (O&M) Division, Kesinga | W132 | 220/132/33 kV T/L S/S S/D Kesinga | 1000000009 | 1CX1000Sqmm 132kV XLPE UG Cable | CBLE.XLPE.AL.AR.A002 | ZCAP_ACT | ZCAP | KM | 0.35 | 2986900 | INR
5000 | Western Zone, Burla | 5100 | EHT (O&M) Circle, Balangir | 5103 | EHT (O&M) Division, Kesinga | W139 | 132/33 kV T/L S/S S/D Bhawanipatna | 1000000016 | ACSR PANTHER CONDUCTOR | COND.ACSR.A002 | ZCAP_US | ZCAP | KM | 1.27 | 1.27 | INR
5000 | Western Zone, Burla | 5100 | EHT (O&M) Circle, Balangir | 5103 | EHT (O&M) Division, Kesinga | WL38 | 132/33 kV T/L S/S S/D Junagarh_Line | 1000000016 | ACSR PANTHER CONDUCTOR | COND.ACSR.A002 | ZCAP_ACT | ZCAP | KM | 4 | 636190.67 | INR
5000 | Western Zone, Burla | 5100 | EHT (O&M) Circle, Balangir | 5103 | EHT (O&M) Division, Kesinga | W139 | 132/33 kV T/L S/S S/D Bhawanipatna | 1000000016 | ACSR PANTHER CONDUCTOR | COND.ACSR.A002 | ZCAP_ACT | ZCAP | KM | 0.373 | 59324.78 | INR
5000 | Western Zone, Burla | 5100 | EHT (O&M) Circle, Balangir | 5103 | EHT (O&M) Division, Kesinga | W133 | 132 kV Line S/D Kesinga | 1000000016 | ACSR PANTHER CONDUCTOR | COND.ACSR.A002 | ZCAP_ACT | ZCAP | KM | 0.3 | 47714.3 | INR
5000 | Western Zone, Burla | 5100 | EHT (O&M) Circle, Balangir | 5103 | EHT (O&M) Division, Kesinga | WL37 | 220-132kV Line S/D Jayapatna | 1000000017 | ACSR ZEBRA CONDUCTOR | COND.ACSR.A003 | ZCAP_ACT | ZCAP | KM | 5.5 | 1488541.07 | INR
5000 | Western Zone, Burla | 5100 | EHT (O&M) Circle, Balangir | 5103 | EHT (O&M) Division, Kesinga | W139 | 132/33 kV T/L S/S S/D Bhawanipatna | 1000000017 | ACSR ZEBRA CONDUCTOR | COND.ACSR.A003 | ZCAP_ACT | ZCAP | KM | 1.01 | 273350.27 | INR
5000 | Western Zone, Burla | 5100 | EHT (O&M) Circle, Balangir | 5103 | EHT (O&M) Division, Kesinga | W132 | 220/132/33 kV T/L S/S S/D Kesinga | 1000000018 | ACSR MOOSE CONDUCTOR | COND.ACSR.A004 | ZCAP_ACT | ZCAP | KM | 0.5 | 175507.98 | INR
5000 | Western Zone, Burla | 5100 | EHT (O&M) Circle, Balangir | 5103 | EHT (O&M) Division, Kesinga | W139 | 132/33 kV T/L S/S S/D Bhawanipatna | 1000000018 | ACSR MOOSE CONDUCTOR | COND.ACSR.A004 | ZCAP_ACT | ZCAP | KM | 0.118 | 41419.88 | INR
5000 | Western Zone, Burla | 5100 | EHT (O&M) Circle, Balangir | 5103 | EHT (O&M) Division, Kesinga | W133 | 132 kV Line S/D Kesinga | 1000000019 | ACSR LYNX CONDUCTOR | COND.ACSR.A005 | ZCAP_ACT | ZCAP | KM | 0.636 | 9234.72 | INR
5000 | Western Zone, Burla | 5100 | EHT (O&M) Circle, Balangir | 5103 | EHT (O&M) Division, Kesinga | W138 | 132/33 kV T/L S/S S/D Junagarh | 1000000033 | 36KV 1CORE NCTOF PRIMARY CURRENT 800A | CT.36NCT800.A001 | ZCAP_ACT | ZCAP | NOS | 1 | 43266 | INR
5000 | Western Zone, Burla | 5100 | EHT (O&M) Circle, Balangir | 5103 | EHT (O&M) Division, Kesinga | W137 | 220/132/33 kV S/S S/D Jayapatna | 1000000035 | 36KV NCT- 800-400-200 A | CT.36NCT800.B001 | ZCAP_ACT | ZCAP | NOS | 2 | 114932 | INR
5000 | Western Zone, Burla | 5100 | EHT (O&M) Circle, Balangir | 5103 | EHT (O&M) Division, Kesinga | W134 | 132/33 kV T/L S/S S/D Saintala | 1000000044 | 132KV CT OF RATIO 400-200-100/1-1-1A | CT1.132OIL400.C003 | ZCAP_ACT | ZCAP | NOS | 1 | 137887.6 | INR
5000 | Western Zone, Burla | 5100 | EHT (O&M) Circle, Balangir | 5103 | EHT (O&M) Division, Kesinga | W139 | 132/33 kV T/L S/S S/D Bhawanipatna | 1000000045 | 132KV CT OF RATIO 400-200-100/1-1-1-1A | CT1.132OIL400.C004 | ZCAP_US | ZCAP | NOS | 1 | 1 | INR
5000 | Western Zone, Burla | 5100 | EHT (O&M) Circle, Balangir | 5103 | EHT (O&M) Division, Kesinga | W134 | 132/33 kV T/L S/S S/D Saintala | 1000000045 | 132KV CT OF RATIO 400-200-100/1-1-1-1A | CT1.132OIL400.C004 | ZCAP_ACT | ZCAP | NOS | 1 | 263258.53 | INR
5000 | Western Zone, Burla | 5100 | EHT (O&M) Circle, Balangir | 5103 | EHT (O&M) Division, Kesinga | W132 | 220/132/33 kV T/L S/S S/D Kesinga | 1000000047 | 132KV CT OF RATIO 600-300-150/1-1-1A | CT1.132OIL600.C003 | ZCAP_ACT | ZCAP | NOS | 2 | 320000 | INR
5000 | Western Zone, Burla | 5100 | EHT (O&M) Circle, Balangir | 5103 | EHT (O&M) Division, Kesinga | W139 | 132/33 kV T/L S/S S/D Bhawanipatna | 1000000048 | 132KV CT -600-300-150/1-1-1-1A | CT1.132OIL600.C004 | ZCAP_ACT | ZCAP | NOS | 1 | 60000 | INR
5000 | Western Zone, Burla | 5100 | EHT (O&M) Circle, Balangir | 5103 | EHT (O&M) Division, Kesinga | W132 | 220/132/33 kV T/L S/S S/D Kesinga | 1000000051 | 132 KV CT(800-400-200/1-1-1-1A) | CT1.145OIL800.C004 | ZCAP_ACT | ZCAP | NOS | 1 | 241196.25 | INR
5000 | Western Zone, Burla | 5100 | EHT (O&M) Circle, Balangir | 5103 | EHT (O&M) Division, Kesinga | W137 | 220/132/33 kV S/S S/D Jayapatna | 1000000057 | 220KV CT RATIO 1200-600-300/1-1-1-1-1A | CT1.245OIL1200.C005 | ZCAP_SUP | ZCAP | NOS | 1 | 1 | INR
5000 | Western Zone, Burla | 5100 | EHT (O&M) Circle, Balangir | 5103 | EHT (O&M) Division, Kesinga | W138 | 132/33 kV T/L S/S S/D Junagarh | 1000000062 | 36KV CT OF RATIO 400-200-100/1-1-1A | CT1.36OIL400.C003 | ZCAP_US | ZCAP | NOS | 1 | 36927.02 | INR
5000 | Western Zone, Burla | 5100 | EHT (O&M) Circle, Balangir | 5103 | EHT (O&M) Division, Kesinga | W138 | 132/33 kV T/L S/S S/D Junagarh | 1000000063 | 36KV CT OF RATIO 600-300-150/1-1-1A | CT1.36OIL600.C003 | ZCAP_ACT | ZCAP | NOS | 1 | 47685 | INR
5000 | Western Zone, Burla | 5100 | EHT (O&M) Circle, Balangir | 5103 | EHT (O&M) Division, Kesinga | W134 | 132/33 kV T/L S/S S/D Saintala | 1000000066 | 33kV CT (800-400-200/1-1-1) | CT1.36OIL800.C003 | ZCAP_ACT | ZCAP | NOS | 1 | 72516.99 | INR
5000 | Western Zone, Burla | 5100 | EHT (O&M) Circle, Balangir | 5103 | EHT (O&M) Division, Kesinga | W138 | 132/33 kV T/L S/S S/D Junagarh | 1000000066 | 33kV CT (800-400-200/1-1-1) | CT1.36OIL800.C003 | ZCAP_ACT | ZCAP | NOS | 1 | 72516.99 | INR
5000 | Western Zone, Burla | 5100 | EHT (O&M) Circle, Balangir | 5103 | EHT (O&M) Division, Kesinga | W138 | 132/33 kV T/L S/S S/D Junagarh | 1000000069 | 132KV CVT | CVT.132OIL.S.C003 | ZCAP_ACT | ZCAP | NOS | 1 | 112225 | INR
5000 | Western Zone, Burla | 5100 | EHT (O&M) Circle, Balangir | 5103 | EHT (O&M) Division, Kesinga | W137 | 220/132/33 kV S/S S/D Jayapatna | 1000000069 | 132KV CVT | CVT.132OIL.S.C003 | ZCAP_SUP | ZCAP | NOS | 2 | 2 | INR
5000 | Western Zone, Burla | 5100 | EHT (O&M) Circle, Balangir | 5103 | EHT (O&M) Division, Kesinga | W137 | 220/132/33 kV S/S S/D Jayapatna | 1000000070 | 220 KV CVT | CVT.220OIL.S.B002 | ZCAP_ACT | ZCAP | NOS | 1 | 267615 | INR
5000 | Western Zone, Burla | 5100 | EHT (O&M) Circle, Balangir | 5103 | EHT (O&M) Division, Kesinga | WL37 | 220-132kV Line S/D Jayapatna | 1000000074 | 7/3.15 MM SIZE G.I. EARTH WIRE | EW.STEEL.A002 | ZCAP_ACT | ZCAP | KM | 0.9 | 38029.5 | INR
5000 | Western Zone, Burla | 5100 | EHT (O&M) Circle, Balangir | 5103 | EHT (O&M) Division, Kesinga | W139 | 132/33 kV T/L S/S S/D Bhawanipatna | 1000000074 | 7/3.15 MM SIZE G.I. EARTH WIRE | EW.STEEL.A002 | ZCAP_SUP | ZCAP | KM | 0.131 | 0.13 | INR
5000 | Western Zone, Burla | 5100 | EHT (O&M) Circle, Balangir | 5103 | EHT (O&M) Division, Kesinga | W139 | 132/33 kV T/L S/S S/D Bhawanipatna | 1000000079 | 132KV DI WITH DOUBLE BREAK W/O ES 1250A | ISO.132DI.DB.A003 | ZCAP_ACT | ZCAP | SET | 1 | 720715 | INR
5000 | Western Zone, Burla | 5100 | EHT (O&M) Circle, Balangir | 5103 | EHT (O&M) Division, Kesinga | W132 | 220/132/33 kV T/L S/S S/D Kesinga | 1000000080 | 132KV DI W/o ES 1200A | ISO.132DI.DB.B002 | ZCAP_ACT | ZCAP | SET | 3 | 330000 | INR
5000 | Western Zone, Burla | 5100 | EHT (O&M) Circle, Balangir | 5103 | EHT (O&M) Division, Kesinga | W134 | 132/33 kV T/L S/S S/D Saintala | 1000000082 | 132KV DI with DB ES of 2000A | ISO.132DI.DB.B004 | ZCAP_ACT | ZCAP | SET | 2 | 1760668.56 | INR
5000 | Western Zone, Burla | 5100 | EHT (O&M) Circle, Balangir | 5103 | EHT (O&M) Division, Kesinga | W134 | 132/33 kV T/L S/S S/D Saintala | 1000000087 | 132KV SI W/o ES OF 1250A | ISO.132SI.DB.F002 | ZCAP_ACT | ZCAP | SET | 2 | 789032.52 | INR
5000 | Western Zone, Burla | 5100 | EHT (O&M) Circle, Balangir | 5103 | EHT (O&M) Division, Kesinga | W132 | 220/132/33 kV T/L S/S S/D Kesinga | 1000000107 | 33KV DI WITH DB WITH ES OF 800A | ISO.33DI.DB.B001 | ZCAP_ACT | ZCAP | SET | 1 | 93126 | INR
5000 | Western Zone, Burla | 5100 | EHT (O&M) Circle, Balangir | 5103 | EHT (O&M) Division, Kesinga | W138 | 132/33 kV T/L S/S S/D Junagarh | 1000000112 | 33KV SI WITH DOUBLE BRAK WITH ES OF 800A | ISO.33SI.DB.A001 | ZCAP_US | ZCAP | SET | 1 | 74830.55 | INR
5000 | Western Zone, Burla | 5100 | EHT (O&M) Circle, Balangir | 5103 | EHT (O&M) Division, Kesinga | W132 | 220/132/33 kV T/L S/S S/D Kesinga | 1000000116 | 33KV SI WITH WITH ES OF 1250A | ISO.33SI.DB.B001 | ZCAP_ACT | ZCAP | SET | 1 | 47063 | INR
5000 | Western Zone, Burla | 5100 | EHT (O&M) Circle, Balangir | 5103 | EHT (O&M) Division, Kesinga | W132 | 220/132/33 kV T/L S/S S/D Kesinga | 1000000120 | 220KV OIL 2C IVT/PT | IVT.220OIL.S.B003 | ZCAP_ACT | ZCAP | NOS | 1 | 357533 | INR
5000 | Western Zone, Burla | 5100 | EHT (O&M) Circle, Balangir | 5103 | EHT (O&M) Division, Kesinga | W137 | 220/132/33 kV S/S S/D Jayapatna | 1000000120 | 220KV OIL 2C IVT/PT | IVT.220OIL.S.B003 | ZCAP_ACT | ZCAP | NOS | 1 | 357533 | INR
5000 | Western Zone, Burla | 5100 | EHT (O&M) Circle, Balangir | 5103 | EHT (O&M) Division, Kesinga | W139 | 132/33 kV T/L S/S S/D Bhawanipatna | 1000000122 | 36KV 2C SP IVT/PT | IVT.36OIL.S.B003 | ZCAP_SH | ZCAP | NOS | 3 | 29400 | INR
5000 | Western Zone, Burla | 5100 | EHT (O&M) Circle, Balangir | 5103 | EHT (O&M) Division, Kesinga | W139 | 132/33 kV T/L S/S S/D Bhawanipatna | 1000000122 | 36KV 2C SP IVT/PT | IVT.36OIL.S.B003 | ZCAP_ACT | ZCAP | NOS | 1 | 24015 | INR
5000 | Western Zone, Burla | 5100 | EHT (O&M) Circle, Balangir | 5103 | EHT (O&M) Division, Kesinga | W137 | 220/132/33 kV S/S S/D Jayapatna | 1000000122 | 36KV 2C SP IVT/PT | IVT.36OIL.S.B003 | ZCAP_ACT | ZCAP | NOS | 1 | 24015 | INR
5000 | Western Zone, Burla | 5100 | EHT (O&M) Circle, Balangir | 5103 | EHT (O&M) Division, Kesinga | W132 | 220/132/33 kV T/L S/S S/D Kesinga | 1000000130 | 132KV SURGE ARRESTER OF 120 KV | SA.145MO.GL.A001 | ZCAP_ACT | ZCAP | NOS | 2 | 58609.43 | INR
5000 | Western Zone, Burla | 5100 | EHT (O&M) Circle, Balangir | 5103 | EHT (O&M) Division, Kesinga | W138 | 132/33 kV T/L S/S S/D Junagarh | 1000000130 | 132KV SURGE ARRESTER OF 120 KV | SA.145MO.GL.A001 | ZCAP_US | ZCAP | NOS | 3 | 25302 | INR
5000 | Western Zone, Burla | 5100 | EHT (O&M) Circle, Balangir | 5103 | EHT (O&M) Division, Kesinga | W134 | 132/33 kV T/L S/S S/D Saintala | 1000000130 | 132KV SURGE ARRESTER OF 120 KV | SA.145MO.GL.A001 | ZCAP_ACT | ZCAP | NOS | 4 | 117218.86 | INR
5000 | Western Zone, Burla | 5100 | EHT (O&M) Circle, Balangir | 5103 | EHT (O&M) Division, Kesinga | W139 | 132/33 kV T/L S/S S/D Bhawanipatna | 1000000130 | 132KV SURGE ARRESTER OF 120 KV | SA.145MO.GL.A001 | ZCAP_ACT | ZCAP | NOS | 2 | 58609.43 | INR
5000 | Western Zone, Burla | 5100 | EHT (O&M) Circle, Balangir | 5103 | EHT (O&M) Division, Kesinga | W137 | 220/132/33 kV S/S S/D Jayapatna | 1000000132 | 220KV MO WITH RING SURGE ARRESTER | SA.245MO.WR.A005 | ZCAP_ACT | ZCAP | NOS | 1 | 52179 | INR
5000 | Western Zone, Burla | 5100 | EHT (O&M) Circle, Balangir | 5103 | EHT (O&M) Division, Kesinga | W132 | 220/132/33 kV T/L S/S S/D Kesinga | 1000000132 | 220KV MO WITH RING SURGE ARRESTER | SA.245MO.WR.A005 | ZCAP_ACT | ZCAP | NOS | 2 | 104358 | INR
5000 | Western Zone, Burla | 5100 | EHT (O&M) Circle, Balangir | 5103 | EHT (O&M) Division, Kesinga | W137 | 220/132/33 kV S/S S/D Jayapatna | 1000000133 | 30KV MO SURGE ARRESTER | SA.30MO.A001 | ZCAP_ACT | ZCAP | NOS | 2 | 29578 | INR
5000 | Western Zone, Burla | 5100 | EHT (O&M) Circle, Balangir | 5103 | EHT (O&M) Division, Kesinga | W132 | 220/132/33 kV T/L S/S S/D Kesinga | 1000000134 | 36KV MO W/O SURGE ARRESTER | SA.36MO.WOR.A001 | ZCAP_ACT | ZCAP | NOS | 2 | 13878.84 | INR
5000 | Western Zone, Burla | 5100 | EHT (O&M) Circle, Balangir | 5103 | EHT (O&M) Division, Kesinga | W139 | 132/33 kV T/L S/S S/D Bhawanipatna | 1000000134 | 36KV MO W/O SURGE ARRESTER | SA.36MO.WOR.A001 | ZCAP_ACT | ZCAP | NOS | 1 | 6939.42 | INR
5000 | Western Zone, Burla | 5100 | EHT (O&M) Circle, Balangir | 5103 | EHT (O&M) Division, Kesinga | W134 | 132/33 kV T/L S/S S/D Saintala | 1000000134 | 36KV MO W/O SURGE ARRESTER | SA.36MO.WOR.A001 | ZCAP_ACT | ZCAP | NOS | 2 | 13878.84 | INR
5000 | Western Zone, Burla | 5100 | EHT (O&M) Circle, Balangir | 5103 | EHT (O&M) Division, Kesinga | W133 | 132 kV Line S/D Kesinga | 1000000138 | TOWER STRUCTURE (HT) | STRS.HT.TOWER.A001 | ZCAP_US | ZCAP | MT | 9 | 9 | INR
5000 | Western Zone, Burla | 5100 | EHT (O&M) Circle, Balangir | 5103 | EHT (O&M) Division, Kesinga | W139 | 132/33 kV T/L S/S S/D Bhawanipatna | 1000000164 | +3 Extension to 132KV DA type Tower | TWR.132DA+3.L.B001 | ZCAP_US | ZCAP | MT | 3.452 | 3.45 | INR
5000 | Western Zone, Burla | 5100 | EHT (O&M) Circle, Balangir | 5103 | EHT (O&M) Division, Kesinga | W139 | 132/33 kV T/L S/S S/D Bhawanipatna | 1000000189 | 132 KV PA TYPE TOWER MEMBER | TWR.132PA.L.A003 | ZCAP_ACT | ZCAP | MT | 0.177 | 17383.12 | INR
5000 | Western Zone, Burla | 5100 | EHT (O&M) Circle, Balangir | 5103 | EHT (O&M) Division, Kesinga | W139 | 132/33 kV T/L S/S S/D Bhawanipatna | 1000000192 | 6mtr extension to 132 KV PA type Tower | TWR.132PA+6.L.A001 | ZCAP_ACT | ZCAP | MT | 1.349 | 132484.91 | INR
5000 | Western Zone, Burla | 5100 | EHT (O&M) Circle, Balangir | 5103 | EHT (O&M) Division, Kesinga | W133 | 132 kV Line S/D Kesinga | 1000000193 | 132 KV PB TYPE TOWER | TWR.132PB.L.A001 | ZCAP_ACT | ZCAP | MT | 4.31 | 452785.58 | INR
5000 | Western Zone, Burla | 5100 | EHT (O&M) Circle, Balangir | 5103 | EHT (O&M) Division, Kesinga | W133 | 132 kV Line S/D Kesinga | 1000000195 | 3 Mtr Extension to 132KV PB Tower | TWR.132PB+3.L.A001 | ZCAP_ACT | ZCAP | MT | 0.905 | 95074.47 | INR
5000 | Western Zone, Burla | 5100 | EHT (O&M) Circle, Balangir | 5103 | EHT (O&M) Division, Kesinga | W133 | 132 kV Line S/D Kesinga | 1000000201 | 6mtr extension to 132 KV PC type Tower | TWR.132PC+6.L.A001 | ZCAP_ACT | ZCAP | MT | 1 | 93052.62 | INR
5000 | Western Zone, Burla | 5100 | EHT (O&M) Circle, Balangir | 5103 | EHT (O&M) Division, Kesinga | W133 | 132 kV Line S/D Kesinga | 1000000240 | 220 KV OC TYPE TOWER | TWR.220OC.L.A001 | ZCAP_ACT | ZCAP | MT | 37.878 | 3933252 | INR
5000 | Western Zone, Burla | 5100 | EHT (O&M) Circle, Balangir | 5103 | EHT (O&M) Division, Kesinga | W134 | 132/33 kV T/L S/S S/D Saintala | 1000000241 | 220 KV ASSORTED OC+15 TOWER | TWR.220OC+15.L.A002 | ZCAP_ACT | ZCAP | MT | 6 | 70350 | INR
5000 | Western Zone, Burla | 5100 | EHT (O&M) Circle, Balangir | 5103 | EHT (O&M) Division, Kesinga | W139 | 132/33 kV T/L S/S S/D Bhawanipatna | 1000000245 | 220 KV UR type Tower with stub & cleat | TWR.220UR.L.A003 | ZCAP_ACT | ZCAP | MT | 13.125 | 1260053.52 | INR
5000 | Western Zone, Burla | 5100 | EHT (O&M) Circle, Balangir | 5103 | EHT (O&M) Division, Kesinga | W133 | 132 kV Line S/D Kesinga | 1000000245 | 220 KV UR type Tower with stub & cleat | TWR.220UR.L.A003 | ZCAP_ACT | ZCAP | MT | 52.371 | 5027829.54 | INR
5000 | Western Zone, Burla | 5100 | EHT (O&M) Circle, Balangir | 5103 | EHT (O&M) Division, Kesinga | W139 | 132/33 kV T/L S/S S/D Bhawanipatna | 1000000246 | 6mtr extension to 220 KV UR type Tower | TWR.220UR+6.L.A001 | ZCAP_ACT | ZCAP | MT | 4.16 | 438716.11 | INR
5000 | Western Zone, Burla | 5100 | EHT (O&M) Circle, Balangir | 5103 | EHT (O&M) Division, Kesinga | W133 | 132 kV Line S/D Kesinga | 1000000246 | 6mtr extension to 220 KV UR type Tower | TWR.220UR+6.L.A001 | ZCAP_ACT | ZCAP | MT | 2.572 | 271244.67 | INR
5000 | Western Zone, Burla | 5100 | EHT (O&M) Circle, Balangir | 5103 | EHT (O&M) Division, Kesinga | W137 | 220/132/33 kV S/S S/D Jayapatna | 1000000280 | 36KV 2CORE NCTOF PRIMARY CURRENT 1200A | CT.36NCT1200.A001 | ZCAP_ACT | ZCAP | NOS | 2 | 197024 | INR
5000 | Western Zone, Burla | 5100 | EHT (O&M) Circle, Balangir | 5103 | EHT (O&M) Division, Kesinga | W139 | 132/33 kV T/L S/S S/D Bhawanipatna | 1000000292 | 50V,150Amp SMPS Charger | BAT.SMPS.CHRG.A006 | ZCAP_ACT | ZCAP | NOS | 1 | 5000 | INR
5000 | Western Zone, Burla | 5100 | EHT (O&M) Circle, Balangir | 5103 | EHT (O&M) Division, Kesinga | W138 | 132/33 kV T/L S/S S/D Junagarh | 2000000022 | SILICAGEL | CNSM.SILICAGEL.A001 | ZCON_ACT | ZCON | KG | 10 | 3626.37 | INR
5000 | Western Zone, Burla | 5100 | EHT (O&M) Circle, Balangir | 5103 | EHT (O&M) Division, Kesinga | W139 | 132/33 kV T/L S/S S/D Bhawanipatna | 2000000022 | SILICAGEL | CNSM.SILICAGEL.A001 | ZCON_ACT | ZCON | KG | 20 | 7252.73 | INR
5000 | Western Zone, Burla | 5100 | EHT (O&M) Circle, Balangir | 5103 | EHT (O&M) Division, Kesinga | W137 | 220/132/33 kV S/S S/D Jayapatna | 2000000022 | SILICAGEL | CNSM.SILICAGEL.A001 | ZCON_ACT | ZCON | KG | 50 | 18131.84 | INR
5000 | Western Zone, Burla | 5100 | EHT (O&M) Circle, Balangir | 5103 | EHT (O&M) Division, Kesinga | W132 | 220/132/33 kV T/L S/S S/D Kesinga | 2000000022 | SILICAGEL | CNSM.SILICAGEL.A001 | ZCON_ACT | ZCON | KG | 150 | 54395.51 | INR
5000 | Western Zone, Burla | 5100 | EHT (O&M) Circle, Balangir | 5103 | EHT (O&M) Division, Kesinga | W133 | 132 kV Line S/D Kesinga | 2000000024 | GI BARBED WIRE | CVL.BARBEDWIRE.A001 | ZCON_ACT | ZCON | KG | 600 | 24000 | INR
5000 | Western Zone, Burla | 5100 | EHT (O&M) Circle, Balangir | 5103 | EHT (O&M) Division, Kesinga | W138 | 132/33 kV T/L S/S S/D Junagarh | 2000000032 | GI BEND OF SIZE 2 INCH (50MM) | CVL.GI.BEND.A001 | ZCON_ACT | ZCON | NOS | 95 | 12350 | INR
5000 | Western Zone, Burla | 5100 | EHT (O&M) Circle, Balangir | 5103 | EHT (O&M) Division, Kesinga | W138 | 132/33 kV T/L S/S S/D Junagarh | 2000000052 | GI SOCKET OF SIZE 2 INCH &1/2 INCH (65M | CVL.GI.SCKT.A003 | ZCON_ACT | ZCON | NOS | 6 | 480 | INR
5000 | Western Zone, Burla | 5100 | EHT (O&M) Circle, Balangir | 5103 | EHT (O&M) Division, Kesinga | W138 | 132/33 kV T/L S/S S/D Junagarh | 2000000053 | GI SOCKET OF SIZE 2 INCH (50MM) | CVL.GI.SCKT.A007 | ZCON_ACT | ZCON | NOS | 40 | 2400 | INR
5000 | Western Zone, Burla | 5100 | EHT (O&M) Circle, Balangir | 5103 | EHT (O&M) Division, Kesinga | W138 | 132/33 kV T/L S/S S/D Junagarh | 2000000087 | EXHAUST FAN | ILWR.FANACCS.E001 | ZCON_US | ZCON | NOS | 1 | 3910.82 | INR
5000 | Western Zone, Burla | 5100 | EHT (O&M) Circle, Balangir | 5103 | EHT (O&M) Division, Kesinga | W138 | 132/33 kV T/L S/S S/D Junagarh | 2000000089 | LED STREET LIGHT FITTING | ILWR.FL.FT.A001 | ZCON_ACT | ZCON | NOS | 11 | 48930 | INR
5000 | Western Zone, Burla | 5100 | EHT (O&M) Circle, Balangir | 5103 | EHT (O&M) Division, Kesinga | W134 | 132/33 kV T/L S/S S/D Saintala | 2000000096 | HRC FUSE OF DIFFERENT RATINGS | ILWR.FUSE.B001 | ZCON_ACT | ZCON | NOS | 22 | 2056.72 | INR
5000 | Western Zone, Burla | 5100 | EHT (O&M) Circle, Balangir | 5103 | EHT (O&M) Division, Kesinga | W137 | 220/132/33 kV S/S S/D Jayapatna | 2000000096 | HRC FUSE OF DIFFERENT RATINGS | ILWR.FUSE.B001 | ZCON_ACT | ZCON | NOS | 10 | 934.87 | INR
5000 | Western Zone, Burla | 5100 | EHT (O&M) Circle, Balangir | 5103 | EHT (O&M) Division, Kesinga | W132 | 220/132/33 kV T/L S/S S/D Kesinga | 2000000096 | HRC FUSE OF DIFFERENT RATINGS | ILWR.FUSE.B001 | ZCON_ACT | ZCON | NOS | 5 | 467.44 | INR
5000 | Western Zone, Burla | 5100 | EHT (O&M) Circle, Balangir | 5103 | EHT (O&M) Division, Kesinga | W138 | 132/33 kV T/L S/S S/D Junagarh | 2000000096 | HRC FUSE OF DIFFERENT RATINGS | ILWR.FUSE.B001 | ZCON_ACT | ZCON | NOS | 10 | 934.87 | INR
5000 | Western Zone, Burla | 5100 | EHT (O&M) Circle, Balangir | 5103 | EHT (O&M) Division, Kesinga | W139 | 132/33 kV T/L S/S S/D Bhawanipatna | 2000000096 | HRC FUSE OF DIFFERENT RATINGS | ILWR.FUSE.B001 | ZCON_ACT | ZCON | NOS | 30 | 2804.61 | INR
5000 | Western Zone, Burla | 5100 | EHT (O&M) Circle, Balangir | 5103 | EHT (O&M) Division, Kesinga | W139 | 132/33 kV T/L S/S S/D Bhawanipatna | 2000000097 | HRC FUSE 4A | ILWR.FUSE.B002 | ZCON_ACT | ZCON | NOS | 28 | 1685.45 | INR
5000 | Western Zone, Burla | 5100 | EHT (O&M) Circle, Balangir | 5103 | EHT (O&M) Division, Kesinga | W138 | 132/33 kV T/L S/S S/D Junagarh | 2000000097 | HRC FUSE 4A | ILWR.FUSE.B002 | ZCON_ACT | ZCON | NOS | 10 | 601.94 | INR
5000 | Western Zone, Burla | 5100 | EHT (O&M) Circle, Balangir | 5103 | EHT (O&M) Division, Kesinga | W137 | 220/132/33 kV S/S S/D Jayapatna | 2000000097 | HRC FUSE 4A | ILWR.FUSE.B002 | ZCON_ACT | ZCON | NOS | 4 | 240.78 | INR
5000 | Western Zone, Burla | 5100 | EHT (O&M) Circle, Balangir | 5103 | EHT (O&M) Division, Kesinga | W134 | 132/33 kV T/L S/S S/D Saintala | 2000000097 | HRC FUSE 4A | ILWR.FUSE.B002 | ZCON_ACT | ZCON | NOS | 25 | 1504.86 | INR
5000 | Western Zone, Burla | 5100 | EHT (O&M) Circle, Balangir | 5103 | EHT (O&M) Division, Kesinga | W132 | 220/132/33 kV T/L S/S S/D Kesinga | 2000000097 | HRC FUSE 4A | ILWR.FUSE.B002 | ZCON_ACT | ZCON | NOS | 5 | 300.97 | INR
5000 | Western Zone, Burla | 5100 | EHT (O&M) Circle, Balangir | 5103 | EHT (O&M) Division, Kesinga | W134 | 132/33 kV T/L S/S S/D Saintala | 2000000098 | HRC FUSE 6A | ILWR.FUSE.B003 | ZCON_ACT | ZCON | NOS | 20 | 2249.55 | INR
5000 | Western Zone, Burla | 5100 | EHT (O&M) Circle, Balangir | 5103 | EHT (O&M) Division, Kesinga | W139 | 132/33 kV T/L S/S S/D Bhawanipatna | 2000000098 | HRC FUSE 6A | ILWR.FUSE.B003 | ZCON_ACT | ZCON | NOS | 24 | 2699.45 | INR
5000 | Western Zone, Burla | 5100 | EHT (O&M) Circle, Balangir | 5103 | EHT (O&M) Division, Kesinga | W132 | 220/132/33 kV T/L S/S S/D Kesinga | 2000000098 | HRC FUSE 6A | ILWR.FUSE.B003 | ZCON_ACT | ZCON | NOS | 5 | 562.39 | INR
5000 | Western Zone, Burla | 5100 | EHT (O&M) Circle, Balangir | 5103 | EHT (O&M) Division, Kesinga | W138 | 132/33 kV T/L S/S S/D Junagarh | 2000000098 | HRC FUSE 6A | ILWR.FUSE.B003 | ZCON_ACT | ZCON | NOS | 10 | 1124.78 | INR
5000 | Western Zone, Burla | 5100 | EHT (O&M) Circle, Balangir | 5103 | EHT (O&M) Division, Kesinga | W137 | 220/132/33 kV S/S S/D Jayapatna | 2000000098 | HRC FUSE 6A | ILWR.FUSE.B003 | ZCON_ACT | ZCON | NOS | 10 | 1124.78 | INR
5000 | Western Zone, Burla | 5100 | EHT (O&M) Circle, Balangir | 5103 | EHT (O&M) Division, Kesinga | W138 | 132/33 kV T/L S/S S/D Junagarh | 2000000099 | HRC FUSE 10A | ILWR.FUSE.B004 | ZCON_ACT | ZCON | NOS | 10 | 926.1 | INR
5000 | Western Zone, Burla | 5100 | EHT (O&M) Circle, Balangir | 5103 | EHT (O&M) Division, Kesinga | W139 | 132/33 kV T/L S/S S/D Bhawanipatna | 2000000099 | HRC FUSE 10A | ILWR.FUSE.B004 | ZCON_ACT | ZCON | NOS | 17 | 1574.39 | INR
5000 | Western Zone, Burla | 5100 | EHT (O&M) Circle, Balangir | 5103 | EHT (O&M) Division, Kesinga | W137 | 220/132/33 kV S/S S/D Jayapatna | 2000000099 | HRC FUSE 10A | ILWR.FUSE.B004 | ZCON_ACT | ZCON | NOS | 10 | 926.1 | INR
5000 | Western Zone, Burla | 5100 | EHT (O&M) Circle, Balangir | 5103 | EHT (O&M) Division, Kesinga | W134 | 132/33 kV T/L S/S S/D Saintala | 2000000099 | HRC FUSE 10A | ILWR.FUSE.B004 | ZCON_ACT | ZCON | NOS | 8 | 740.88 | INR
5000 | Western Zone, Burla | 5100 | EHT (O&M) Circle, Balangir | 5103 | EHT (O&M) Division, Kesinga | W132 | 220/132/33 kV T/L S/S S/D Kesinga | 2000000099 | HRC FUSE 10A | ILWR.FUSE.B004 | ZCON_ACT | ZCON | NOS | 5 | 463.05 | INR
5000 | Western Zone, Burla | 5100 | EHT (O&M) Circle, Balangir | 5103 | EHT (O&M) Division, Kesinga | W137 | 220/132/33 kV S/S S/D Jayapatna | 2000000100 | HRC FUSE 32A | ILWR.FUSE.B005 | ZCON_ACT | ZCON | NOS | 10 | 991.68 | INR
5000 | Western Zone, Burla | 5100 | EHT (O&M) Circle, Balangir | 5103 | EHT (O&M) Division, Kesinga | W138 | 132/33 kV T/L S/S S/D Junagarh | 2000000100 | HRC FUSE 32A | ILWR.FUSE.B005 | ZCON_ACT | ZCON | NOS | 14 | 1388.36 | INR
5000 | Western Zone, Burla | 5100 | EHT (O&M) Circle, Balangir | 5103 | EHT (O&M) Division, Kesinga | W134 | 132/33 kV T/L S/S S/D Saintala | 2000000101 | HRC FUSE 16A | ILWR.FUSE.B006 | ZCON_ACT | ZCON | NOS | 13 | 1614.08 | INR
5000 | Western Zone, Burla | 5100 | EHT (O&M) Circle, Balangir | 5103 | EHT (O&M) Division, Kesinga | W132 | 220/132/33 kV T/L S/S S/D Kesinga | 2000000101 | HRC FUSE 16A | ILWR.FUSE.B006 | ZCON_ACT | ZCON | NOS | 5 | 620.8 | INR
5000 | Western Zone, Burla | 5100 | EHT (O&M) Circle, Balangir | 5103 | EHT (O&M) Division, Kesinga | W137 | 220/132/33 kV S/S S/D Jayapatna | 2000000101 | HRC FUSE 16A | ILWR.FUSE.B006 | ZCON_ACT | ZCON | NOS | 7 | 869.12 | INR
5000 | Western Zone, Burla | 5100 | EHT (O&M) Circle, Balangir | 5103 | EHT (O&M) Division, Kesinga | W137 | 220/132/33 kV S/S S/D Jayapatna | 2000000105 | HRC FUSE 2OAMP | ILWR.FUSE.B014 | ZCON_ACT | ZCON | NOS | 5 | 610 | INR
5000 | Western Zone, Burla | 5100 | EHT (O&M) Circle, Balangir | 5103 | EHT (O&M) Division, Kesinga | W138 | 132/33 kV T/L S/S S/D Junagarh | 2000000106 | HRC FUSE 50 AMP | ILWR.FUSE.B016 | ZCON_ACT | ZCON | NOS | 78 | 8580 | INR
5000 | Western Zone, Burla | 5100 | EHT (O&M) Circle, Balangir | 5103 | EHT (O&M) Division, Kesinga | W138 | 132/33 kV T/L S/S S/D Junagarh | 2000000110 | HBC FUSE 63 AMP | ILWR.FUSE.F007 | ZCON_ACT | ZCON | NOS | 49 | 8518.65 | INR
5000 | Western Zone, Burla | 5100 | EHT (O&M) Circle, Balangir | 5103 | EHT (O&M) Division, Kesinga | W138 | 132/33 kV T/L S/S S/D Junagarh | 2000000111 | FUSE 32 AMP | ILWR.FUSE.G001 | ZCON_ACT | ZCON | NOS | 72 | 5160 | INR
5000 | Western Zone, Burla | 5100 | EHT (O&M) Circle, Balangir | 5103 | EHT (O&M) Division, Kesinga | W138 | 132/33 kV T/L S/S S/D Junagarh | 2000000112 | FUSE 100 AMP | ILWR.FUSE.G002 | ZCON_ACT | ZCON | NOS | 2 | 800 | INR
5000 | Western Zone, Burla | 5100 | EHT (O&M) Circle, Balangir | 5103 | EHT (O&M) Division, Kesinga | W138 | 132/33 kV T/L S/S S/D Junagarh | 2000000114 | HBC FUSE BASE CARRIER 40 AMP | ILWR.FUSE.J001 | ZCON_ACT | ZCON | NOS | 14 | 3635.24 | INR
5000 | Western Zone, Burla | 5100 | EHT (O&M) Circle, Balangir | 5103 | EHT (O&M) Division, Kesinga | W138 | 132/33 kV T/L S/S S/D Junagarh | 2000000115 | HBC FUSE BASE CARRIER 32 AMP | ILWR.FUSE.J003 | ZCON_ACT | ZCON | NOS | 9 | 3690 | INR
5000 | Western Zone, Burla | 5100 | EHT (O&M) Circle, Balangir | 5103 | EHT (O&M) Division, Kesinga | W132 | 220/132/33 kV T/L S/S S/D Kesinga | 2000000116 | HBC FUSE BASE CARRIER 100 AMP | ILWR.FUSE.J005 | ZCON_ACT | ZCON | NOS | 4 | 961.14 | INR
5000 | Western Zone, Burla | 5100 | EHT (O&M) Circle, Balangir | 5103 | EHT (O&M) Division, Kesinga | W138 | 132/33 kV T/L S/S S/D Junagarh | 2000000116 | HBC FUSE BASE CARRIER 100 AMP | ILWR.FUSE.J005 | ZCON_ACT | ZCON | NOS | 10 | 2402.86 | INR
5000 | Western Zone, Burla | 5100 | EHT (O&M) Circle, Balangir | 5103 | EHT (O&M) Division, Kesinga | W138 | 132/33 kV T/L S/S S/D Junagarh | 2000000143 | THREE PHASE MAIN SWITCH (ICTP) | ILWR.ICDP.A001 | ZCON_ACT | ZCON | NOS | 3 | 450 | INR
5000 | Western Zone, Burla | 5100 | EHT (O&M) Circle, Balangir | 5103 | EHT (O&M) Division, Kesinga | W132 | 220/132/33 kV T/L S/S S/D Kesinga | 2000000145 | LED TYPE INDICATION LAMP (RED) | ILWR.INDIC.LAMP.A001 | ZCON_ACT | ZCON | NOS | 5 | 936.9 | INR
5000 | Western Zone, Burla | 5100 | EHT (O&M) Circle, Balangir | 5103 | EHT (O&M) Division, Kesinga | W134 | 132/33 kV T/L S/S S/D Saintala | 2000000145 | LED TYPE INDICATION LAMP (RED) | ILWR.INDIC.LAMP.A001 | ZCON_ACT | ZCON | NOS | 9 | 1686.42 | INR
5000 | Western Zone, Burla | 5100 | EHT (O&M) Circle, Balangir | 5103 | EHT (O&M) Division, Kesinga | W137 | 220/132/33 kV S/S S/D Jayapatna | 2000000145 | LED TYPE INDICATION LAMP (RED) | ILWR.INDIC.LAMP.A001 | ZCON_ACT | ZCON | NOS | 9 | 1686.42 | INR
5000 | Western Zone, Burla | 5100 | EHT (O&M) Circle, Balangir | 5103 | EHT (O&M) Division, Kesinga | W138 | 132/33 kV T/L S/S S/D Junagarh | 2000000145 | LED TYPE INDICATION LAMP (RED) | ILWR.INDIC.LAMP.A001 | ZCON_ACT | ZCON | NOS | 5 | 936.9 | INR
5000 | Western Zone, Burla | 5100 | EHT (O&M) Circle, Balangir | 5103 | EHT (O&M) Division, Kesinga | W139 | 132/33 kV T/L S/S S/D Bhawanipatna | 2000000145 | LED TYPE INDICATION LAMP (RED) | ILWR.INDIC.LAMP.A001 | ZCON_ACT | ZCON | NOS | 16 | 2998.06 | INR
5000 | Western Zone, Burla | 5100 | EHT (O&M) Circle, Balangir | 5103 | EHT (O&M) Division, Kesinga | W139 | 132/33 kV T/L S/S S/D Bhawanipatna | 2000000146 | LED TYPE INDICATION LAMP (YELLOW) | ILWR.INDIC.LAMP.A0012 | ZCON_ACT | ZCON | NOS | 10 | 2186.01 | INR
5000 | Western Zone, Burla | 5100 | EHT (O&M) Circle, Balangir | 5103 | EHT (O&M) Division, Kesinga | W138 | 132/33 kV T/L S/S S/D Junagarh | 2000000146 | LED TYPE INDICATION LAMP (YELLOW) | ILWR.INDIC.LAMP.A0012 | ZCON_ACT | ZCON | NOS | 1 | 218.6 | INR
5000 | Western Zone, Burla | 5100 | EHT (O&M) Circle, Balangir | 5103 | EHT (O&M) Division, Kesinga | W137 | 220/132/33 kV S/S S/D Jayapatna | 2000000146 | LED TYPE INDICATION LAMP (YELLOW) | ILWR.INDIC.LAMP.A0012 | ZCON_ACT | ZCON | NOS | 10 | 2186.02 | INR
5000 | Western Zone, Burla | 5100 | EHT (O&M) Circle, Balangir | 5103 | EHT (O&M) Division, Kesinga | W134 | 132/33 kV T/L S/S S/D Saintala | 2000000146 | LED TYPE INDICATION LAMP (YELLOW) | ILWR.INDIC.LAMP.A0012 | ZCON_ACT | ZCON | NOS | 10 | 2186.02 | INR
5000 | Western Zone, Burla | 5100 | EHT (O&M) Circle, Balangir | 5103 | EHT (O&M) Division, Kesinga | W132 | 220/132/33 kV T/L S/S S/D Kesinga | 2000000147 | LED TYPE INDICATION LAMP (GREEN) | ILWR.INDIC.LAMP.A002 | ZCON_ACT | ZCON | NOS | 5 | 867.48 | INR
5000 | Western Zone, Burla | 5100 | EHT (O&M) Circle, Balangir | 5103 | EHT (O&M) Division, Kesinga | W134 | 132/33 kV T/L S/S S/D Saintala | 2000000147 | LED TYPE INDICATION LAMP (GREEN) | ILWR.INDIC.LAMP.A002 | ZCON_ACT | ZCON | NOS | 8 | 1387.97 | INR
5000 | Western Zone, Burla | 5100 | EHT (O&M) Circle, Balangir | 5103 | EHT (O&M) Division, Kesinga | W137 | 220/132/33 kV S/S S/D Jayapatna | 2000000147 | LED TYPE INDICATION LAMP (GREEN) | ILWR.INDIC.LAMP.A002 | ZCON_ACT | ZCON | NOS | 10 | 1734.97 | INR
5000 | Western Zone, Burla | 5100 | EHT (O&M) Circle, Balangir | 5103 | EHT (O&M) Division, Kesinga | W139 | 132/33 kV T/L S/S S/D Bhawanipatna | 2000000147 | LED TYPE INDICATION LAMP (GREEN) | ILWR.INDIC.LAMP.A002 | ZCON_ACT | ZCON | NOS | 18 | 3122.94 | INR
5000 | Western Zone, Burla | 5100 | EHT (O&M) Circle, Balangir | 5103 | EHT (O&M) Division, Kesinga | W139 | 132/33 kV T/L S/S S/D Bhawanipatna | 2000000148 | LED TYPE INDICATION LAMP (WHITE) | ILWR.INDIC.LAMP.A003 | ZCON_ACT | ZCON | NOS | 10 | 2163.89 | INR
5000 | Western Zone, Burla | 5100 | EHT (O&M) Circle, Balangir | 5103 | EHT (O&M) Division, Kesinga | W138 | 132/33 kV T/L S/S S/D Junagarh | 2000000148 | LED TYPE INDICATION LAMP (WHITE) | ILWR.INDIC.LAMP.A003 | ZCON_ACT | ZCON | NOS | 1 | 216.39 | INR
5000 | Western Zone, Burla | 5100 | EHT (O&M) Circle, Balangir | 5103 | EHT (O&M) Division, Kesinga | W132 | 220/132/33 kV T/L S/S S/D Kesinga | 2000000148 | LED TYPE INDICATION LAMP (WHITE) | ILWR.INDIC.LAMP.A003 | ZCON_ACT | ZCON | NOS | 3 | 649.17 | INR
5000 | Western Zone, Burla | 5100 | EHT (O&M) Circle, Balangir | 5103 | EHT (O&M) Division, Kesinga | W134 | 132/33 kV T/L S/S S/D Saintala | 2000000148 | LED TYPE INDICATION LAMP (WHITE) | ILWR.INDIC.LAMP.A003 | ZCON_ACT | ZCON | NOS | 12 | 2596.66 | INR
5000 | Western Zone, Burla | 5100 | EHT (O&M) Circle, Balangir | 5103 | EHT (O&M) Division, Kesinga | W137 | 220/132/33 kV S/S S/D Jayapatna | 2000000148 | LED TYPE INDICATION LAMP (WHITE) | ILWR.INDIC.LAMP.A003 | ZCON_ACT | ZCON | NOS | 10 | 2163.89 | INR
5000 | Western Zone, Burla | 5100 | EHT (O&M) Circle, Balangir | 5103 | EHT (O&M) Division, Kesinga | W132 | 220/132/33 kV T/L S/S S/D Kesinga | 2000000149 | LED TYPE INDICATION LAMP (AMBER/ORANGE) | ILWR.INDIC.LAMP.A004 | ZCON_ACT | ZCON | NOS | 4 | 848 | INR
5000 | Western Zone, Burla | 5100 | EHT (O&M) Circle, Balangir | 5103 | EHT (O&M) Division, Kesinga | W138 | 132/33 kV T/L S/S S/D Junagarh | 2000000149 | LED TYPE INDICATION LAMP (AMBER/ORANGE) | ILWR.INDIC.LAMP.A004 | ZCON_ACT | ZCON | NOS | 6 | 1272 | INR
5000 | Western Zone, Burla | 5100 | EHT (O&M) Circle, Balangir | 5103 | EHT (O&M) Division, Kesinga | W132 | 220/132/33 kV T/L S/S S/D Kesinga | 2000000150 | LED TYPE INDICATION LAMP (BLUE) | ILWR.INDIC.LAMP.A005 | ZCON_ACT | ZCON | NOS | 3 | 617.41 | INR
5000 | Western Zone, Burla | 5100 | EHT (O&M) Circle, Balangir | 5103 | EHT (O&M) Division, Kesinga | W134 | 132/33 kV T/L S/S S/D Saintala | 2000000150 | LED TYPE INDICATION LAMP (BLUE) | ILWR.INDIC.LAMP.A005 | ZCON_ACT | ZCON | NOS | 5 | 1029.02 | INR
5000 | Western Zone, Burla | 5100 | EHT (O&M) Circle, Balangir | 5103 | EHT (O&M) Division, Kesinga | W137 | 220/132/33 kV S/S S/D Jayapatna | 2000000150 | LED TYPE INDICATION LAMP (BLUE) | ILWR.INDIC.LAMP.A005 | ZCON_ACT | ZCON | NOS | 10 | 2058.04 | INR
5000 | Western Zone, Burla | 5100 | EHT (O&M) Circle, Balangir | 5103 | EHT (O&M) Division, Kesinga | W138 | 132/33 kV T/L S/S S/D Junagarh | 2000000150 | LED TYPE INDICATION LAMP (BLUE) | ILWR.INDIC.LAMP.A005 | ZCON_ACT | ZCON | NOS | 3 | 617.41 | INR
5000 | Western Zone, Burla | 5100 | EHT (O&M) Circle, Balangir | 5103 | EHT (O&M) Division, Kesinga | W139 | 132/33 kV T/L S/S S/D Bhawanipatna | 2000000150 | LED TYPE INDICATION LAMP (BLUE) | ILWR.INDIC.LAMP.A005 | ZCON_ACT | ZCON | NOS | 10 | 2058.04 | INR
5000 | Western Zone, Burla | 5100 | EHT (O&M) Circle, Balangir | 5103 | EHT (O&M) Division, Kesinga | W132 | 220/132/33 kV T/L S/S S/D Kesinga | 2000000159 | LED based Flood light fitting | ILWR.LED.FT.A012 | ZCON_ACT | ZCON | NOS | 6 | 27643.5 | INR
5000 | Western Zone, Burla | 5100 | EHT (O&M) Circle, Balangir | 5103 | EHT (O&M) Division, Kesinga | W139 | 132/33 kV T/L S/S S/D Bhawanipatna | 2000000159 | LED based Flood light fitting | ILWR.LED.FT.A012 | ZCON_ACT | ZCON | NOS | 2 | 9214.5 | INR
5000 | Western Zone, Burla | 5100 | EHT (O&M) Circle, Balangir | 5103 | EHT (O&M) Division, Kesinga | W132 | 220/132/33 kV T/L S/S S/D Kesinga | 2000000161 | LED LIGHTING FIXTURES | ILWR.LED.LGT.A001 | ZCON_ACT | ZCON | NOS | 6 | 22560 | INR
5000 | Western Zone, Burla | 5100 | EHT (O&M) Circle, Balangir | 5103 | EHT (O&M) Division, Kesinga | W139 | 132/33 kV T/L S/S S/D Bhawanipatna | 2000000161 | LED LIGHTING FIXTURES | ILWR.LED.LGT.A001 | ZCON_ACT | ZCON | NOS | 4 | 15040 | INR
5000 | Western Zone, Burla | 5100 | EHT (O&M) Circle, Balangir | 5103 | EHT (O&M) Division, Kesinga | W139 | 132/33 kV T/L S/S S/D Bhawanipatna | 2000000213 | 6MM GASKET CORK | MISC.GASKET.C.A002 | ZCON_ACT | ZCON | NOS | 1 | 101 | INR
5000 | Western Zone, Burla | 5100 | EHT (O&M) Circle, Balangir | 5103 | EHT (O&M) Division, Kesinga | W139 | 132/33 kV T/L S/S S/D Bhawanipatna | 2000000215 | 10MM GASKET CORK | MISC.GASKET.C.A004 | ZCON_ACT | ZCON | NOS | 1 | 101 | INR
5000 | Western Zone, Burla | 5100 | EHT (O&M) Circle, Balangir | 5103 | EHT (O&M) Division, Kesinga | W138 | 132/33 kV T/L S/S S/D Junagarh | 2000000232 | PLASTIC JARKIN | MISC.JARKIN.A001 | ZCON_US | ZCON | NOS | 29 | 145 | INR
5000 | Western Zone, Burla | 5100 | EHT (O&M) Circle, Balangir | 5103 | EHT (O&M) Division, Kesinga | W132 | 220/132/33 kV T/L S/S S/D Kesinga | 2000000233 | JELLY OF PETROLIUM PRODUCT | MISC.JELLY.A001 | ZCON_ACT | ZCON | KG | 1 | 695 | INR
5000 | Western Zone, Burla | 5100 | EHT (O&M) Circle, Balangir | 5103 | EHT (O&M) Division, Kesinga | W132 | 220/132/33 kV T/L S/S S/D Kesinga | 2000000246 | BEST QUALITY INSULATING MAT | MISC.RUBBERMAT.A001 | ZCON_ACT | ZCON | NOS | 30 | 50850 | INR
5000 | Western Zone, Burla | 5100 | EHT (O&M) Circle, Balangir | 5103 | EHT (O&M) Division, Kesinga | W134 | 132/33 kV T/L S/S S/D Saintala | 2000000246 | BEST QUALITY INSULATING MAT | MISC.RUBBERMAT.A001 | ZCON_ACT | ZCON | NOS | 25 | 42375 | INR
5000 | Western Zone, Burla | 5100 | EHT (O&M) Circle, Balangir | 5103 | EHT (O&M) Division, Kesinga | W137 | 220/132/33 kV S/S S/D Jayapatna | 2000000246 | BEST QUALITY INSULATING MAT | MISC.RUBBERMAT.A001 | ZCON_ACT | ZCON | NOS | 20 | 33900 | INR
5000 | Western Zone, Burla | 5100 | EHT (O&M) Circle, Balangir | 5103 | EHT (O&M) Division, Kesinga | W138 | 132/33 kV T/L S/S S/D Junagarh | 2000000250 | HRC FUSE 100AMP | ILWR.FUSE.B015 | ZCON_ACT | ZCON | NOS | 53 | 13780 | INR
5000 | Western Zone, Burla | 5100 | EHT (O&M) Circle, Balangir | 5103 | EHT (O&M) Division, Kesinga | W132 | 220/132/33 kV T/L S/S S/D Kesinga | 2000000251 | Digital Frequency meter | MTR.FMETER.D.A001 | ZCON_ACT | ZCON | NOS | 1 | 2200 | INR
5000 | Western Zone, Burla | 5100 | EHT (O&M) Circle, Balangir | 5103 | EHT (O&M) Division, Kesinga | W138 | 132/33 kV T/L S/S S/D Junagarh | 2000000255 | WIRE MESH | CVL.WIREMESH.B001 | ZCON_ACT | ZCON | M2 | 288.8 | 96366.78 | INR
5000 | Western Zone, Burla | 5100 | EHT (O&M) Circle, Balangir | 5103 | EHT (O&M) Division, Kesinga | W138 | 132/33 kV T/L S/S S/D Junagarh | 3000000040 | HV Bushing for 20MVA 132/33KV IMP Tfr | BUSH.20IMP.AB01 | ZSPR_ACT | ZSPR | NOS | 1 | 125000 | INR
5000 | Western Zone, Burla | 5100 | EHT (O&M) Circle, Balangir | 5103 | EHT (O&M) Division, Kesinga | W138 | 132/33 kV T/L S/S S/D Junagarh | 3000000041 | L.V Bushing for 20MVA 132/33KV IMP Tfr | BUSH.20IMP.AB02 | ZSPR_ACT | ZSPR | NOS | 1 | 15000 | INR
5000 | Western Zone, Burla | 5100 | EHT (O&M) Circle, Balangir | 5103 | EHT (O&M) Division, Kesinga | W138 | 132/33 kV T/L S/S S/D Junagarh | 3000000042 | HV N Bushing for 20MVA 132/33KV IMP Tfr | BUSH.20IMP.AB03 | ZSPR_ACT | ZSPR | NOS | 1 | 15000 | INR
5000 | Western Zone, Burla | 5100 | EHT (O&M) Circle, Balangir | 5103 | EHT (O&M) Division, Kesinga | W138 | 132/33 kV T/L S/S S/D Junagarh | 3000000043 | LV N Bushing for 20MVA 132/33KV IMP Tfr | BUSH.20IMP.AB04 | ZSPR_ACT | ZSPR | NOS | 1 | 15000 | INR
5000 | Western Zone, Burla | 5100 | EHT (O&M) Circle, Balangir | 5103 | EHT (O&M) Division, Kesinga | W132 | 220/132/33 kV T/L S/S S/D Kesinga | 3000000063 | N BUSHING W/O ROD FOR 40MVA AREVA Tfr | BUSH.33ARVA.BD06 | ZSPR_ACT | ZSPR | NOS | 1 | 10000 | INR
5000 | Western Zone, Burla | 5100 | EHT (O&M) Circle, Balangir | 5103 | EHT (O&M) Division, Kesinga | W138 | 132/33 kV T/L S/S S/D Junagarh | 3000000098 | ASSORTED SIZE CABLE GLAND | CBLE.ASRT.GLAND.A001 | ZSPR_ACT | ZSPR | NOS | 63 | 15120 | INR
5000 | Western Zone, Burla | 5100 | EHT (O&M) Circle, Balangir | 5103 | EHT (O&M) Division, Kesinga | W132 | 220/132/33 kV T/L S/S S/D Kesinga | 3000000100 | 1CX300 Sq.mm XLPE bonding cable | CBLE.BONDING.CU.A002 | ZSPR_ACT | ZSPR | KM | 0.499 | 1031932 | INR
5000 | Western Zone, Burla | 5100 | EHT (O&M) Circle, Balangir | 5103 | EHT (O&M) Division, Kesinga | W134 | 132/33 kV T/L S/S S/D Saintala | 3000000137 | 2.5 SQMM 7C UR CONTROL CABLE | CBLE.CTRL.UAR.C007 | ZSPR_ACT | ZSPR | KM | 0.4 | 77696 | INR
5000 | Western Zone, Burla | 5100 | EHT (O&M) Circle, Balangir | 5103 | EHT (O&M) Division, Kesinga | W139 | 132/33 kV T/L S/S S/D Bhawanipatna | 3000000140 | 2.5 SQMM 12C CONTROL CABLE | CBLE.CTRL.UAR.C012 | ZSPR_ACT | ZSPR | KM | 1.5 | 356456.98 | INR
5000 | Western Zone, Burla | 5100 | EHT (O&M) Circle, Balangir | 5103 | EHT (O&M) Division, Kesinga | W137 | 220/132/33 kV S/S S/D Jayapatna | 3000000140 | 2.5 SQMM 12C CONTROL CABLE | CBLE.CTRL.UAR.C012 | ZSPR_ACT | ZSPR | KM | 0.345 | 81985.11 | INR
5000 | Western Zone, Burla | 5100 | EHT (O&M) Circle, Balangir | 5103 | EHT (O&M) Division, Kesinga | W137 | 220/132/33 kV S/S S/D Jayapatna | 3000000140 | 2.5 SQMM 12C CONTROL CABLE | CBLE.CTRL.UAR.C012 | ZSPR_ACT | ZSPR | KM | 0.246 | 58458.94 | INR
5000 | Western Zone, Burla | 5100 | EHT (O&M) Circle, Balangir | 5103 | EHT (O&M) Division, Kesinga | W134 | 132/33 kV T/L S/S S/D Saintala | 3000000140 | 2.5 SQMM 12C CONTROL CABLE | CBLE.CTRL.UAR.C012 | ZSPR_ACT | ZSPR | KM | 0.016 | 3802.21 | INR
5000 | Western Zone, Burla | 5100 | EHT (O&M) Circle, Balangir | 5103 | EHT (O&M) Division, Kesinga | W139 | 132/33 kV T/L S/S S/D Bhawanipatna | 3000000145 | 2C X 2.5SQMM CONTROL UNARMOURED CABLE | CBLE.CTRL.UAR.D002 | ZSPR_ACT | ZSPR | KM | 1.385 | 54901.4 | INR
5000 | Western Zone, Burla | 5100 | EHT (O&M) Circle, Balangir | 5103 | EHT (O&M) Division, Kesinga | W139 | 132/33 kV T/L S/S S/D Bhawanipatna | 3000000147 | 2.5sq.mm Control cable 4 Core | CBLE.CTRL.UAR.D004 | ZSPR_ACT | ZSPR | KM | 2.568 | 224918.78 | INR
5000 | Western Zone, Burla | 5100 | EHT (O&M) Circle, Balangir | 5103 | EHT (O&M) Division, Kesinga | W137 | 220/132/33 kV S/S S/D Jayapatna | 3000000147 | 2.5sq.mm Control cable 4 Core | CBLE.CTRL.UAR.D004 | ZSPR_ACT | ZSPR | KM | 1.14 | 99847.12 | INR
5000 | Western Zone, Burla | 5100 | EHT (O&M) Circle, Balangir | 5103 | EHT (O&M) Division, Kesinga | W134 | 132/33 kV T/L S/S S/D Saintala | 3000000147 | 2.5sq.mm Control cable 4 Core | CBLE.CTRL.UAR.D004 | ZSPR_ACT | ZSPR | KM | 0.18 | 15765.34 | INR
5000 | Western Zone, Burla | 5100 | EHT (O&M) Circle, Balangir | 5103 | EHT (O&M) Division, Kesinga | W137 | 220/132/33 kV S/S S/D Jayapatna | 3000000148 | 5C X 2.5SQMM CONTROL UNARMOURED CABLE | CBLE.CTRL.UAR.D005 | ZSPR_ACT | ZSPR | KM | 0.173 | 27853 | INR
5000 | Western Zone, Burla | 5100 | EHT (O&M) Circle, Balangir | 5103 | EHT (O&M) Division, Kesinga | W137 | 220/132/33 kV S/S S/D Jayapatna | 3000000149 | 7C X 2.5SQMM CONTROL UNARMOURED CABLE | CBLE.CTRL.UAR.D007 | ZSPR_ACT | ZSPR | KM | 0.895 | 154113.5 | INR
5000 | Western Zone, Burla | 5100 | EHT (O&M) Circle, Balangir | 5103 | EHT (O&M) Division, Kesinga | W138 | 132/33 kV T/L S/S S/D Junagarh | 3000000149 | 7C X 2.5SQMM CONTROL UNARMOURED CABLE | CBLE.CTRL.UAR.D007 | ZSPR_ACT | ZSPR | KM | 0.235 | 40465.55 | INR
5000 | Western Zone, Burla | 5100 | EHT (O&M) Circle, Balangir | 5103 | EHT (O&M) Division, Kesinga | W139 | 132/33 kV T/L S/S S/D Bhawanipatna | 3000000150 | 9C X 2.5SQMM CONTROL UNARMOURED CABLE | CBLE.CTRL.UAR.D009 | ZSPR_ACT | ZSPR | KM | 0.44 | 67944.8 | INR
5000 | Western Zone, Burla | 5100 | EHT (O&M) Circle, Balangir | 5103 | EHT (O&M) Division, Kesinga | W137 | 220/132/33 kV S/S S/D Jayapatna | 3000000151 | 2.5 SQMM MSTRAND 10C AR CCABLE | CBLE.CTRL.UAR.D010 | ZSPR_ACT | ZSPR | KM | 0.495 | 143055 | INR
5000 | Western Zone, Burla | 5100 | EHT (O&M) Circle, Balangir | 5103 | EHT (O&M) Division, Kesinga | W137 | 220/132/33 kV S/S S/D Jayapatna | 3000000152 | 16CX2.5SQMM CONTROL UNARMOURED CABLE | CBLE.CTRL.UAR.D016 | ZSPR_ACT | ZSPR | KM | 0.593 | 244311.15 | INR
5000 | Western Zone, Burla | 5100 | EHT (O&M) Circle, Balangir | 5103 | EHT (O&M) Division, Kesinga | W137 | 220/132/33 kV S/S S/D Jayapatna | 3000000152 | 16CX2.5SQMM CONTROL UNARMOURED CABLE | CBLE.CTRL.UAR.D016 | ZSPR_ACT | ZSPR | KM | 0.2 | 82398.37 | INR
5000 | Western Zone, Burla | 5100 | EHT (O&M) Circle, Balangir | 5103 | EHT (O&M) Division, Kesinga | W138 | 132/33 kV T/L S/S S/D Junagarh | 3000000153 | 19CX2.5SQMM CONTROL UR CABLE | CBLE.CTRL.UAR.D019 | ZSPR_ACT | ZSPR | KM | 0.2 | 84819.89 | INR
5000 | Western Zone, Burla | 5100 | EHT (O&M) Circle, Balangir | 5103 | EHT (O&M) Division, Kesinga | W137 | 220/132/33 kV S/S S/D Jayapatna | 3000000153 | 19CX2.5SQMM CONTROL UR CABLE | CBLE.CTRL.UAR.D019 | ZSPR_ACT | ZSPR | KM | 0.498 | 211201.51 | INR
5000 | Western Zone, Burla | 5100 | EHT (O&M) Circle, Balangir | 5103 | EHT (O&M) Division, Kesinga | W137 | 220/132/33 kV S/S S/D Jayapatna | 3000000153 | 19CX2.5SQMM CONTROL UR CABLE | CBLE.CTRL.UAR.D019 | ZSPR_ACT | ZSPR | KM | 0.245 | 103904.36 | INR
5000 | Western Zone, Burla | 5100 | EHT (O&M) Circle, Balangir | 5103 | EHT (O&M) Division, Kesinga | W134 | 132/33 kV T/L S/S S/D Saintala | 3000000163 | 19 SQ.MM CABLE GLAND | CBLE.GLAND.A006 | ZSPR_ACT | ZSPR | NOS | 14 | 1473.5 | INR
5000 | Western Zone, Burla | 5100 | EHT (O&M) Circle, Balangir | 5103 | EHT (O&M) Division, Kesinga | W139 | 132/33 kV T/L S/S S/D Bhawanipatna | 3000000164 | 25 SQ.MM CABLE GLAND | CBLE.GLAND.A007 | ZSPR_ACT | ZSPR | NOS | 59 | 6320.12 | INR
5000 | Western Zone, Burla | 5100 | EHT (O&M) Circle, Balangir | 5103 | EHT (O&M) Division, Kesinga | W134 | 132/33 kV T/L S/S S/D Saintala | 3000000164 | 25 SQ.MM CABLE GLAND | CBLE.GLAND.A007 | ZSPR_ACT | ZSPR | NOS | 8 | 856.96 | INR
5000 | Western Zone, Burla | 5100 | EHT (O&M) Circle, Balangir | 5103 | EHT (O&M) Division, Kesinga | W134 | 132/33 kV T/L S/S S/D Saintala | 3000000165 | 28/29 SQ.MM CABLE GLAND | CBLE.GLAND.A008 | ZSPR_ACT | ZSPR | NOS | 14 | 3640 | INR
5000 | Western Zone, Burla | 5100 | EHT (O&M) Circle, Balangir | 5103 | EHT (O&M) Division, Kesinga | W134 | 132/33 kV T/L S/S S/D Saintala | 3000000166 | 20/22 SQ.MM CABLE GLAND | CBLE.GLAND.A009 | ZSPR_ACT | ZSPR | NOS | 13 | 1783.86 | INR
5000 | Western Zone, Burla | 5100 | EHT (O&M) Circle, Balangir | 5103 | EHT (O&M) Division, Kesinga | W134 | 132/33 kV T/L S/S S/D Saintala | 3000000168 | 32 SQ.MM CABLE GLAND | CBLE.GLAND.A014 | ZSPR_ACT | ZSPR | NOS | 8 | 1408 | INR
5000 | Western Zone, Burla | 5100 | EHT (O&M) Circle, Balangir | 5103 | EHT (O&M) Division, Kesinga | W139 | 132/33 kV T/L S/S S/D Bhawanipatna | 3000000190 | 2Cx16SQMM AL POWER CABLE | CBLE.PWR.AL.AR.B017 | ZSPR_ACT | ZSPR | KM | 0.151 | 12778.66 | INR
5000 | Western Zone, Burla | 5100 | EHT (O&M) Circle, Balangir | 5103 | EHT (O&M) Division, Kesinga | W137 | 220/132/33 kV S/S S/D Jayapatna | 3000000190 | 2Cx16SQMM AL POWER CABLE | CBLE.PWR.AL.AR.B017 | ZSPR_ACT | ZSPR | KM | 0.263 | 22256.88 | INR
5000 | Western Zone, Burla | 5100 | EHT (O&M) Circle, Balangir | 5103 | EHT (O&M) Division, Kesinga | W137 | 220/132/33 kV S/S S/D Jayapatna | 3000000190 | 2Cx16SQMM AL POWER CABLE | CBLE.PWR.AL.AR.B017 | ZSPR_ACT | ZSPR | KM | 0.245 | 20733.59 | INR
5000 | Western Zone, Burla | 5100 | EHT (O&M) Circle, Balangir | 5103 | EHT (O&M) Division, Kesinga | W138 | 132/33 kV T/L S/S S/D Junagarh | 3000000192 | 3.5Cx25Sqmm AL PWR cable | CBLE.PWR.AL.AR.D003 | ZSPR_ACT | ZSPR | KM | 0.165 | 37273.5 | INR
5000 | Western Zone, Burla | 5100 | EHT (O&M) Circle, Balangir | 5103 | EHT (O&M) Division, Kesinga | W139 | 132/33 kV T/L S/S S/D Bhawanipatna | 3000000193 | 3.5Cx35 Sqmm AL PWR cable | CBLE.PWR.AL.AR.D004 | ZSPR_ACT | ZSPR | KM | 0.227 | 42920.56 | INR
5000 | Western Zone, Burla | 5100 | EHT (O&M) Circle, Balangir | 5103 | EHT (O&M) Division, Kesinga | W137 | 220/132/33 kV S/S S/D Jayapatna | 3000000193 | 3.5Cx35 Sqmm AL PWR cable | CBLE.PWR.AL.AR.D004 | ZSPR_ACT | ZSPR | KM | 0.96 | 181514.27 | INR
5000 | Western Zone, Burla | 5100 | EHT (O&M) Circle, Balangir | 5103 | EHT (O&M) Division, Kesinga | W138 | 132/33 kV T/L S/S S/D Junagarh | 3000000193 | 3.5Cx35 Sqmm AL PWR cable | CBLE.PWR.AL.AR.D004 | ZSPR_ACT | ZSPR | KM | 0.07 | 13235.41 | INR
5000 | Western Zone, Burla | 5100 | EHT (O&M) Circle, Balangir | 5103 | EHT (O&M) Division, Kesinga | W137 | 220/132/33 kV S/S S/D Jayapatna | 3000000193 | 3.5Cx35 Sqmm AL PWR cable | CBLE.PWR.AL.AR.D004 | ZSPR_ACT | ZSPR | KM | 0.173 | 32710.38 | INR
5000 | Western Zone, Burla | 5100 | EHT (O&M) Circle, Balangir | 5103 | EHT (O&M) Division, Kesinga | W139 | 132/33 kV T/L S/S S/D Bhawanipatna | 3000000195 | 3.5Cx70 Sqmm AL PWR cable | CBLE.PWR.AL.AR.D006 | ZSPR_ACT | ZSPR | KM | 0.391 | 127466 | INR
5000 | Western Zone, Burla | 5100 | EHT (O&M) Circle, Balangir | 5103 | EHT (O&M) Division, Kesinga | W137 | 220/132/33 kV S/S S/D Jayapatna | 3000000197 | 3.5Cx120 Sqmm AL PWR cable | CBLE.PWR.AL.AR.D008 | ZSPR_ACT | ZSPR | KM | 0.6 | 350464.19 | INR
5000 | Western Zone, Burla | 5100 | EHT (O&M) Circle, Balangir | 5103 | EHT (O&M) Division, Kesinga | W137 | 220/132/33 kV S/S S/D Jayapatna | 3000000197 | 3.5Cx120 Sqmm AL PWR cable | CBLE.PWR.AL.AR.D008 | ZSPR_ACT | ZSPR | KM | 0.101 | 58994.81 | INR
5000 | Western Zone, Burla | 5100 | EHT (O&M) Circle, Balangir | 5103 | EHT (O&M) Division, Kesinga | W137 | 220/132/33 kV S/S S/D Jayapatna | 3000000199 | 3.5Cx300 Sqmm AL PWR cable | CBLE.PWR.AL.AR.D011 | ZSPR_ACT | ZSPR | KM | 0.54 | 638820 | INR
5000 | Western Zone, Burla | 5100 | EHT (O&M) Circle, Balangir | 5103 | EHT (O&M) Division, Kesinga | W137 | 220/132/33 kV S/S S/D Jayapatna | 3000000200 | 4Cx16 Sqmm AL PWR cable | CBLE.PWR.AL.AR.E002 | ZSPR_ACT | ZSPR | KM | 0.171 | 22150.75 | INR
5000 | Western Zone, Burla | 5100 | EHT (O&M) Circle, Balangir | 5103 | EHT (O&M) Division, Kesinga | W139 | 132/33 kV T/L S/S S/D Bhawanipatna | 3000000200 | 4Cx16 Sqmm AL PWR cable | CBLE.PWR.AL.AR.E002 | ZSPR_ACT | ZSPR | KM | 0.53 | 68654.38 | INR
5000 | Western Zone, Burla | 5100 | EHT (O&M) Circle, Balangir | 5103 | EHT (O&M) Division, Kesinga | W137 | 220/132/33 kV S/S S/D Jayapatna | 3000000200 | 4Cx16 Sqmm AL PWR cable | CBLE.PWR.AL.AR.E002 | ZSPR_ACT | ZSPR | KM | 0.22 | 28498.05 | INR
5000 | Western Zone, Burla | 5100 | EHT (O&M) Circle, Balangir | 5103 | EHT (O&M) Division, Kesinga | W139 | 132/33 kV T/L S/S S/D Bhawanipatna | 3000000208 | 4Cx6 Sqmm AL POWER CABLE | CBLE.PWR.AL.AR.E018 | ZSPR_ACT | ZSPR | KM | 0.186 | 20077.99 | INR
5000 | Western Zone, Burla | 5100 | EHT (O&M) Circle, Balangir | 5103 | EHT (O&M) Division, Kesinga | W137 | 220/132/33 kV S/S S/D Jayapatna | 3000000208 | 4Cx6 Sqmm AL POWER CABLE | CBLE.PWR.AL.AR.E018 | ZSPR_ACT | ZSPR | KM | 0.246 | 26554.77 | INR
5000 | Western Zone, Burla | 5100 | EHT (O&M) Circle, Balangir | 5103 | EHT (O&M) Division, Kesinga | W138 | 132/33 kV T/L S/S S/D Junagarh | 3000000214 | 4Cx10SQMM POWER CABLE AL | CBLE.PWR.AL.UAR.E001 | ZSPR_ACT | ZSPR | KM | 0.344 | 39353.6 | INR
5000 | Western Zone, Burla | 5100 | EHT (O&M) Circle, Balangir | 5103 | EHT (O&M) Division, Kesinga | W138 | 132/33 kV T/L S/S S/D Junagarh | 3000000216 | 4Cx2.5SQMM POWER CABLE AL | CBLE.PWR.AL.UAR.E018 | ZSPR_ACT | ZSPR | KM | 0.167 | 24048 | INR
5000 | Western Zone, Burla | 5100 | EHT (O&M) Circle, Balangir | 5103 | EHT (O&M) Division, Kesinga | W138 | 132/33 kV T/L S/S S/D Junagarh | 3000000221 | 300SQMM ALLUMINIUM CABLE SOCKET PIN | CBLE.SOCKETPIN.A014 | ZSPR_ACT | ZSPR | NOS | 94 | 6016 | INR
5000 | Western Zone, Burla | 5100 | EHT (O&M) Circle, Balangir | 5103 | EHT (O&M) Division, Kesinga | W134 | 132/33 kV T/L S/S S/D Saintala | 3000000225 | AL CABLE SOCKET RING | CBLE.SOCKETRING.A001 | ZSPR_ACT | ZSPR | NOS | 40 | 485.49 | INR
5000 | Western Zone, Burla | 5100 | EHT (O&M) Circle, Balangir | 5103 | EHT (O&M) Division, Kesinga | W138 | 132/33 kV T/L S/S S/D Junagarh | 3000000225 | AL CABLE SOCKET RING | CBLE.SOCKETRING.A001 | ZSPR_ACT | ZSPR | NOS | 213 | 2585.22 | INR
5000 | Western Zone, Burla | 5100 | EHT (O&M) Circle, Balangir | 5103 | EHT (O&M) Division, Kesinga | W139 | 132/33 kV T/L S/S S/D Bhawanipatna | 3000000248 | 200/150/100X75X2500M CABLE TRAY | CBLE.TRAY.A001 | ZSPR_ACT | ZSPR | NOS | 16 | 17547.94 | INR
5000 | Western Zone, Burla | 5100 | EHT (O&M) Circle, Balangir | 5103 | EHT (O&M) Division, Kesinga | W137 | 220/132/33 kV S/S S/D Jayapatna | 3000000248 | 200/150/100X75X2500M CABLE TRAY | CBLE.TRAY.A001 | ZSPR_ACT | ZSPR | NOS | 10 | 10967.46 | INR
5000 | Western Zone, Burla | 5100 | EHT (O&M) Circle, Balangir | 5103 | EHT (O&M) Division, Kesinga | W137 | 220/132/33 kV S/S S/D Jayapatna | 3000000249 | 300X75X2500M CABLE TRAY | CBLE.TRAY.A002 | ZSPR_ACT | ZSPR | NOS | 25 | 40589.5 | INR
5000 | Western Zone, Burla | 5100 | EHT (O&M) Circle, Balangir | 5103 | EHT (O&M) Division, Kesinga | W132 | 220/132/33 kV T/L S/S S/D Kesinga | 3000000261 | DIFFERENT TYPES OF ASSORTED CLAMPS | CLMP.ASRT.A001 | ZSPR_ACT | ZSPR | NOS | 20 | 5013.2 | INR
5000 | Western Zone, Burla | 5100 | EHT (O&M) Circle, Balangir | 5103 | EHT (O&M) Division, Kesinga | W139 | 132/33 kV T/L S/S S/D Bhawanipatna | 3000000265 | CTStud connector 40 mm stud 2way Zebra | CLMP.ASRT.A002 | ZSPR_ACT | ZSPR | NOS | 1 | 940 | INR
5000 | Western Zone, Burla | 5100 | EHT (O&M) Circle, Balangir | 5103 | EHT (O&M) Division, Kesinga | W132 | 220/132/33 kV T/L S/S S/D Kesinga | 3000000267 | BIMETALLIC CTSTUD CLAMP 40MM | CLMP.ASRT.A005 | ZSPR_ACT | ZSPR | NOS | 5 | 10561 | INR
5000 | Western Zone, Burla | 5100 | EHT (O&M) Circle, Balangir | 5103 | EHT (O&M) Division, Kesinga | W132 | 220/132/33 kV T/L S/S S/D Kesinga | 3000000269 | T/I CLAMP FOR ZEBRA CONDUCTOR | CLMP.ASRT.A008 | ZSPR_ACT | ZSPR | NOS | 6 | 4350 | INR
5000 | Western Zone, Burla | 5100 | EHT (O&M) Circle, Balangir | 5103 | EHT (O&M) Division, Kesinga | W139 | 132/33 kV T/L S/S S/D Bhawanipatna | 3000000284 | 6bolt Bimetallic CTstud clamp-zebra | CLMP.CT.AL.A016 | ZSPR_ACT | ZSPR | NOS | 10 | 9460 | INR
5000 | Western Zone, Burla | 5100 | EHT (O&M) Circle, Balangir | 5103 | EHT (O&M) Division, Kesinga | W139 | 132/33 kV T/L S/S S/D Bhawanipatna | 3000000286 | 132kV CVT clamp | CLMP.CVT.A002 | ZSPR_ACT | ZSPR | NOS | 1 | 1120 | INR
5000 | Western Zone, Burla | 5100 | EHT (O&M) Circle, Balangir | 5103 | EHT (O&M) Division, Kesinga | W139 | 132/33 kV T/L S/S S/D Bhawanipatna | 3000000293 | 33KV Isolator Pad Clamp for Zebra | CLMP.ISO.AL.A004 | ZSPR_ACT | ZSPR | NOS | 7 | 5425 | INR
5000 | Western Zone, Burla | 5100 | EHT (O&M) Circle, Balangir | 5103 | EHT (O&M) Division, Kesinga | W139 | 132/33 kV T/L S/S S/D Bhawanipatna | 3000000294 | Isolator Pad Clamp for Twin Zebra | CLMP.ISO.AL.A005 | ZSPR_ACT | ZSPR | NOS | 1 | 920 | INR
5000 | Western Zone, Burla | 5100 | EHT (O&M) Circle, Balangir | 5103 | EHT (O&M) Division, Kesinga | W134 | 132/33 kV T/L S/S S/D Saintala | 3000000296 | 132KV Isolator pad calmp for ACSR Zebra | CLMP.ISO.AL.A008 | ZSPR_ACT | ZSPR | NOS | 8 | 1201.47 | INR
5000 | Western Zone, Burla | 5100 | EHT (O&M) Circle, Balangir | 5103 | EHT (O&M) Division, Kesinga | W138 | 132/33 kV T/L S/S S/D Junagarh | 3000000296 | 132KV Isolator pad calmp for ACSR Zebra | CLMP.ISO.AL.A008 | ZSPR_ACT | ZSPR | NOS | 9 | 1351.66 | INR
5000 | Western Zone, Burla | 5100 | EHT (O&M) Circle, Balangir | 5103 | EHT (O&M) Division, Kesinga | W139 | 132/33 kV T/L S/S S/D Bhawanipatna | 3000000297 | 132KV Isolator pad calmp for Twin Zebra | CLMP.ISO.AL.A009 | ZSPR_ACT | ZSPR | NOS | 2 | 1900 | INR
5000 | Western Zone, Burla | 5100 | EHT (O&M) Circle, Balangir | 5103 | EHT (O&M) Division, Kesinga | W132 | 220/132/33 kV T/L S/S S/D Kesinga | 3000000301 | 220KV-Isolater Pad Clamp for twin Moose | CLMP.ISO.AL.A019 | ZSPR_ACT | ZSPR | NOS | 12 | 17133.6 | INR
5000 | Western Zone, Burla | 5100 | EHT (O&M) Circle, Balangir | 5103 | EHT (O&M) Division, Kesinga | W132 | 220/132/33 kV T/L S/S S/D Kesinga | 3000000302 | 220KV-Isolater Pad Clamp for Moose | CLMP.ISO.AL.B001 | ZSPR_ACT | ZSPR | NOS | 18 | 25700.4 | INR
5000 | Western Zone, Burla | 5100 | EHT (O&M) Circle, Balangir | 5103 | EHT (O&M) Division, Kesinga | W132 | 220/132/33 kV T/L S/S S/D Kesinga | 3000000307 | Supply of Link Box for earthing cable | CLMP.LB.ERTH.A001 | ZSPR_ACT | ZSPR | NOS | 2 | 20600 | INR
5000 | Western Zone, Burla | 5100 | EHT (O&M) Circle, Balangir | 5103 | EHT (O&M) Division, Kesinga | W134 | 132/33 kV T/L S/S S/D Saintala | 3000000313 | 132KV LA calmp for Moose | CLMP.LPAD.AL.A005 | ZSPR_ACT | ZSPR | NOS | 26 | 2600 | INR
5000 | Western Zone, Burla | 5100 | EHT (O&M) Circle, Balangir | 5103 | EHT (O&M) Division, Kesinga | W138 | 132/33 kV T/L S/S S/D Junagarh | 3000000319 | 33kV CB PAD CLAMP AL FOR ZEBRA | CLMP.PAD.AL.A002 | ZSPR_ACT | ZSPR | NOS | 81 | 37525.68 | INR
5000 | Western Zone, Burla | 5100 | EHT (O&M) Circle, Balangir | 5103 | EHT (O&M) Division, Kesinga | W139 | 132/33 kV T/L S/S S/D Bhawanipatna | 3000000321 | 33kV CB PAD CLAMP AL FOR TWIN ZEBRA | CLMP.PAD.AL.A004 | ZSPR_ACT | ZSPR | NOS | 1 | 940 | INR
5000 | Western Zone, Burla | 5100 | EHT (O&M) Circle, Balangir | 5103 | EHT (O&M) Division, Kesinga | W139 | 132/33 kV T/L S/S S/D Bhawanipatna | 3000000326 | PAD CLAMP ALLUMINIUM FOR PANTHER | CLMP.PAD.AL.B001 | ZSPR_ACT | ZSPR | NOS | 1 | 950 | INR
5000 | Western Zone, Burla | 5100 | EHT (O&M) Circle, Balangir | 5103 | EHT (O&M) Division, Kesinga | W139 | 132/33 kV T/L S/S S/D Bhawanipatna | 3000000340 | 33 KV PI CLAMP FOR TWIN ACSR ZEBRA | CLMP.PAD.BI.A016 | ZSPR_ACT | ZSPR | NOS | 1 | 1800 | INR
5000 | Western Zone, Burla | 5100 | EHT (O&M) Circle, Balangir | 5103 | EHT (O&M) Division, Kesinga | W139 | 132/33 kV T/L S/S S/D Bhawanipatna | 3000000342 | 1 BOLTED PG CLAMP FOR PANTHER - PANTHER | CLMP.PG.A001 | ZSPR_ACT | ZSPR | NOS | 3 | 570 | INR
5000 | Western Zone, Burla | 5100 | EHT (O&M) Circle, Balangir | 5103 | EHT (O&M) Division, Kesinga | W139 | 132/33 kV T/L S/S S/D Bhawanipatna | 3000000355 | 3 BOLTED PG CLAMP FOR PANTHER -PANTHER | CLMP.PG.C001 | ZSPR_ACT | ZSPR | NOS | 34 | 15844 | INR
5000 | Western Zone, Burla | 5100 | EHT (O&M) Circle, Balangir | 5103 | EHT (O&M) Division, Kesinga | W138 | 132/33 kV T/L S/S S/D Junagarh | 3000000355 | 3 BOLTED PG CLAMP FOR PANTHER -PANTHER | CLMP.PG.C001 | ZSPR_ACT | ZSPR | NOS | 1 | 466 | INR
5000 | Western Zone, Burla | 5100 | EHT (O&M) Circle, Balangir | 5103 | EHT (O&M) Division, Kesinga | W137 | 220/132/33 kV S/S S/D Jayapatna | 3000000355 | 3 BOLTED PG CLAMP FOR PANTHER -PANTHER | CLMP.PG.C001 | ZSPR_ACT | ZSPR | NOS | 10 | 4660 | INR
5000 | Western Zone, Burla | 5100 | EHT (O&M) Circle, Balangir | 5103 | EHT (O&M) Division, Kesinga | W133 | 132 kV Line S/D Kesinga | 3000000355 | 3 BOLTED PG CLAMP FOR PANTHER -PANTHER | CLMP.PG.C001 | ZSPR_ACT | ZSPR | NOS | 15 | 6990 | INR
5000 | Western Zone, Burla | 5100 | EHT (O&M) Circle, Balangir | 5103 | EHT (O&M) Division, Kesinga | W139 | 132/33 kV T/L S/S S/D Bhawanipatna | 3000000356 | 3 BOLTED PG CLAMP FOR ZEBRA - ZEBRA | CLMP.PG.C002 | ZSPR_ACT | ZSPR | NOS | 1 | 727.61 | INR
5000 | Western Zone, Burla | 5100 | EHT (O&M) Circle, Balangir | 5103 | EHT (O&M) Division, Kesinga | W132 | 220/132/33 kV T/L S/S S/D Kesinga | 3000000356 | 3 BOLTED PG CLAMP FOR ZEBRA - ZEBRA | CLMP.PG.C002 | ZSPR_ACT | ZSPR | NOS | 15 | 10914.13 | INR
5000 | Western Zone, Burla | 5100 | EHT (O&M) Circle, Balangir | 5103 | EHT (O&M) Division, Kesinga | W137 | 220/132/33 kV S/S S/D Jayapatna | 3000000356 | 3 BOLTED PG CLAMP FOR ZEBRA - ZEBRA | CLMP.PG.C002 | ZSPR_ACT | ZSPR | NOS | 18 | 13096.95 | INR
5000 | Western Zone, Burla | 5100 | EHT (O&M) Circle, Balangir | 5103 | EHT (O&M) Division, Kesinga | W134 | 132/33 kV T/L S/S S/D Saintala | 3000000356 | 3 BOLTED PG CLAMP FOR ZEBRA - ZEBRA | CLMP.PG.C002 | ZSPR_ACT | ZSPR | NOS | 3 | 2182.83 | INR
5000 | Western Zone, Burla | 5100 | EHT (O&M) Circle, Balangir | 5103 | EHT (O&M) Division, Kesinga | W137 | 220/132/33 kV S/S S/D Jayapatna | 3000000357 | 3 BOLTED PG CLAMP FOR ZEBRA - PANTHER | CLMP.PG.C003 | ZSPR_ACT | ZSPR | NOS | 10 | 6500 | INR
5000 | Western Zone, Burla | 5100 | EHT (O&M) Circle, Balangir | 5103 | EHT (O&M) Division, Kesinga | W132 | 220/132/33 kV T/L S/S S/D Kesinga | 3000000358 | 3 BOLTED PG CLAMP FOR MOOSE - MOOSE | CLMP.PG.C004 | ZSPR_ACT | ZSPR | NOS | 4 | 4956 | INR
5000 | Western Zone, Burla | 5100 | EHT (O&M) Circle, Balangir | 5103 | EHT (O&M) Division, Kesinga | W137 | 220/132/33 kV S/S S/D Jayapatna | 3000000364 | 4 BOLTED PG CLAMP FOR ZEBRA - ZEBRA | CLMP.PG.D002 | ZSPR_ACT | ZSPR | NOS | 5 | 2869.47 | INR
5000 | Western Zone, Burla | 5100 | EHT (O&M) Circle, Balangir | 5103 | EHT (O&M) Division, Kesinga | W138 | 132/33 kV T/L S/S S/D Junagarh | 3000000364 | 4 BOLTED PG CLAMP FOR ZEBRA - ZEBRA | CLMP.PG.D002 | ZSPR_ACT | ZSPR | NOS | 4 | 2295.58 | INR
5000 | Western Zone, Burla | 5100 | EHT (O&M) Circle, Balangir | 5103 | EHT (O&M) Division, Kesinga | W137 | 220/132/33 kV S/S S/D Jayapatna | 3000000366 | 4 BOLTED PG CLAMP FOR MOOSE - MOOSE | CLMP.PG.D004 | ZSPR_ACT | ZSPR | NOS | 27 | 18135.68 | INR
5000 | Western Zone, Burla | 5100 | EHT (O&M) Circle, Balangir | 5103 | EHT (O&M) Division, Kesinga | W137 | 220/132/33 kV S/S S/D Jayapatna | 3000000367 | 4 BOLTED PG CLAMP FOR MOOSE- ZEBRA | CLMP.PG.D005 | ZSPR_ACT | ZSPR | NOS | 5 | 3625 | INR
5000 | Western Zone, Burla | 5100 | EHT (O&M) Circle, Balangir | 5103 | EHT (O&M) Division, Kesinga | W137 | 220/132/33 kV S/S S/D Jayapatna | 3000000369 | 4-BOLTED PG CLAMP MOOSE-PANTHER | CLMP.PG.D007 | ZSPR_ACT | ZSPR | NOS | 24 | 15802.56 | INR
5000 | Western Zone, Burla | 5100 | EHT (O&M) Circle, Balangir | 5103 | EHT (O&M) Division, Kesinga | W138 | 132/33 kV T/L S/S S/D Junagarh | 3000000374 | 3BOLTED POST INSULATOR CLAMP ALFOR ZEBRA | CLMP.PI.AL.C001 | ZSPR_ACT | ZSPR | NOS | 24 | 15600 | INR
5000 | Western Zone, Burla | 5100 | EHT (O&M) Circle, Balangir | 5103 | EHT (O&M) Division, Kesinga | W139 | 132/33 kV T/L S/S S/D Bhawanipatna | 3000000376 | 4BOLTED POST INSULATOR CLAMP ALFOR ZEBRA | CLMP.PI.AL.D001 | ZSPR_ACT | ZSPR | NOS | 9 | 11250 | INR
5000 | Western Zone, Burla | 5100 | EHT (O&M) Circle, Balangir | 5103 | EHT (O&M) Division, Kesinga | W139 | 132/33 kV T/L S/S S/D Bhawanipatna | 3000000378 | 4 BOLTED PI CLAMP AL FOR TWIN ZEBRA | CLMP.PI.AL.D003 | ZSPR_ACT | ZSPR | NOS | 11 | 19800 | INR
5000 | Western Zone, Burla | 5100 | EHT (O&M) Circle, Balangir | 5103 | EHT (O&M) Division, Kesinga | W139 | 132/33 kV T/L S/S S/D Bhawanipatna | 3000000380 | 12bolted T Clamp for ACSR Zebra to Zebra | CLMP.SP.CT.AL.A001 | ZSPR_ACT | ZSPR | NOS | 1 | 960 | INR
5000 | Western Zone, Burla | 5100 | EHT (O&M) Circle, Balangir | 5103 | EHT (O&M) Division, Kesinga | W133 | 132 kV Line S/D Kesinga | 3000000388 | T Clamp for Panther run-Panther Drop | CLMP.T.AL.A001 | ZSPR_ACT | ZSPR | NOS | 27 | 19423.19 | INR
5000 | Western Zone, Burla | 5100 | EHT (O&M) Circle, Balangir | 5103 | EHT (O&M) Division, Kesinga | W139 | 132/33 kV T/L S/S S/D Bhawanipatna | 3000000388 | T Clamp for Panther run-Panther Drop | CLMP.T.AL.A001 | ZSPR_ACT | ZSPR | NOS | 14 | 10071.28 | INR
5000 | Western Zone, Burla | 5100 | EHT (O&M) Circle, Balangir | 5103 | EHT (O&M) Division, Kesinga | W138 | 132/33 kV T/L S/S S/D Junagarh | 3000000388 | T Clamp for Panther run-Panther Drop | CLMP.T.AL.A001 | ZSPR_ACT | ZSPR | NOS | 6 | 4316.26 | INR
5000 | Western Zone, Burla | 5100 | EHT (O&M) Circle, Balangir | 5103 | EHT (O&M) Division, Kesinga | W137 | 220/132/33 kV S/S S/D Jayapatna | 3000000388 | T Clamp for Panther run-Panther Drop | CLMP.T.AL.A001 | ZSPR_ACT | ZSPR | NOS | 16 | 11510.03 | INR
5000 | Western Zone, Burla | 5100 | EHT (O&M) Circle, Balangir | 5103 | EHT (O&M) Division, Kesinga | W139 | 132/33 kV T/L S/S S/D Bhawanipatna | 3000000389 | T CLAMP ALFOR PANTHER RUN-ZEBRA DROP | CLMP.T.AL.A002 | ZSPR_ACT | ZSPR | NOS | 8 | 10582.67 | INR
5000 | Western Zone, Burla | 5100 | EHT (O&M) Circle, Balangir | 5103 | EHT (O&M) Division, Kesinga | W137 | 220/132/33 kV S/S S/D Jayapatna | 3000000389 | T CLAMP ALFOR PANTHER RUN-ZEBRA DROP | CLMP.T.AL.A002 | ZSPR_ACT | ZSPR | NOS | 10 | 13228.33 | INR
5000 | Western Zone, Burla | 5100 | EHT (O&M) Circle, Balangir | 5103 | EHT (O&M) Division, Kesinga | W132 | 220/132/33 kV T/L S/S S/D Kesinga | 3000000389 | T CLAMP ALFOR PANTHER RUN-ZEBRA DROP | CLMP.T.AL.A002 | ZSPR_ACT | ZSPR | NOS | 20 | 26456.67 | INR
5000 | Western Zone, Burla | 5100 | EHT (O&M) Circle, Balangir | 5103 | EHT (O&M) Division, Kesinga | W137 | 220/132/33 kV S/S S/D Jayapatna | 3000000391 | T CLAMP ALFOR ZEBRA RUN - ZEBRA DROP | CLMP.T.AL.A004 | ZSPR_ACT | ZSPR | NOS | 5 | 4636.61 | INR
5000 | Western Zone, Burla | 5100 | EHT (O&M) Circle, Balangir | 5103 | EHT (O&M) Division, Kesinga | W138 | 132/33 kV T/L S/S S/D Junagarh | 3000000391 | T CLAMP ALFOR ZEBRA RUN - ZEBRA DROP | CLMP.T.AL.A004 | ZSPR_ACT | ZSPR | NOS | 10 | 9273.21 | INR
5000 | Western Zone, Burla | 5100 | EHT (O&M) Circle, Balangir | 5103 | EHT (O&M) Division, Kesinga | W132 | 220/132/33 kV T/L S/S S/D Kesinga | 3000000391 | T CLAMP ALFOR ZEBRA RUN - ZEBRA DROP | CLMP.T.AL.A004 | ZSPR_ACT | ZSPR | NOS | 10 | 9273.22 | INR
5000 | Western Zone, Burla | 5100 | EHT (O&M) Circle, Balangir | 5103 | EHT (O&M) Division, Kesinga | W139 | 132/33 kV T/L S/S S/D Bhawanipatna | 3000000391 | T CLAMP ALFOR ZEBRA RUN - ZEBRA DROP | CLMP.T.AL.A004 | ZSPR_ACT | ZSPR | NOS | 5 | 4636.61 | INR
5000 | Western Zone, Burla | 5100 | EHT (O&M) Circle, Balangir | 5103 | EHT (O&M) Division, Kesinga | W137 | 220/132/33 kV S/S S/D Jayapatna | 3000000393 | T CLAMP ALFOR ZEBRA RUN - MOOSE DROP | CLMP.T.AL.A006 | ZSPR_ACT | ZSPR | NOS | 10 | 7300 | INR
5000 | Western Zone, Burla | 5100 | EHT (O&M) Circle, Balangir | 5103 | EHT (O&M) Division, Kesinga | W137 | 220/132/33 kV S/S S/D Jayapatna | 3000000394 | T-CLAMP ACSR MOOSE RUN AND MOOSE DROP | CLMP.T.AL.A007 | ZSPR_ACT | ZSPR | NOS | 10 | 10191.47 | INR
5000 | Western Zone, Burla | 5100 | EHT (O&M) Circle, Balangir | 5103 | EHT (O&M) Division, Kesinga | W132 | 220/132/33 kV T/L S/S S/D Kesinga | 3000000394 | T-CLAMP ACSR MOOSE RUN AND MOOSE DROP | CLMP.T.AL.A007 | ZSPR_ACT | ZSPR | NOS | 14 | 14268.05 | INR
5000 | Western Zone, Burla | 5100 | EHT (O&M) Circle, Balangir | 5103 | EHT (O&M) Division, Kesinga | W139 | 132/33 kV T/L S/S S/D Bhawanipatna | 3000000402 | T-clamp ACSR panther run ACSR moose drop | CLMP.T.AL.A026 | ZSPR_ACT | ZSPR | NOS | 3 | 2675.79 | INR
5000 | Western Zone, Burla | 5100 | EHT (O&M) Circle, Balangir | 5103 | EHT (O&M) Division, Kesinga | W139 | 132/33 kV T/L S/S S/D Bhawanipatna | 3000000405 | SPR T CLAMP AL TWIN ZEBRA RUN-ZEBRA DROP | CLMP.T.AL.B001 | ZSPR_ACT | ZSPR | NOS | 8 | 9740 | INR
5000 | Western Zone, Burla | 5100 | EHT (O&M) Circle, Balangir | 5103 | EHT (O&M) Division, Kesinga | W132 | 220/132/33 kV T/L S/S S/D Kesinga | 3000000406 | SPR T CLAMP AL TWIN MOOSE RUN-ZEBRA DROP | CLMP.T.AL.B002 | ZSPR_ACT | ZSPR | NOS | 10 | 14000 | INR
5000 | Western Zone, Burla | 5100 | EHT (O&M) Circle, Balangir | 5103 | EHT (O&M) Division, Kesinga | W138 | 132/33 kV T/L S/S S/D Junagarh | 3000000414 | JUMPER CONE FOR ACSR ZEBRA CONDUCTOR | COND.ACCES.A003 | ZSPR_ACT | ZSPR | NOS | 25 | 4500 | INR
5000 | Western Zone, Burla | 5100 | EHT (O&M) Circle, Balangir | 5103 | EHT (O&M) Division, Kesinga | W139 | 132/33 kV T/L S/S S/D Bhawanipatna | 3000000427 | PA ROD ACSR PANTHER IN SET | COND.ACCES.B002 | ZSPR_ACT | ZSPR | NOS | 8 | 5424 | INR
5000 | Western Zone, Burla | 5100 | EHT (O&M) Circle, Balangir | 5103 | EHT (O&M) Division, Kesinga | W134 | 132/33 kV T/L S/S S/D Saintala | 3000000428 | PA ROD ACSR ZEBRA IN SET | COND.ACCES.B003 | ZSPR_ACT | ZSPR | NOS | 6 | 7730.61 | INR
5000 | Western Zone, Burla | 5100 | EHT (O&M) Circle, Balangir | 5103 | EHT (O&M) Division, Kesinga | W133 | 132 kV Line S/D Kesinga | 3000000428 | PA ROD ACSR ZEBRA IN SET | COND.ACCES.B003 | ZSPR_ACT | ZSPR | NOS | 15 | 19326.53 | INR
5000 | Western Zone, Burla | 5100 | EHT (O&M) Circle, Balangir | 5103 | EHT (O&M) Division, Kesinga | WL37 | 220-132kV Line S/D Jayapatna | 3000000428 | PA ROD ACSR ZEBRA IN SET | COND.ACCES.B003 | ZSPR_ACT | ZSPR | NOS | 41 | 52825.86 | INR
5000 | Western Zone, Burla | 5100 | EHT (O&M) Circle, Balangir | 5103 | EHT (O&M) Division, Kesinga | W133 | 132 kV Line S/D Kesinga | 3000000437 | MS JOINT FOR ACSR PANTHER CONDUCTOR | COND.ACCES.C002 | ZSPR_ACT | ZSPR | NOS | 120 | 48547.51 | INR
5000 | Western Zone, Burla | 5100 | EHT (O&M) Circle, Balangir | 5103 | EHT (O&M) Division, Kesinga | W139 | 132/33 kV T/L S/S S/D Bhawanipatna | 3000000437 | MS JOINT FOR ACSR PANTHER CONDUCTOR | COND.ACCES.C002 | ZSPR_ACT | ZSPR | NOS | 5 | 2022.81 | INR
5000 | Western Zone, Burla | 5100 | EHT (O&M) Circle, Balangir | 5103 | EHT (O&M) Division, Kesinga | WL37 | 220-132kV Line S/D Jayapatna | 3000000437 | MS JOINT FOR ACSR PANTHER CONDUCTOR | COND.ACCES.C002 | ZSPR_ACT | ZSPR | NOS | 7 | 2831.94 | INR
5000 | Western Zone, Burla | 5100 | EHT (O&M) Circle, Balangir | 5103 | EHT (O&M) Division, Kesinga | W134 | 132/33 kV T/L S/S S/D Saintala | 3000000438 | MS JOINT FOR ACSR ZEBRA CONDUCTOR | COND.ACCES.C003 | ZSPR_ACT | ZSPR | NOS | 8 | 7595.56 | INR
5000 | Western Zone, Burla | 5100 | EHT (O&M) Circle, Balangir | 5103 | EHT (O&M) Division, Kesinga | WL37 | 220-132kV Line S/D Jayapatna | 3000000438 | MS JOINT FOR ACSR ZEBRA CONDUCTOR | COND.ACCES.C003 | ZSPR_ACT | ZSPR | NOS | 36 | 34180.04 | INR
5000 | Western Zone, Burla | 5100 | EHT (O&M) Circle, Balangir | 5103 | EHT (O&M) Division, Kesinga | WL37 | 220-132kV Line S/D Jayapatna | 3000000455 | VD OFACSR PANTHER CONDUCTOR | COND.ACCES.E002 | ZSPR_ACT | ZSPR | NOS | 30 | 12935.96 | INR
5000 | Western Zone, Burla | 5100 | EHT (O&M) Circle, Balangir | 5103 | EHT (O&M) Division, Kesinga | W139 | 132/33 kV T/L S/S S/D Bhawanipatna | 3000000455 | VD OFACSR PANTHER CONDUCTOR | COND.ACCES.E002 | ZSPR_ACT | ZSPR | NOS | 53 | 22853.53 | INR
5000 | Western Zone, Burla | 5100 | EHT (O&M) Circle, Balangir | 5103 | EHT (O&M) Division, Kesinga | WL37 | 220-132kV Line S/D Jayapatna | 3000000456 | VD OF ACSR ZEBRA CONDUCTOR | COND.ACCES.E003 | ZSPR_ACT | ZSPR | NOS | 37 | 24753 | INR
5000 | Western Zone, Burla | 5100 | EHT (O&M) Circle, Balangir | 5103 | EHT (O&M) Division, Kesinga | W133 | 132 kV Line S/D Kesinga | 3000000465 | REPAIR SLEEVE FOR ACSR PANTHER CONDUCTOR | COND.ACCES.F002 | ZSPR_ACT | ZSPR | NOS | 20 | 3529.3 | INR
5000 | Western Zone, Burla | 5100 | EHT (O&M) Circle, Balangir | 5103 | EHT (O&M) Division, Kesinga | WL37 | 220-132kV Line S/D Jayapatna | 3000000465 | REPAIR SLEEVE FOR ACSR PANTHER CONDUCTOR | COND.ACCES.F002 | ZSPR_ACT | ZSPR | NOS | 10 | 1764.65 | INR
5000 | Western Zone, Burla | 5100 | EHT (O&M) Circle, Balangir | 5103 | EHT (O&M) Division, Kesinga | W139 | 132/33 kV T/L S/S S/D Bhawanipatna | 3000000465 | REPAIR SLEEVE FOR ACSR PANTHER CONDUCTOR | COND.ACCES.F002 | ZSPR_ACT | ZSPR | NOS | 10 | 1764.65 | INR
5000 | Western Zone, Burla | 5100 | EHT (O&M) Circle, Balangir | 5103 | EHT (O&M) Division, Kesinga | W132 | 220/132/33 kV T/L S/S S/D Kesinga | 3000000466 | REPAIR SLEEVE FOR ACSR ZEBRA CONDUCTOR | COND.ACCES.F003 | ZSPR_ACT | ZSPR | NOS | 5 | 1123.54 | INR
5000 | Western Zone, Burla | 5100 | EHT (O&M) Circle, Balangir | 5103 | EHT (O&M) Division, Kesinga | W134 | 132/33 kV T/L S/S S/D Saintala | 3000000466 | REPAIR SLEEVE FOR ACSR ZEBRA CONDUCTOR | COND.ACCES.F003 | ZSPR_ACT | ZSPR | NOS | 27 | 6067.12 | INR
5000 | Western Zone, Burla | 5100 | EHT (O&M) Circle, Balangir | 5103 | EHT (O&M) Division, Kesinga | W134 | 132/33 kV T/L S/S S/D Saintala | 3000000480 | SMALL CUTPIECE CONDUCTOR | COND.CUTPIECE.A001 | ZSPR_ACT | ZSPR | MT | 0.55 | 550 | INR
5000 | Western Zone, Burla | 5100 | EHT (O&M) Circle, Balangir | 5103 | EHT (O&M) Division, Kesinga | W137 | 220/132/33 kV S/S S/D Jayapatna | 3000000481 | IPS 4" Aluminium Tubes | COND.IPS.TUBE.A001 | ZSPR_ACT | ZSPR | M | 128 | 378240 | INR
5000 | Western Zone, Burla | 5100 | EHT (O&M) Circle, Balangir | 5103 | EHT (O&M) Division, Kesinga | W139 | 132/33 kV T/L S/S S/D Bhawanipatna | 3000000573 | COUNTERPOISE EARTHING | ERTH.CNTR.POISE.A001 | ZSPR_ACT | ZSPR | KG | 2 | 120 | INR
5000 | Western Zone, Burla | 5100 | EHT (O&M) Circle, Balangir | 5103 | EHT (O&M) Division, Kesinga | W137 | 220/132/33 kV S/S S/D Jayapatna | 3000000574 | EARTHING DEVICE | ERTH.DEVICE.A001 | ZSPR_ACT | ZSPR | NOS | 7 | 18419.76 | INR
5000 | Western Zone, Burla | 5100 | EHT (O&M) Circle, Balangir | 5103 | EHT (O&M) Division, Kesinga | W138 | 132/33 kV T/L S/S S/D Junagarh | 3000000574 | EARTHING DEVICE | ERTH.DEVICE.A001 | ZSPR_ACT | ZSPR | NOS | 1 | 2631.4 | INR
5000 | Western Zone, Burla | 5100 | EHT (O&M) Circle, Balangir | 5103 | EHT (O&M) Division, Kesinga | W138 | 132/33 kV T/L S/S S/D Junagarh | 3000000576 | 50 X 6 MM COPPER EARTH FLAT | ERTH.FLAT.CU.A005 | ZSPR_ACT | ZSPR | KG | 40 | 15600 | INR
5000 | Western Zone, Burla | 5100 | EHT (O&M) Circle, Balangir | 5103 | EHT (O&M) Division, Kesinga | W137 | 220/132/33 kV S/S S/D Jayapatna | 3000000582 | EARTHING:50X6mm GI Flat | ERTH.FLAT.GI.A005 | ZSPR_ACT | ZSPR | KG | 55 | 4290 | INR
5000 | Western Zone, Burla | 5100 | EHT (O&M) Circle, Balangir | 5103 | EHT (O&M) Division, Kesinga | W137 | 220/132/33 kV S/S S/D Jayapatna | 3000000583 | 75 X 10 MM GI EARTH FLAT in KG | ERTH.FLAT.GI.A006 | ZSPR_ACT | ZSPR | KG | 70 | 4428.42 | INR
5000 | Western Zone, Burla | 5100 | EHT (O&M) Circle, Balangir | 5103 | EHT (O&M) Division, Kesinga | W138 | 132/33 kV T/L S/S S/D Junagarh | 3000000583 | 75 X 10 MM GI EARTH FLAT in KG | ERTH.FLAT.GI.A006 | ZSPR_ACT | ZSPR | KG | 120 | 7591.58 | INR
5000 | Western Zone, Burla | 5100 | EHT (O&M) Circle, Balangir | 5103 | EHT (O&M) Division, Kesinga | W139 | 132/33 kV T/L S/S S/D Bhawanipatna | 3000000585 | EARTHING CONDUCTOR:75X10 mm GI Flat | ERTH.FLAT.GI.A011 | ZSPR_ACT | ZSPR | KM | 0.194 | 54320 | INR
5000 | Western Zone, Burla | 5100 | EHT (O&M) Circle, Balangir | 5103 | EHT (O&M) Division, Kesinga | W138 | 132/33 kV T/L S/S S/D Junagarh | 3000000598 | 50 MM GI SPIKE EARTHING PIPE | ERTH.PIPE.GI.C005 | ZSPR_US | ZSPR | NOS | 90 | 55800 | INR
5000 | Western Zone, Burla | 5100 | EHT (O&M) Circle, Balangir | 5103 | EHT (O&M) Division, Kesinga | W134 | 132/33 kV T/L S/S S/D Saintala | 3000000609 | Earthing Conductor riser:50x6mm GI Flat | ERTH.SPIKE.GI.A005 | ZSPR_ACT | ZSPR | MT | 0.125 | 11500 | INR
5000 | Western Zone, Burla | 5100 | EHT (O&M) Circle, Balangir | 5103 | EHT (O&M) Division, Kesinga | W139 | 132/33 kV T/L S/S S/D Bhawanipatna | 3000000613 | MID SPAN JOINT FOR 7/3.15MM EARTH WIRE | EW.ACCES.A002 | ZSPR_ACT | ZSPR | NOS | 4 | 480 | INR
5000 | Western Zone, Burla | 5100 | EHT (O&M) Circle, Balangir | 5103 | EHT (O&M) Division, Kesinga | W139 | 132/33 kV T/L S/S S/D Bhawanipatna | 3000000616 | VD FOR 7/3.15MM GI EARTHWIRE | EW.ACCES.B002 | ZSPR_ACT | ZSPR | NOS | 5 | 1844.91 | INR
5000 | Western Zone, Burla | 5100 | EHT (O&M) Circle, Balangir | 5103 | EHT (O&M) Division, Kesinga | W133 | 132 kV Line S/D Kesinga | 3000000616 | VD FOR 7/3.15MM GI EARTHWIRE | EW.ACCES.B002 | ZSPR_ACT | ZSPR | NOS | 10 | 3689.82 | INR
5000 | Western Zone, Burla | 5100 | EHT (O&M) Circle, Balangir | 5103 | EHT (O&M) Division, Kesinga | W132 | 220/132/33 kV T/L S/S S/D Kesinga | 3000000616 | VD FOR 7/3.15MM GI EARTHWIRE | EW.ACCES.B002 | ZSPR_ACT | ZSPR | NOS | 6 | 2213.89 | INR
5000 | Western Zone, Burla | 5100 | EHT (O&M) Circle, Balangir | 5103 | EHT (O&M) Division, Kesinga | W139 | 132/33 kV T/L S/S S/D Bhawanipatna | 3000000618 | REPAIR SLEEVE FOR 7/3.15 MM EARTH WIRE | EW.ACCES.C002 | ZSPR_ACT | ZSPR | NOS | 3 | 360 | INR
5000 | Western Zone, Burla | 5100 | EHT (O&M) Circle, Balangir | 5103 | EHT (O&M) Division, Kesinga | W138 | 132/33 kV T/L S/S S/D Junagarh | 3000000619 | Damaged Cut Pieces GI Earthwire | EW.CUTPIECE.A001 | ZSPR_US | ZSPR | KG | 1 | 6400 | INR
5000 | Western Zone, Burla | 5100 | EHT (O&M) Circle, Balangir | 5103 | EHT (O&M) Division, Kesinga | WL37 | 220-132kV Line S/D Jayapatna | 3000000739 | DS HARDWARE FITTING ACSR PANTHER | HWF.DS.A002 | ZSPR_ACT | ZSPR | NOS | 8 | 26402.54 | INR
5000 | Western Zone, Burla | 5100 | EHT (O&M) Circle, Balangir | 5103 | EHT (O&M) Division, Kesinga | W133 | 132 kV Line S/D Kesinga | 3000000739 | DS HARDWARE FITTING ACSR PANTHER | HWF.DS.A002 | ZSPR_ACT | ZSPR | NOS | 5 | 16501.58 | INR
5000 | Western Zone, Burla | 5100 | EHT (O&M) Circle, Balangir | 5103 | EHT (O&M) Division, Kesinga | W139 | 132/33 kV T/L S/S S/D Bhawanipatna | 3000000741 | DS HARDWARE FITTING ACSR MOOSE | HWF.DS.A004 | ZSPR_ACT | ZSPR | NOS | 3 | 22148.22 | INR
5000 | Western Zone, Burla | 5100 | EHT (O&M) Circle, Balangir | 5103 | EHT (O&M) Division, Kesinga | W139 | 132/33 kV T/L S/S S/D Bhawanipatna | 3000000748 | DS HWF AGS for 90 KN insulator | HWF.DS.A016 | ZSPR_ACT | ZSPR | SET | 6 | 27114 | INR
5000 | Western Zone, Burla | 5100 | EHT (O&M) Circle, Balangir | 5103 | EHT (O&M) Division, Kesinga | W139 | 132/33 kV T/L S/S S/D Bhawanipatna | 3000000749 | DS HWF OF AGS FOR ACSR ZEBRA CONDUCTOR | HWF.DS.A017 | ZSPR_ACT | ZSPR | SET | 8 | 28184 | INR
5000 | Western Zone, Burla | 5100 | EHT (O&M) Circle, Balangir | 5103 | EHT (O&M) Division, Kesinga | W137 | 220/132/33 kV S/S S/D Jayapatna | 3000000750 | DS HWF AGS FOR ACSR TWIN MOOSE CONDUCTOR | HWF.DS.A018 | ZSPR_ACT | ZSPR | SET | 3 | 23590.56 | INR
5000 | Western Zone, Burla | 5100 | EHT (O&M) Circle, Balangir | 5103 | EHT (O&M) Division, Kesinga | W138 | 132/33 kV T/L S/S S/D Junagarh | 3000000754 | ARCING HORN-DS HWF FOR ACSR PANTHER | HWF.DS.D002 | ZSPR_ACT | ZSPR | NOS | 80 | 16000 | INR
5000 | Western Zone, Burla | 5100 | EHT (O&M) Circle, Balangir | 5103 | EHT (O&M) Division, Kesinga | W133 | 132 kV Line S/D Kesinga | 3000000754 | ARCING HORN-DS HWF FOR ACSR PANTHER | HWF.DS.D002 | ZSPR_ACT | ZSPR | NOS | 5 | 1000 | INR
5000 | Western Zone, Burla | 5100 | EHT (O&M) Circle, Balangir | 5103 | EHT (O&M) Division, Kesinga | W134 | 132/33 kV T/L S/S S/D Saintala | 3000000767 | STEEL DEAD END DT TWIN MOOSE ACSR | HWF.DT.220.A010 | ZSPR_ACT | ZSPR | NOS | 11 | 11 | INR
5000 | Western Zone, Burla | 5100 | EHT (O&M) Circle, Balangir | 5103 | EHT (O&M) Division, Kesinga | W134 | 132/33 kV T/L S/S S/D Saintala | 3000000768 | AL.D.E 220KV DT TWIN MOOSE WO TB ACSR | HWF.DT.220.A011 | ZSPR_ACT | ZSPR | NOS | 10 | 10 | INR
5000 | Western Zone, Burla | 5100 | EHT (O&M) Circle, Balangir | 5103 | EHT (O&M) Division, Kesinga | W139 | 132/33 kV T/L S/S S/D Bhawanipatna | 3000000799 | DT Hard ware fittings -120 KN insulator | HWF.DT.A002 | ZSPR_ACT | ZSPR | NOS | 28 | 119229.16 | INR
5000 | Western Zone, Burla | 5100 | EHT (O&M) Circle, Balangir | 5103 | EHT (O&M) Division, Kesinga | WL38 | 132/33 kV T/L S/S S/D Junagarh_Line | 3000000799 | DT Hard ware fittings -120 KN insulator | HWF.DT.A002 | ZSPR_ACT | ZSPR | NOS | 20 | 85163.68 | INR
5000 | Western Zone, Burla | 5100 | EHT (O&M) Circle, Balangir | 5103 | EHT (O&M) Division, Kesinga | W134 | 132/33 kV T/L S/S S/D Saintala | 3000000800 | DT HARDWARE FITTING ACSR ZEBRA | HWF.DT.A003 | ZSPR_ACT | ZSPR | NOS | 23 | 100315.85 | INR
5000 | Western Zone, Burla | 5100 | EHT (O&M) Circle, Balangir | 5103 | EHT (O&M) Division, Kesinga | W139 | 132/33 kV T/L S/S S/D Bhawanipatna | 3000000800 | DT HARDWARE FITTING ACSR ZEBRA | HWF.DT.A003 | ZSPR_ACT | ZSPR | NOS | 20 | 87231.17 | INR
5000 | Western Zone, Burla | 5100 | EHT (O&M) Circle, Balangir | 5103 | EHT (O&M) Division, Kesinga | WL37 | 220-132kV Line S/D Jayapatna | 3000000800 | DT HARDWARE FITTING ACSR ZEBRA | HWF.DT.A003 | ZSPR_ACT | ZSPR | NOS | 30 | 130846.76 | INR
5000 | Western Zone, Burla | 5100 | EHT (O&M) Circle, Balangir | 5103 | EHT (O&M) Division, Kesinga | W134 | 132/33 kV T/L S/S S/D Saintala | 3000000816 | DT arcing horn for ACSR Zebra | HWF.DT.D003 | ZSPR_ACT | ZSPR | NOS | 24 | 24 | INR
5000 | Western Zone, Burla | 5100 | EHT (O&M) Circle, Balangir | 5103 | EHT (O&M) Division, Kesinga | W134 | 132/33 kV T/L S/S S/D Saintala | 3000000822 | SUSPENSION HANGER OF HARDWARE FITTING | HWF.S.HANGER.A001 | ZSPR_ACT | ZSPR | NOS | 14 | 14 | INR
5000 | Western Zone, Burla | 5100 | EHT (O&M) Circle, Balangir | 5103 | EHT (O&M) Division, Kesinga | WL37 | 220-132kV Line S/D Jayapatna | 3000000846 | SS HARDWARE FITTING ACSR PANTHER | HWF.SS.A002 | ZSPR_ACT | ZSPR | NOS | 12 | 20887.98 | INR
5000 | Western Zone, Burla | 5100 | EHT (O&M) Circle, Balangir | 5103 | EHT (O&M) Division, Kesinga | W133 | 132 kV Line S/D Kesinga | 3000000846 | SS HARDWARE FITTING ACSR PANTHER | HWF.SS.A002 | ZSPR_ACT | ZSPR | NOS | 35 | 60923.26 | INR
5000 | Western Zone, Burla | 5100 | EHT (O&M) Circle, Balangir | 5103 | EHT (O&M) Division, Kesinga | W139 | 132/33 kV T/L S/S S/D Bhawanipatna | 3000000847 | SS HARDWARE FITTING ACSR ZEBRA | HWF.SS.A003 | ZSPR_ACT | ZSPR | NOS | 2 | 3925 | INR
5000 | Western Zone, Burla | 5100 | EHT (O&M) Circle, Balangir | 5103 | EHT (O&M) Division, Kesinga | W134 | 132/33 kV T/L S/S S/D Saintala | 3000000847 | SS HARDWARE FITTING ACSR ZEBRA | HWF.SS.A003 | ZSPR_ACT | ZSPR | NOS | 6 | 11775 | INR
5000 | Western Zone, Burla | 5100 | EHT (O&M) Circle, Balangir | 5103 | EHT (O&M) Division, Kesinga | W139 | 132/33 kV T/L S/S S/D Bhawanipatna | 3000000848 | SS H/W Fitting ACSR Moose | HWF.SS.A004 | ZSPR_ACT | ZSPR | NOS | 4 | 11592 | INR
5000 | Western Zone, Burla | 5100 | EHT (O&M) Circle, Balangir | 5103 | EHT (O&M) Division, Kesinga | W139 | 132/33 kV T/L S/S S/D Bhawanipatna | 3000000849 | SS HARDWARE FITTING ACSR TWIN ZEBRA | HWF.SS.A005 | ZSPR_ACT | ZSPR | NOS | 2 | 4100 | INR
5000 | Western Zone, Burla | 5100 | EHT (O&M) Circle, Balangir | 5103 | EHT (O&M) Division, Kesinga | W139 | 132/33 kV T/L S/S S/D Bhawanipatna | 3000000854 | SS HWF FOR ACSR ZEBRA AGS type | HWF.SS.A012 | ZSPR_ACT | ZSPR | NOS | 2 | 4200 | INR
5000 | Western Zone, Burla | 5100 | EHT (O&M) Circle, Balangir | 5103 | EHT (O&M) Division, Kesinga | W133 | 132 kV Line S/D Kesinga | 3000000857 | SS HWF AGS type for 90 KN insulator | HWF.SS.A016 | ZSPR_ACT | ZSPR | NOS | 5 | 16347.9 | INR
5000 | Western Zone, Burla | 5100 | EHT (O&M) Circle, Balangir | 5103 | EHT (O&M) Division, Kesinga | W134 | 132/33 kV T/L S/S S/D Saintala | 3000000866 | CLAMP OF SS HWF FOR ACSR ZEBRA | HWF.SS.C003 | ZSPR_ACT | ZSPR | NOS | 13 | 7260.24 | INR
5000 | Western Zone, Burla | 5100 | EHT (O&M) Circle, Balangir | 5103 | EHT (O&M) Division, Kesinga | W133 | 132 kV Line S/D Kesinga | 3000000871 | ARCING HORN OF SS HWF FOR ACSR PANTHER | HWF.SS.D002 | ZSPR_ACT | ZSPR | NOS | 30 | 6000 | INR
5000 | Western Zone, Burla | 5100 | EHT (O&M) Circle, Balangir | 5103 | EHT (O&M) Division, Kesinga | W132 | 220/132/33 kV T/L S/S S/D Kesinga | 3000000877 | ST Hard wares fittings 120KN insulator | HWF.ST.A002 | ZSPR_ACT | ZSPR | NOS | 13 | 30873.99 | INR
5000 | Western Zone, Burla | 5100 | EHT (O&M) Circle, Balangir | 5103 | EHT (O&M) Division, Kesinga | W138 | 132/33 kV T/L S/S S/D Junagarh | 3000000877 | ST Hard wares fittings 120KN insulator | HWF.ST.A002 | ZSPR_ACT | ZSPR | NOS | 4 | 9499.69 | INR
5000 | Western Zone, Burla | 5100 | EHT (O&M) Circle, Balangir | 5103 | EHT (O&M) Division, Kesinga | WL37 | 220-132kV Line S/D Jayapatna | 3000000877 | ST Hard wares fittings 120KN insulator | HWF.ST.A002 | ZSPR_ACT | ZSPR | NOS | 27 | 64122.91 | INR
5000 | Western Zone, Burla | 5100 | EHT (O&M) Circle, Balangir | 5103 | EHT (O&M) Division, Kesinga | WL38 | 132/33 kV T/L S/S S/D Junagarh_Line | 3000000877 | ST Hard wares fittings 120KN insulator | HWF.ST.A002 | ZSPR_ACT | ZSPR | NOS | 20 | 47498.45 | INR
5000 | Western Zone, Burla | 5100 | EHT (O&M) Circle, Balangir | 5103 | EHT (O&M) Division, Kesinga | W139 | 132/33 kV T/L S/S S/D Bhawanipatna | 3000000878 | ST HWF FOR ACSR ZEBRA | HWF.ST.A003 | ZSPR_ACT | ZSPR | NOS | 3 | 10198 | INR
5000 | Western Zone, Burla | 5100 | EHT (O&M) Circle, Balangir | 5103 | EHT (O&M) Division, Kesinga | W139 | 132/33 kV T/L S/S S/D Bhawanipatna | 3000000880 | ST HARDWARE FITTING ACSR TWIN ZEBRA | HWF.ST.A005 | ZSPR_ACT | ZSPR | NOS | 4 | 16700 | INR
5000 | Western Zone, Burla | 5100 | EHT (O&M) Circle, Balangir | 5103 | EHT (O&M) Division, Kesinga | W139 | 132/33 kV T/L S/S S/D Bhawanipatna | 3000000882 | ST HWF FOR ACSR PANTHER | HWF.ST.A008 | ZSPR_ACT | ZSPR | NOS | 34 | 57630 | INR
5000 | Western Zone, Burla | 5100 | EHT (O&M) Circle, Balangir | 5103 | EHT (O&M) Division, Kesinga | W139 | 132/33 kV T/L S/S S/D Bhawanipatna | 3000000889 | ST HWF W/O AL PART FOR ACSR ZEBRA | HWF.ST.B003 | ZSPR_ACT | ZSPR | NOS | 3 | 3069 | INR
5000 | Western Zone, Burla | 5100 | EHT (O&M) Circle, Balangir | 5103 | EHT (O&M) Division, Kesinga | W139 | 132/33 kV T/L S/S S/D Bhawanipatna | 3000000891 | 132/33kv,Single tension string with Turn | HWF.ST.B010 | ZSPR_ACT | ZSPR | NOS | 1 | 1800 | INR
5000 | Western Zone, Burla | 5100 | EHT (O&M) Circle, Balangir | 5103 | EHT (O&M) Division, Kesinga | W139 | 132/33 kV T/L S/S S/D Bhawanipatna | 3000000896 | ST HWF for ACSR ZEBRA bolted type w/o TB | HWF.ST.C009 | ZSPR_ACT | ZSPR | NOS | 2 | 4600 | INR
5000 | Western Zone, Burla | 5100 | EHT (O&M) Circle, Balangir | 5103 | EHT (O&M) Division, Kesinga | W139 | 132/33 kV T/L S/S S/D Bhawanipatna | 3000000897 | ST HWF Bolted Zebra w/o turn buckle | HWF.ST.C010 | ZSPR_ACT | ZSPR | NOS | 1 | 5585.71 | INR
5000 | Western Zone, Burla | 5100 | EHT (O&M) Circle, Balangir | 5103 | EHT (O&M) Division, Kesinga | W132 | 220/132/33 kV T/L S/S S/D Kesinga | 3000000897 | ST HWF Bolted Zebra w/o turn buckle | HWF.ST.C010 | ZSPR_ACT | ZSPR | NOS | 6 | 33514.29 | INR
5000 | Western Zone, Burla | 5100 | EHT (O&M) Circle, Balangir | 5103 | EHT (O&M) Division, Kesinga | W139 | 132/33 kV T/L S/S S/D Bhawanipatna | 3000000906 | TENSION CLAMP FOR EARTHWIRE | HWF.TC.EW.A002 | ZSPR_ACT | ZSPR | NOS | 4 | 1040 | INR
5000 | Western Zone, Burla | 5100 | EHT (O&M) Circle, Balangir | 5103 | EHT (O&M) Division, Kesinga | W138 | 132/33 kV T/L S/S S/D Junagarh | 3000000909 | U CLAMP | HWF.UC.EW.A002 | ZSPR_ACT | ZSPR | NOS | 28 | 583.24 | INR
5000 | Western Zone, Burla | 5100 | EHT (O&M) Circle, Balangir | 5103 | EHT (O&M) Division, Kesinga | W132 | 220/132/33 kV T/L S/S S/D Kesinga | 3000000920 | CHANGE OVER SWITCH- ON LOAD | ILWR.SWITCH.A001 | ZSPR_ACT | ZSPR | NOS | 1 | 2100 | INR
5000 | Western Zone, Burla | 5100 | EHT (O&M) Circle, Balangir | 5103 | EHT (O&M) Division, Kesinga | W139 | 132/33 kV T/L S/S S/D Bhawanipatna | 3000000931 | 90KN ANTIFOG DISC INSULATOR | INS.AF.DISC.B002 | ZSPR_ACT | ZSPR | NOS | 673 | 480848.31 | INR
5000 | Western Zone, Burla | 5100 | EHT (O&M) Circle, Balangir | 5103 | EHT (O&M) Division, Kesinga | W139 | 132/33 kV T/L S/S S/D Bhawanipatna | 3000000931 | 90KN ANTIFOG DISC INSULATOR | INS.AF.DISC.B002 | ZSPR_SUP | ZSPR | NOS | 61 | 43583.57 | INR
5000 | Western Zone, Burla | 5100 | EHT (O&M) Circle, Balangir | 5103 | EHT (O&M) Division, Kesinga | W137 | 220/132/33 kV S/S S/D Jayapatna | 3000000931 | 90KN ANTIFOG DISC INSULATOR | INS.AF.DISC.B002 | ZSPR_ACT | ZSPR | NOS | 190 | 135752.12 | INR
5000 | Western Zone, Burla | 5100 | EHT (O&M) Circle, Balangir | 5103 | EHT (O&M) Division, Kesinga | W137 | 220/132/33 kV S/S S/D Jayapatna | 3000000932 | 120KN ANTIFOG DISC INSULATOR | INS.AF.DISC.B003 | ZSPR_ACT | ZSPR | NOS | 30 | 48250 | INR
5000 | Western Zone, Burla | 5100 | EHT (O&M) Circle, Balangir | 5103 | EHT (O&M) Division, Kesinga | W139 | 132/33 kV T/L S/S S/D Bhawanipatna | 3000000932 | 120KN ANTIFOG DISC INSULATOR | INS.AF.DISC.B003 | ZSPR_ACT | ZSPR | NOS | 20 | 32166.67 | INR
5000 | Western Zone, Burla | 5100 | EHT (O&M) Circle, Balangir | 5103 | EHT (O&M) Division, Kesinga | W137 | 220/132/33 kV S/S S/D Jayapatna | 3000000933 | 160KN ANTIFOG DISC INSULATOR | INS.AF.DISC.B004 | ZSPR_ACT | ZSPR | NOS | 655 | 1095815 | INR
5000 | Western Zone, Burla | 5100 | EHT (O&M) Circle, Balangir | 5103 | EHT (O&M) Division, Kesinga | W132 | 220/132/33 kV T/L S/S S/D Kesinga | 3000000944 | 132 KV BUS POST INSULATORS | INS.POR.BPI.D001 | ZSPR_ACT | ZSPR | NOS | 1 | 5833.67 | INR
5000 | Western Zone, Burla | 5100 | EHT (O&M) Circle, Balangir | 5103 | EHT (O&M) Division, Kesinga | W138 | 132/33 kV T/L S/S S/D Junagarh | 3000000944 | 132 KV BUS POST INSULATORS | INS.POR.BPI.D001 | ZSPR_ACT | ZSPR | NOS | 13 | 75837.74 | INR
5000 | Western Zone, Burla | 5100 | EHT (O&M) Circle, Balangir | 5103 | EHT (O&M) Division, Kesinga | W139 | 132/33 kV T/L S/S S/D Bhawanipatna | 3000000944 | 132 KV BUS POST INSULATORS | INS.POR.BPI.D001 | ZSPR_ACT | ZSPR | NOS | 2 | 11667.35 | INR
5000 | Western Zone, Burla | 5100 | EHT (O&M) Circle, Balangir | 5103 | EHT (O&M) Division, Kesinga | W132 | 220/132/33 kV T/L S/S S/D Kesinga | 3000000945 | 220KV Bus Post Insulator | INS.POR.BPI.E001 | ZSPR_ACT | ZSPR | NOS | 18 | 281300.82 | INR
5000 | Western Zone, Burla | 5100 | EHT (O&M) Circle, Balangir | 5103 | EHT (O&M) Division, Kesinga | W137 | 220/132/33 kV S/S S/D Jayapatna | 3000000945 | 220KV Bus Post Insulator | INS.POR.BPI.E001 | ZSPR_ACT | ZSPR | NOS | 16 | 250045.18 | INR
5000 | Western Zone, Burla | 5100 | EHT (O&M) Circle, Balangir | 5103 | EHT (O&M) Division, Kesinga | W138 | 132/33 kV T/L S/S S/D Junagarh | 3000000946 | 70KN PORCELAIN DISC INSULATOR | INS.POR.DISC.B001 | ZSPR_ACT | ZSPR | NOS | 12 | 3316.32 | INR
5000 | Western Zone, Burla | 5100 | EHT (O&M) Circle, Balangir | 5103 | EHT (O&M) Division, Kesinga | W133 | 132 kV Line S/D Kesinga | 3000000946 | 70KN PORCELAIN DISC INSULATOR | INS.POR.DISC.B001 | ZSPR_ACT | ZSPR | NOS | 70 | 19345.2 | INR
5000 | Western Zone, Burla | 5100 | EHT (O&M) Circle, Balangir | 5103 | EHT (O&M) Division, Kesinga | W133 | 132 kV Line S/D Kesinga | 3000000947 | 90KN PORCELAIN DISC INSULATOR | INS.POR.DISC.B002 | ZSPR_ACT | ZSPR | NOS | 245 | 136150.21 | INR
5000 | Western Zone, Burla | 5100 | EHT (O&M) Circle, Balangir | 5103 | EHT (O&M) Division, Kesinga | W132 | 220/132/33 kV T/L S/S S/D Kesinga | 3000000947 | 90KN PORCELAIN DISC INSULATOR | INS.POR.DISC.B002 | ZSPR_ACT | ZSPR | NOS | 96 | 53348.66 | INR
5000 | Western Zone, Burla | 5100 | EHT (O&M) Circle, Balangir | 5103 | EHT (O&M) Division, Kesinga | W134 | 132/33 kV T/L S/S S/D Saintala | 3000000947 | 90KN PORCELAIN DISC INSULATOR | INS.POR.DISC.B002 | ZSPR_ACT | ZSPR | NOS | 25 | 13892.88 | INR
5000 | Western Zone, Burla | 5100 | EHT (O&M) Circle, Balangir | 5103 | EHT (O&M) Division, Kesinga | WL37 | 220-132kV Line S/D Jayapatna | 3000000948 | 120KN PORCELAIN DISC INSULATOR | INS.POR.DISC.B003 | ZSPR_ACT | ZSPR | NOS | 314 | 314515.16 | INR
5000 | Western Zone, Burla | 5100 | EHT (O&M) Circle, Balangir | 5103 | EHT (O&M) Division, Kesinga | W132 | 220/132/33 kV T/L S/S S/D Kesinga | 3000000948 | 120KN PORCELAIN DISC INSULATOR | INS.POR.DISC.B003 | ZSPR_ACT | ZSPR | NOS | 54 | 54088.59 | INR
5000 | Western Zone, Burla | 5100 | EHT (O&M) Circle, Balangir | 5103 | EHT (O&M) Division, Kesinga | W138 | 132/33 kV T/L S/S S/D Junagarh | 3000000948 | 120KN PORCELAIN DISC INSULATOR | INS.POR.DISC.B003 | ZSPR_ACT | ZSPR | NOS | 12 | 12019.69 | INR
5000 | Western Zone, Burla | 5100 | EHT (O&M) Circle, Balangir | 5103 | EHT (O&M) Division, Kesinga | W132 | 220/132/33 kV T/L S/S S/D Kesinga | 3000000949 | 160KN PORCELAIN DISC INSULATOR | INS.POR.DISC.B004 | ZSPR_ACT | ZSPR | NOS | 30 | 12150 | INR