5000 | Western Zone, Burla | 5100 | EHT (O&M) Circle, Balangir | 5103 | EHT (O&M) Division, Kesinga | W139 | 132/33 kV T/L S/S S/D Bhawanipatna | 3000000955 | 120KN 132 KV PORCELAIN LONG ROD | INS.POR.LR.D003 | ZSPR_ACT | ZSPR | NOS | 42 | 379728.72 | INR
5000 | Western Zone, Burla | 5100 | EHT (O&M) Circle, Balangir | 5103 | EHT (O&M) Division, Kesinga | W134 | 132/33 kV T/L S/S S/D Saintala | 3000000957 | 160KN 132 KV PORCELAIN LONG ROD | INS.POR.LR.E004 | ZSPR_ACT | ZSPR | NOS | 29 | 51017.09 | INR
5000 | Western Zone, Burla | 5100 | EHT (O&M) Circle, Balangir | 5103 | EHT (O&M) Division, Kesinga | W138 | 132/33 kV T/L S/S S/D Junagarh | 3000000977 | ALLUMINIUM FLAT | MISC.AL.FLAT.A001 | ZSPR_ACT | ZSPR | KG | 63 | 7875 | INR
5000 | Western Zone, Burla | 5100 | EHT (O&M) Circle, Balangir | 5103 | EHT (O&M) Division, Kesinga | W132 | 220/132/33 kV T/L S/S S/D Kesinga | 3000000981 | Aluminium plate (8"x4"x1") in Nos. | MISC.AL.PLATE.A002 | ZSPR_ACT | ZSPR | KG | 18 | 19665 | INR
5000 | Western Zone, Burla | 5100 | EHT (O&M) Circle, Balangir | 5103 | EHT (O&M) Division, Kesinga | W132 | 220/132/33 kV T/L S/S S/D Kesinga | 3000000982 | ALLUMINIUM BINDING TAPE | MISC.ALBINDTAPE.A001 | ZSPR_ACT | ZSPR | KG | 5 | 2517.66 | INR
5000 | Western Zone, Burla | 5100 | EHT (O&M) Circle, Balangir | 5103 | EHT (O&M) Division, Kesinga | W138 | 132/33 kV T/L S/S S/D Junagarh | 3000000982 | ALLUMINIUM BINDING TAPE | MISC.ALBINDTAPE.A001 | ZSPR_ACT | ZSPR | KG | 7.5 | 3776.49 | INR
5000 | Western Zone, Burla | 5100 | EHT (O&M) Circle, Balangir | 5103 | EHT (O&M) Division, Kesinga | W133 | 132 kV Line S/D Kesinga | 3000000986 | GLOW SIGN BOARD | MISC.CAUTN.BORD.A001 | ZSPR_ACT | ZSPR | NOS | 40 | 7200 | INR
5000 | Western Zone, Burla | 5100 | EHT (O&M) Circle, Balangir | 5103 | EHT (O&M) Division, Kesinga | W132 | 220/132/33 kV T/L S/S S/D Kesinga | 3000000992 | PT/IVT/CVT CONSOLE BOX | MISC.CONSOLE.A001 | ZSPR_ACT | ZSPR | NOS | 1 | 12776.66 | INR
5000 | Western Zone, Burla | 5100 | EHT (O&M) Circle, Balangir | 5103 | EHT (O&M) Division, Kesinga | W138 | 132/33 kV T/L S/S S/D Junagarh | 3000000992 | PT/IVT/CVT CONSOLE BOX | MISC.CONSOLE.A001 | ZSPR_ACT | ZSPR | NOS | 1 | 12776.67 | INR
5000 | Western Zone, Burla | 5100 | EHT (O&M) Circle, Balangir | 5103 | EHT (O&M) Division, Kesinga | W132 | 220/132/33 kV T/L S/S S/D Kesinga | 3000000996 | CT CONSOLE BOX | MISC.CT.CONSOLE.A001 | ZSPR_ACT | ZSPR | NOS | 1 | 9850 | INR
5000 | Western Zone, Burla | 5100 | EHT (O&M) Circle, Balangir | 5103 | EHT (O&M) Division, Kesinga | W138 | 132/33 kV T/L S/S S/D Junagarh | 3000000997 | D.C DISTRIBUTION BOARD | MISC.DCDB.A001 | ZSPR_US | ZSPR | NOS | 1 | 1000 | INR
5000 | Western Zone, Burla | 5100 | EHT (O&M) Circle, Balangir | 5103 | EHT (O&M) Division, Kesinga | W138 | 132/33 kV T/L S/S S/D Junagarh | 3000001002 | EMPTY Tfr OIL BARREL | MISC.EMPTYBRL.A001 | ZSPR_US | ZSPR | NOS | 30 | 2658.3 | INR
5000 | Western Zone, Burla | 5100 | EHT (O&M) Circle, Balangir | 5103 | EHT (O&M) Division, Kesinga | W134 | 132/33 kV T/L S/S S/D Saintala | 3000001002 | EMPTY Tfr OIL BARREL | MISC.EMPTYBRL.A001 | ZSPR_ACT | ZSPR | NOS | 31 | 3217.89 | INR
5000 | Western Zone, Burla | 5100 | EHT (O&M) Circle, Balangir | 5103 | EHT (O&M) Division, Kesinga | W139 | 132/33 kV T/L S/S S/D Bhawanipatna | 3000001002 | EMPTY Tfr OIL BARREL | MISC.EMPTYBRL.A001 | ZSPR_ACT | ZSPR | NOS | 76 | 7889.02 | INR
5000 | Western Zone, Burla | 5100 | EHT (O&M) Circle, Balangir | 5103 | EHT (O&M) Division, Kesinga | W137 | 220/132/33 kV S/S S/D Jayapatna | 3000001002 | EMPTY Tfr OIL BARREL | MISC.EMPTYBRL.A001 | ZSPR_SUP | ZSPR | NOS | 560 | 56000 | INR
5000 | Western Zone, Burla | 5100 | EHT (O&M) Circle, Balangir | 5103 | EHT (O&M) Division, Kesinga | W134 | 132/33 kV T/L S/S S/D Saintala | 3000001005 | FIRE ALARAM BELL | MISC.F.ALRMBELL.A001 | ZSPR_ACT | ZSPR | NOS | 6 | 97569.48 | INR
5000 | Western Zone, Burla | 5100 | EHT (O&M) Circle, Balangir | 5103 | EHT (O&M) Division, Kesinga | W132 | 220/132/33 kV T/L S/S S/D Kesinga | 3000001007 | FLEXIBLE COPPER EARTH BOND | MISC.FL.CU.BOND.A001 | ZSPR_ACT | ZSPR | NOS | 15 | 18570.42 | INR
5000 | Western Zone, Burla | 5100 | EHT (O&M) Circle, Balangir | 5103 | EHT (O&M) Division, Kesinga | W134 | 132/33 kV T/L S/S S/D Saintala | 3000001007 | FLEXIBLE COPPER EARTH BOND | MISC.FL.CU.BOND.A001 | ZSPR_ACT | ZSPR | NOS | 20 | 24760.56 | INR
5000 | Western Zone, Burla | 5100 | EHT (O&M) Circle, Balangir | 5103 | EHT (O&M) Division, Kesinga | W137 | 220/132/33 kV S/S S/D Jayapatna | 3000001007 | FLEXIBLE COPPER EARTH BOND | MISC.FL.CU.BOND.A001 | ZSPR_ACT | ZSPR | NOS | 40 | 49521.12 | INR
5000 | Western Zone, Burla | 5100 | EHT (O&M) Circle, Balangir | 5103 | EHT (O&M) Division, Kesinga | W138 | 132/33 kV T/L S/S S/D Junagarh | 3000001007 | FLEXIBLE COPPER EARTH BOND | MISC.FL.CU.BOND.A001 | ZSPR_ACT | ZSPR | NOS | 8 | 9904.22 | INR
5000 | Western Zone, Burla | 5100 | EHT (O&M) Circle, Balangir | 5103 | EHT (O&M) Division, Kesinga | W138 | 132/33 kV T/L S/S S/D Junagarh | 3000001017 | 125X70 MM R S JOIST | MISC.JOIST.A005 | ZSPR_ACT | ZSPR | MT | 0.07 | 980 | INR
5000 | Western Zone, Burla | 5100 | EHT (O&M) Circle, Balangir | 5103 | EHT (O&M) Division, Kesinga | W138 | 132/33 kV T/L S/S S/D Junagarh | 3000001038 | 90 LB RAIL POLE | MISC.RAILPOLE.A002 | ZSPR_ACT | ZSPR | MT | 1.47 | 61057.02 | INR
5000 | Western Zone, Burla | 5100 | EHT (O&M) Circle, Balangir | 5103 | EHT (O&M) Division, Kesinga | W132 | 220/132/33 kV T/L S/S S/D Kesinga | 3000001038 | 90 LB RAIL POLE | MISC.RAILPOLE.A002 | ZSPR_ACT | ZSPR | MT | 2 | 83070.78 | INR
5000 | Western Zone, Burla | 5100 | EHT (O&M) Circle, Balangir | 5103 | EHT (O&M) Division, Kesinga | W133 | 132 kV Line S/D Kesinga | 3000001051 | 12 MM POLYPROPELENE ROPE | MISC.ROPE.B001 | ZSPR_ACT | ZSPR | KG | 10 | 1624.1 | INR
5000 | Western Zone, Burla | 5100 | EHT (O&M) Circle, Balangir | 5103 | EHT (O&M) Division, Kesinga | W132 | 220/132/33 kV T/L S/S S/D Kesinga | 3000001051 | 12 MM POLYPROPELENE ROPE | MISC.ROPE.B001 | ZSPR_ACT | ZSPR | KG | 54.4 | 8835.1 | INR
5000 | Western Zone, Burla | 5100 | EHT (O&M) Circle, Balangir | 5103 | EHT (O&M) Division, Kesinga | W134 | 132/33 kV T/L S/S S/D Saintala | 3000001052 | 16 MM POLYPROPELENE ROPE | MISC.ROPE.B002 | ZSPR_ACT | ZSPR | KG | 25.6 | 4736 | INR
5000 | Western Zone, Burla | 5100 | EHT (O&M) Circle, Balangir | 5103 | EHT (O&M) Division, Kesinga | W132 | 220/132/33 kV T/L S/S S/D Kesinga | 3000001054 | 20 /22 MM POLYPROPELENE ROPE | MISC.ROPE.B004 | ZSPR_ACT | ZSPR | KG | 120 | 20948.64 | INR
5000 | Western Zone, Burla | 5100 | EHT (O&M) Circle, Balangir | 5103 | EHT (O&M) Division, Kesinga | W133 | 132 kV Line S/D Kesinga | 3000001054 | 20 /22 MM POLYPROPELENE ROPE | MISC.ROPE.B004 | ZSPR_ACT | ZSPR | KG | 20 | 3491.44 | INR
5000 | Western Zone, Burla | 5100 | EHT (O&M) Circle, Balangir | 5103 | EHT (O&M) Division, Kesinga | W134 | 132/33 kV T/L S/S S/D Saintala | 3000001054 | 20 /22 MM POLYPROPELENE ROPE | MISC.ROPE.B004 | ZSPR_ACT | ZSPR | KG | 40 | 6982.88 | INR
5000 | Western Zone, Burla | 5100 | EHT (O&M) Circle, Balangir | 5103 | EHT (O&M) Division, Kesinga | W132 | 220/132/33 kV T/L S/S S/D Kesinga | 3000001056 | 24MM POLYPROPELENE ROPE | MISC.ROPE.B007 | ZSPR_ACT | ZSPR | KG | 100 | 18500 | INR
5000 | Western Zone, Burla | 5100 | EHT (O&M) Circle, Balangir | 5103 | EHT (O&M) Division, Kesinga | W134 | 132/33 kV T/L S/S S/D Saintala | 3000001056 | 24MM POLYPROPELENE ROPE | MISC.ROPE.B007 | ZSPR_ACT | ZSPR | KG | 57.6 | 10656 | INR
5000 | Western Zone, Burla | 5100 | EHT (O&M) Circle, Balangir | 5103 | EHT (O&M) Division, Kesinga | W134 | 132/33 kV T/L S/S S/D Saintala | 3000001058 | 10 MM POLYPROPELENE ROPE | MISC.ROPE.B010 | ZSPR_ACT | ZSPR | KG | 16.4 | 3034 | INR
5000 | Western Zone, Burla | 5100 | EHT (O&M) Circle, Balangir | 5103 | EHT (O&M) Division, Kesinga | W138 | 132/33 kV T/L S/S S/D Junagarh | 3000001087 | Terminal Block of 2.5 Sq. mm size | MISC.TBLOCK.A002 | ZSPR_ACT | ZSPR | NOS | 201 | 9197.76 | INR
5000 | Western Zone, Burla | 5100 | EHT (O&M) Circle, Balangir | 5103 | EHT (O&M) Division, Kesinga | W139 | 132/33 kV T/L S/S S/D Bhawanipatna | 3000001088 | Disconnected type Terminal block | MISC.TBLOCK.A003 | ZSPR_ACT | ZSPR | NOS | 50 | 5600 | INR
5000 | Western Zone, Burla | 5100 | EHT (O&M) Circle, Balangir | 5103 | EHT (O&M) Division, Kesinga | W139 | 132/33 kV T/L S/S S/D Bhawanipatna | 3000001094 | NEW EHV GRADE Napthelin based Tfr OIL | MISC.TFROIL.A001 | ZSPR_ACT | ZSPR | L | 420 | 52697.4 | INR
5000 | Western Zone, Burla | 5100 | EHT (O&M) Circle, Balangir | 5103 | EHT (O&M) Division, Kesinga | W138 | 132/33 kV T/L S/S S/D Junagarh | 3000001095 | USED/ OLD Tfr OIL | MISC.TFROIL.A002 | ZSPR_US | ZSPR | L | 290 | 6438 | INR
5000 | Western Zone, Burla | 5100 | EHT (O&M) Circle, Balangir | 5103 | EHT (O&M) Division, Kesinga | W137 | 220/132/33 kV S/S S/D Jayapatna | 3000001097 | FILTERED Tfr OIL | MISC.TFROIL.A004 | ZSPR_ACT | ZSPR | L | 1470 | 97020 | INR
5000 | Western Zone, Burla | 5100 | EHT (O&M) Circle, Balangir | 5103 | EHT (O&M) Division, Kesinga | W132 | 220/132/33 kV T/L S/S S/D Kesinga | 3000001150 | DIGITAL VOLTMETER | MTR.VOLTMETER.D.B001 | ZSPR_ACT | ZSPR | NOS | 1 | 3200 | INR
5000 | Western Zone, Burla | 5100 | EHT (O&M) Circle, Balangir | 5103 | EHT (O&M) Division, Kesinga | W138 | 132/33 kV T/L S/S S/D Junagarh | 3000001153 | ASSORTED SIZE FOUNDATION NUT & BOLT | NBW.ASRT.FDNB.A001 | ZSPR_ACT | ZSPR | NOS | 49 | 12920.32 | INR
5000 | Western Zone, Burla | 5100 | EHT (O&M) Circle, Balangir | 5103 | EHT (O&M) Division, Kesinga | W138 | 132/33 kV T/L S/S S/D Junagarh | 3000001154 | NUTS AND BOLTS | NBW.ASRT.GINB.A001 | ZSPR_ACT | ZSPR | KG | 66 | 7031.29 | INR
5000 | Western Zone, Burla | 5100 | EHT (O&M) Circle, Balangir | 5103 | EHT (O&M) Division, Kesinga | W132 | 220/132/33 kV T/L S/S S/D Kesinga | 3000001154 | NUTS AND BOLTS | NBW.ASRT.GINB.A001 | ZSPR_ACT | ZSPR | KG | 400 | 42613.9 | INR
5000 | Western Zone, Burla | 5100 | EHT (O&M) Circle, Balangir | 5103 | EHT (O&M) Division, Kesinga | W139 | 132/33 kV T/L S/S S/D Bhawanipatna | 3000001154 | NUTS AND BOLTS | NBW.ASRT.GINB.A001 | ZSPR_ACT | ZSPR | KG | 1505 | 160334.82 | INR
5000 | Western Zone, Burla | 5100 | EHT (O&M) Circle, Balangir | 5103 | EHT (O&M) Division, Kesinga | WL37 | 220-132kV Line S/D Jayapatna | 3000001154 | NUTS AND BOLTS | NBW.ASRT.GINB.A001 | ZSPR_ACT | ZSPR | KG | 1729 | 184198.61 | INR
5000 | Western Zone, Burla | 5100 | EHT (O&M) Circle, Balangir | 5103 | EHT (O&M) Division, Kesinga | W133 | 132 kV Line S/D Kesinga | 3000001155 | ASSORTED SIZE GI WASHER | NBW.ASRT.GIWSR.A001 | ZSPR_ACT | ZSPR | KG | 300 | 26148 | INR
5000 | Western Zone, Burla | 5100 | EHT (O&M) Circle, Balangir | 5103 | EHT (O&M) Division, Kesinga | W132 | 220/132/33 kV T/L S/S S/D Kesinga | 3000001161 | 25 X 700 BOTHEND THREAD FNB | NBW.FDN.NB.A015 | ZSPR_ACT | ZSPR | NOS | 32 | 49280 | INR
5000 | Western Zone, Burla | 5100 | EHT (O&M) Circle, Balangir | 5103 | EHT (O&M) Division, Kesinga | W132 | 220/132/33 kV T/L S/S S/D Kesinga | 3000001167 | ASSORTED FOUNDATION NUT & BOLT in Kg | NBW.FDN.NB.A022 | ZSPR_ACT | ZSPR | KG | 423.97 | 33069.66 | INR
5000 | Western Zone, Burla | 5100 | EHT (O&M) Circle, Balangir | 5103 | EHT (O&M) Division, Kesinga | W133 | 132 kV Line S/D Kesinga | 3000001182 | 16 X 35 MM GI HALF THREAD NUT & BOLT | NBW.GINB.A006 | ZSPR_ACT | ZSPR | KG | 25 | 1623.25 | INR
5000 | Western Zone, Burla | 5100 | EHT (O&M) Circle, Balangir | 5103 | EHT (O&M) Division, Kesinga | W134 | 132/33 kV T/L S/S S/D Saintala | 3000001183 | 16 X 40 MM GI HALF THREAD NUT & BOLT | NBW.GINB.A007 | ZSPR_ACT | ZSPR | KG | 30 | 2586.83 | INR
5000 | Western Zone, Burla | 5100 | EHT (O&M) Circle, Balangir | 5103 | EHT (O&M) Division, Kesinga | W138 | 132/33 kV T/L S/S S/D Junagarh | 3000001183 | 16 X 40 MM GI HALF THREAD NUT & BOLT | NBW.GINB.A007 | ZSPR_ACT | ZSPR | KG | 33 | 2845.52 | INR
5000 | Western Zone, Burla | 5100 | EHT (O&M) Circle, Balangir | 5103 | EHT (O&M) Division, Kesinga | W138 | 132/33 kV T/L S/S S/D Junagarh | 3000001184 | 16 X 45 MM GI HALF THREAD NUT & BOLT | NBW.GINB.A008 | ZSPR_ACT | ZSPR | KG | 90 | 4050 | INR
5000 | Western Zone, Burla | 5100 | EHT (O&M) Circle, Balangir | 5103 | EHT (O&M) Division, Kesinga | W134 | 132/33 kV T/L S/S S/D Saintala | 3000001185 | 16X50MM GI HALF THREAD NUT & BOLT | NBW.GINB.A009 | ZSPR_ACT | ZSPR | KG | 24 | 1773.46 | INR
5000 | Western Zone, Burla | 5100 | EHT (O&M) Circle, Balangir | 5103 | EHT (O&M) Division, Kesinga | W133 | 132 kV Line S/D Kesinga | 3000001185 | 16X50MM GI HALF THREAD NUT & BOLT | NBW.GINB.A009 | ZSPR_ACT | ZSPR | KG | 15 | 1108.42 | INR
5000 | Western Zone, Burla | 5100 | EHT (O&M) Circle, Balangir | 5103 | EHT (O&M) Division, Kesinga | W132 | 220/132/33 kV T/L S/S S/D Kesinga | 3000001216 | 60mmx8mm GI Nut & Bolts with washer | NBW.GINB.B010 | ZSPR_ACT | ZSPR | KG | 4 | 700 | INR
5000 | Western Zone, Burla | 5100 | EHT (O&M) Circle, Balangir | 5103 | EHT (O&M) Division, Kesinga | W132 | 220/132/33 kV T/L S/S S/D Kesinga | 3000001217 | 65mmx10mm GI Nut & Bolts with washer. | NBW.GINB.B011 | ZSPR_ACT | ZSPR | KG | 4 | 700 | INR
5000 | Western Zone, Burla | 5100 | EHT (O&M) Circle, Balangir | 5103 | EHT (O&M) Division, Kesinga | W132 | 220/132/33 kV T/L S/S S/D Kesinga | 3000001269 | 16X55MM MS FULL THREAD NUT & BOLT | NBW.MSNB.B010 | ZSPR_ACT | ZSPR | KG | 5 | 749.25 | INR
5000 | Western Zone, Burla | 5100 | EHT (O&M) Circle, Balangir | 5103 | EHT (O&M) Division, Kesinga | W137 | 220/132/33 kV S/S S/D Jayapatna | 3000001287 | 220KV DUPLEX FEEDER PANEL | PNL.220.D.A001 | ZSPR_ACT | ZSPR | NOS | 1 | 464805 | INR
5000 | Western Zone, Burla | 5100 | EHT (O&M) Circle, Balangir | 5103 | EHT (O&M) Division, Kesinga | W137 | 220/132/33 kV S/S S/D Jayapatna | 3000001288 | 220kv FP Relay panel&Back up portection | PNL.220.S.A001 | ZSPR_ACT | ZSPR | NOS | 1 | 1971900 | INR
5000 | Western Zone, Burla | 5100 | EHT (O&M) Circle, Balangir | 5103 | EHT (O&M) Division, Kesinga | W132 | 220/132/33 kV T/L S/S S/D Kesinga | 3000001305 | Outdoor kiosk for Station Transformer | PNL.KIOSK.A001 | ZSPR_ACT | ZSPR | NOS | 1 | 30000 | INR
5000 | Western Zone, Burla | 5100 | EHT (O&M) Circle, Balangir | 5103 | EHT (O&M) Division, Kesinga | W139 | 132/33 kV T/L S/S S/D Bhawanipatna | 3000001309 | SWITCH YARD RECEPTACLE BOARD | PNL.SY.BOARD.A001 | ZSPR_SH | ZSPR | NOS | 1 | 1500 | INR
5000 | Western Zone, Burla | 5100 | EHT (O&M) Circle, Balangir | 5103 | EHT (O&M) Division, Kesinga | W138 | 132/33 kV T/L S/S S/D Junagarh | 3000001311 | Recovered 132KV used CT | RCVR.132CT.A001 | ZSPR_US | ZSPR | NOS | 4 | 5.08 | INR
5000 | Western Zone, Burla | 5100 | EHT (O&M) Circle, Balangir | 5103 | EHT (O&M) Division, Kesinga | W138 | 132/33 kV T/L S/S S/D Junagarh | 3000001318 | Recovery(Used) ACSR Panther Conductor | RCVR.COND.A001 | ZSPR_SH | ZSPR | KM | 0.245 | 245 | INR
5000 | Western Zone, Burla | 5100 | EHT (O&M) Circle, Balangir | 5103 | EHT (O&M) Division, Kesinga | W132 | 220/132/33 kV T/L S/S S/D Kesinga | 3000001326 | 24 WINDOW FACIA ANNUNCIATOR RELAY | RLAY.ANCITOR.A002 | ZSPR_ACT | ZSPR | NOS | 1 | 16031.91 | INR
5000 | Western Zone, Burla | 5100 | EHT (O&M) Circle, Balangir | 5103 | EHT (O&M) Division, Kesinga | W134 | 132/33 kV T/L S/S S/D Saintala | 3000001326 | 24 WINDOW FACIA ANNUNCIATOR RELAY | RLAY.ANCITOR.A002 | ZSPR_ACT | ZSPR | NOS | 6 | 96191.45 | INR
5000 | Western Zone, Burla | 5100 | EHT (O&M) Circle, Balangir | 5103 | EHT (O&M) Division, Kesinga | W138 | 132/33 kV T/L S/S S/D Junagarh | 3000001326 | 24 WINDOW FACIA ANNUNCIATOR RELAY | RLAY.ANCITOR.A002 | ZSPR_ACT | ZSPR | NOS | 3 | 48095.73 | INR
5000 | Western Zone, Burla | 5100 | EHT (O&M) Circle, Balangir | 5103 | EHT (O&M) Division, Kesinga | W137 | 220/132/33 kV S/S S/D Jayapatna | 3000001326 | 24 WINDOW FACIA ANNUNCIATOR RELAY | RLAY.ANCITOR.A002 | ZSPR_ACT | ZSPR | NOS | 1 | 16031.91 | INR
5000 | Western Zone, Burla | 5100 | EHT (O&M) Circle, Balangir | 5103 | EHT (O&M) Division, Kesinga | W138 | 132/33 kV T/L S/S S/D Junagarh | 3000001327 | 12/16 WINDOW FACIA ANNUNCIATOR RELAY | RLAY.ANCITOR.A003 | ZSPR_ACT | ZSPR | NOS | 2 | 19977.5 | INR
5000 | Western Zone, Burla | 5100 | EHT (O&M) Circle, Balangir | 5103 | EHT (O&M) Division, Kesinga | W137 | 220/132/33 kV S/S S/D Jayapatna | 3000001327 | 12/16 WINDOW FACIA ANNUNCIATOR RELAY | RLAY.ANCITOR.A003 | ZSPR_ACT | ZSPR | NOS | 1 | 9988.75 | INR
5000 | Western Zone, Burla | 5100 | EHT (O&M) Circle, Balangir | 5103 | EHT (O&M) Division, Kesinga | W134 | 132/33 kV T/L S/S S/D Saintala | 3000001327 | 12/16 WINDOW FACIA ANNUNCIATOR RELAY | RLAY.ANCITOR.A003 | ZSPR_ACT | ZSPR | NOS | 5 | 49943.75 | INR
5000 | Western Zone, Burla | 5100 | EHT (O&M) Circle, Balangir | 5103 | EHT (O&M) Division, Kesinga | W132 | 220/132/33 kV T/L S/S S/D Kesinga | 3000001329 | ELECTROMAGNETIC AUXILLARY RELAY | RLAY.AUX.A001 | ZSPR_ACT | ZSPR | NOS | 2 | 7197.52 | INR
5000 | Western Zone, Burla | 5100 | EHT (O&M) Circle, Balangir | 5103 | EHT (O&M) Division, Kesinga | W134 | 132/33 kV T/L S/S S/D Saintala | 3000001329 | ELECTROMAGNETIC AUXILLARY RELAY | RLAY.AUX.A001 | ZSPR_US | ZSPR | NOS | 1 | 1 | INR
5000 | Western Zone, Burla | 5100 | EHT (O&M) Circle, Balangir | 5103 | EHT (O&M) Division, Kesinga | W139 | 132/33 kV T/L S/S S/D Bhawanipatna | 3000001329 | ELECTROMAGNETIC AUXILLARY RELAY | RLAY.AUX.A001 | ZSPR_ACT | ZSPR | NOS | 2 | 7197.52 | INR
5000 | Western Zone, Burla | 5100 | EHT (O&M) Circle, Balangir | 5103 | EHT (O&M) Division, Kesinga | W132 | 220/132/33 kV T/L S/S S/D Kesinga | 3000001330 | AXU RELAY FOR ALARM AND TRIP | RLAY.AUX.A002 | ZSPR_ACT | ZSPR | NOS | 1 | 4000 | INR
5000 | Western Zone, Burla | 5100 | EHT (O&M) Circle, Balangir | 5103 | EHT (O&M) Division, Kesinga | W137 | 220/132/33 kV S/S S/D Jayapatna | 3000001333 | Auxiliary relay | RLAY.AUX.A023 | ZSPR_ACT | ZSPR | NOS | 3 | 41816.16 | INR
5000 | Western Zone, Burla | 5100 | EHT (O&M) Circle, Balangir | 5103 | EHT (O&M) Division, Kesinga | W132 | 220/132/33 kV T/L S/S S/D Kesinga | 3000001333 | Auxiliary relay | RLAY.AUX.A023 | ZSPR_ACT | ZSPR | NOS | 2 | 27877.44 | INR
5000 | Western Zone, Burla | 5100 | EHT (O&M) Circle, Balangir | 5103 | EHT (O&M) Division, Kesinga | W138 | 132/33 kV T/L S/S S/D Junagarh | 3000001333 | Auxiliary relay | RLAY.AUX.A023 | ZSPR_ACT | ZSPR | NOS | 9 | 125448.48 | INR
5000 | Western Zone, Burla | 5100 | EHT (O&M) Circle, Balangir | 5103 | EHT (O&M) Division, Kesinga | W137 | 220/132/33 kV S/S S/D Jayapatna | 3000001347 | NUMERIC DIFFERENTIAL RELAY | RLAY.DIFFTIAL.C001 | ZSPR_ACT | ZSPR | NOS | 1 | 739463 | INR
5000 | Western Zone, Burla | 5100 | EHT (O&M) Circle, Balangir | 5103 | EHT (O&M) Division, Kesinga | W138 | 132/33 kV T/L S/S S/D Junagarh | 3000001347 | NUMERIC DIFFERENTIAL RELAY | RLAY.DIFFTIAL.C001 | ZSPR_ACT | ZSPR | NOS | 1 | 739463 | INR
5000 | Western Zone, Burla | 5100 | EHT (O&M) Circle, Balangir | 5103 | EHT (O&M) Division, Kesinga | W132 | 220/132/33 kV T/L S/S S/D Kesinga | 3000001351 | Numerical Feeder Management Relay | RLAY.DP.C001 | ZSPR_ACT | ZSPR | NOS | 3 | 53000.01 | INR
5000 | Western Zone, Burla | 5100 | EHT (O&M) Circle, Balangir | 5103 | EHT (O&M) Division, Kesinga | W132 | 220/132/33 kV T/L S/S S/D Kesinga | 3000001352 | Distance Protection Relay(Cat-A) | RLAY.DP.C003 | ZSPR_ACT | ZSPR | NOS | 1 | 283443 | INR
5000 | Western Zone, Burla | 5100 | EHT (O&M) Circle, Balangir | 5103 | EHT (O&M) Division, Kesinga | W137 | 220/132/33 kV S/S S/D Jayapatna | 3000001352 | Distance Protection Relay(Cat-A) | RLAY.DP.C003 | ZSPR_ACT | ZSPR | NOS | 1 | 283443 | INR
5000 | Western Zone, Burla | 5100 | EHT (O&M) Circle, Balangir | 5103 | EHT (O&M) Division, Kesinga | W139 | 132/33 kV T/L S/S S/D Bhawanipatna | 3000001352 | Distance Protection Relay(Cat-A) | RLAY.DP.C003 | ZSPR_ACT | ZSPR | NOS | 1 | 283443 | INR
5000 | Western Zone, Burla | 5100 | EHT (O&M) Circle, Balangir | 5103 | EHT (O&M) Division, Kesinga | W138 | 132/33 kV T/L S/S S/D Junagarh | 3000001385 | ELECTROMAGNETIC MASTER TRIP RELAY | RLAY.MTRIP.A001 | ZSPR_US | ZSPR | NOS | 4 | 53333.32 | INR
5000 | Western Zone, Burla | 5100 | EHT (O&M) Circle, Balangir | 5103 | EHT (O&M) Division, Kesinga | W134 | 132/33 kV T/L S/S S/D Saintala | 3000001385 | ELECTROMAGNETIC MASTER TRIP RELAY | RLAY.MTRIP.A001 | ZSPR_ACT | ZSPR | NOS | 7 | 302671.51 | INR
5000 | Western Zone, Burla | 5100 | EHT (O&M) Circle, Balangir | 5103 | EHT (O&M) Division, Kesinga | W132 | 220/132/33 kV T/L S/S S/D Kesinga | 3000001386 | Master Trip Relay | RLAY.MTRIP.A002 | ZSPR_ACT | ZSPR | NOS | 2 | 39448.67 | INR
5000 | Western Zone, Burla | 5100 | EHT (O&M) Circle, Balangir | 5103 | EHT (O&M) Division, Kesinga | W137 | 220/132/33 kV S/S S/D Jayapatna | 3000001386 | Master Trip Relay | RLAY.MTRIP.A002 | ZSPR_ACT | ZSPR | NOS | 6 | 118346 | INR
5000 | Western Zone, Burla | 5100 | EHT (O&M) Circle, Balangir | 5103 | EHT (O&M) Division, Kesinga | W139 | 132/33 kV T/L S/S S/D Bhawanipatna | 3000001386 | Master Trip Relay | RLAY.MTRIP.A002 | ZSPR_ACT | ZSPR | NOS | 4 | 78897.33 | INR
5000 | Western Zone, Burla | 5100 | EHT (O&M) Circle, Balangir | 5103 | EHT (O&M) Division, Kesinga | W132 | 220/132/33 kV T/L S/S S/D Kesinga | 3000001390 | High Burden Master Trip Relay | RLAY.MTRIP.A007 | ZSPR_ACT | ZSPR | NOS | 2 | 8251.35 | INR
5000 | Western Zone, Burla | 5100 | EHT (O&M) Circle, Balangir | 5103 | EHT (O&M) Division, Kesinga | W134 | 132/33 kV T/L S/S S/D Saintala | 3000001390 | High Burden Master Trip Relay | RLAY.MTRIP.A007 | ZSPR_ACT | ZSPR | NOS | 3 | 12377.02 | INR
5000 | Western Zone, Burla | 5100 | EHT (O&M) Circle, Balangir | 5103 | EHT (O&M) Division, Kesinga | W132 | 220/132/33 kV T/L S/S S/D Kesinga | 3000001404 | Numerical Back up Relay | RLAY.NUMBACKUP.B002 | ZSPR_ACT | ZSPR | NOS | 2 | 238413.35 | INR
5000 | Western Zone, Burla | 5100 | EHT (O&M) Circle, Balangir | 5103 | EHT (O&M) Division, Kesinga | W134 | 132/33 kV T/L S/S S/D Saintala | 3000001404 | Numerical Back up Relay | RLAY.NUMBACKUP.B002 | ZSPR_ACT | ZSPR | NOS | 2 | 238413.35 | INR
5000 | Western Zone, Burla | 5100 | EHT (O&M) Circle, Balangir | 5103 | EHT (O&M) Division, Kesinga | W137 | 220/132/33 kV S/S S/D Jayapatna | 3000001404 | Numerical Back up Relay | RLAY.NUMBACKUP.B002 | ZSPR_ACT | ZSPR | NOS | 2 | 238413.35 | INR
5000 | Western Zone, Burla | 5100 | EHT (O&M) Circle, Balangir | 5103 | EHT (O&M) Division, Kesinga | W138 | 132/33 kV T/L S/S S/D Junagarh | 3000001404 | Numerical Back up Relay | RLAY.NUMBACKUP.B002 | ZSPR_ACT | ZSPR | NOS | 1 | 119206.68 | INR
5000 | Western Zone, Burla | 5100 | EHT (O&M) Circle, Balangir | 5103 | EHT (O&M) Division, Kesinga | W139 | 132/33 kV T/L S/S S/D Bhawanipatna | 3000001408 | OC E/F DIR NUMERIC BACK UP RELAY | RLAY.NUMBACKUP.B012 | ZSPR_ACT | ZSPR | NOS | 1 | 40000 | INR
5000 | Western Zone, Burla | 5100 | EHT (O&M) Circle, Balangir | 5103 | EHT (O&M) Division, Kesinga | W132 | 220/132/33 kV T/L S/S S/D Kesinga | 3000001417 | HV REF Relay (Auto Tfr) | RLAY.REF.A002 | ZSPR_ACT | ZSPR | NOS | 1 | 13343.21 | INR
5000 | Western Zone, Burla | 5100 | EHT (O&M) Circle, Balangir | 5103 | EHT (O&M) Division, Kesinga | W132 | 220/132/33 kV T/L S/S S/D Kesinga | 3000001421 | TC Supervision Relay | RLAY.SUPERVISION.A002 | ZSPR_ACT | ZSPR | NOS | 5 | 46135 | INR
5000 | Western Zone, Burla | 5100 | EHT (O&M) Circle, Balangir | 5103 | EHT (O&M) Division, Kesinga | W137 | 220/132/33 kV S/S S/D Jayapatna | 3000001421 | TC Supervision Relay | RLAY.SUPERVISION.A002 | ZSPR_ACT | ZSPR | NOS | 6 | 55362 | INR
5000 | Western Zone, Burla | 5100 | EHT (O&M) Circle, Balangir | 5103 | EHT (O&M) Division, Kesinga | W139 | 132/33 kV T/L S/S S/D Bhawanipatna | 3000001421 | TC Supervision Relay | RLAY.SUPERVISION.A002 | ZSPR_ACT | ZSPR | NOS | 1 | 9227 | INR
5000 | Western Zone, Burla | 5100 | EHT (O&M) Circle, Balangir | 5103 | EHT (O&M) Division, Kesinga | W139 | 132/33 kV T/L S/S S/D Bhawanipatna | 3000001461 | Windows based PC with standard access | SAS.STN.PC.A002 | ZSPR_ACT | ZSPR | SET | 1 | 20000 | INR
5000 | Western Zone, Burla | 5100 | EHT (O&M) Circle, Balangir | 5103 | EHT (O&M) Division, Kesinga | W132 | 220/132/33 kV T/L S/S S/D Kesinga | 3000001482 | TRIPINDICATOR FUSE 350AH BAT CHARGER | SPR.BAT.CLDN.B002 | ZSPR_ACT | ZSPR | NOS | 4 | 4012 | INR
5000 | Western Zone, Burla | 5100 | EHT (O&M) Circle, Balangir | 5103 | EHT (O&M) Division, Kesinga | W137 | 220/132/33 kV S/S S/D Jayapatna | 3000001490 | 2.2V BAT CELL W/O ELECTROLYTE EXIDE | SPR.BAT.EXDE.A002 | ZSPR_ACT | ZSPR | NOS | 1 | 23768 | INR
5000 | Western Zone, Burla | 5100 | EHT (O&M) Circle, Balangir | 5103 | EHT (O&M) Division, Kesinga | W132 | 220/132/33 kV T/L S/S S/D Kesinga | 3000001502 | Discrepancy Control switch Circuit (CB) | SPR.BKR.MISC.A001 | ZSPR_ACT | ZSPR | NOS | 5 | 11250 | INR
5000 | Western Zone, Burla | 5100 | EHT (O&M) Circle, Balangir | 5103 | EHT (O&M) Division, Kesinga | W132 | 220/132/33 kV T/L S/S S/D Kesinga | 3000001504 | Tripping coil of 145kV SF6 CB | SPR.BKR132.C002 | ZSPR_ACT | ZSPR | NOS | 2 | 1126 | INR
5000 | Western Zone, Burla | 5100 | EHT (O&M) Circle, Balangir | 5103 | EHT (O&M) Division, Kesinga | W132 | 220/132/33 kV T/L S/S S/D Kesinga | 3000001523 | One Pole assembly of 132KV SF6 CB | SPR.BKR132ABB.D021 | ZSPR_ACT | ZSPR | NOS | 1 | 84380 | INR
5000 | Western Zone, Burla | 5100 | EHT (O&M) Circle, Balangir | 5103 | EHT (O&M) Division, Kesinga | W132 | 220/132/33 kV T/L S/S S/D Kesinga | 3000001525 | POWER CONTACTOR FOR 132KV ABB SF6 CB | SPR.BKR132ABB.D024 | ZSPR_ACT | ZSPR | NOS | 1 | 11251 | INR
5000 | Western Zone, Burla | 5100 | EHT (O&M) Circle, Balangir | 5103 | EHT (O&M) Division, Kesinga | W132 | 220/132/33 kV T/L S/S S/D Kesinga | 3000001527 | GASKET & O-RING SEAL 132KV ABB SF6 CB | SPR.BKR132ABB.D028 | ZSPR_ACT | ZSPR | NOS | 2 | 3376 | INR
5000 | Western Zone, Burla | 5100 | EHT (O&M) Circle, Balangir | 5103 | EHT (O&M) Division, Kesinga | W134 | 132/33 kV T/L S/S S/D Saintala | 3000001567 | CLOSING COIL FOR 132KV CGL MAKE SF6 CB | SPR.BKR132CGL.D005 | ZSPR_ACT | ZSPR | NOS | 2 | 2106.82 | INR
5000 | Western Zone, Burla | 5100 | EHT (O&M) Circle, Balangir | 5103 | EHT (O&M) Division, Kesinga | W134 | 132/33 kV T/L S/S S/D Saintala | 3000001568 | TRIPPING/CLOSING COIL 132KV CGL SF6 CB | SPR.BKR132CGL.D006 | ZSPR_ACT | ZSPR | NOS | 3 | 3160.23 | INR
5000 | Western Zone, Burla | 5100 | EHT (O&M) Circle, Balangir | 5103 | EHT (O&M) Division, Kesinga | W134 | 132/33 kV T/L S/S S/D Saintala | 3000001601 | TRIP COIL OF 132KV SF6 CGL | SPR.BKR132CGL.D044 | ZSPR_ACT | ZSPR | NOS | 3 | 6320.34 | INR
5000 | Western Zone, Burla | 5100 | EHT (O&M) Circle, Balangir | 5103 | EHT (O&M) Division, Kesinga | W139 | 132/33 kV T/L S/S S/D Bhawanipatna | 3000001619 | SF6 GAS CYLINDER 132KV CGL MAKE SF6 CB | SPR.BKR132CGL.D069 | ZSPR_ACT | ZSPR | NOS | 15 | 12000 | INR
5000 | Western Zone, Burla | 5100 | EHT (O&M) Circle, Balangir | 5103 | EHT (O&M) Division, Kesinga | W134 | 132/33 kV T/L S/S S/D Saintala | 3000001624 | GAS FILLING DEVICE 132KV CGL SF6 CB | SPR.BKR132CGL.D087 | ZSPR_ACT | ZSPR | NOS | 1 | 4069.9 | INR
5000 | Western Zone, Burla | 5100 | EHT (O&M) Circle, Balangir | 5103 | EHT (O&M) Division, Kesinga | W134 | 132/33 kV T/L S/S S/D Saintala | 3000001627 | Spring charging Motor 132KV SF6 CGL | SPR.BKR132CGL.D090 | ZSPR_ACT | ZSPR | NOS | 1 | 2926.13 | INR
5000 | Western Zone, Burla | 5100 | EHT (O&M) Circle, Balangir | 5103 | EHT (O&M) Division, Kesinga | W137 | 220/132/33 kV S/S S/D Jayapatna | 3000001650 | AUXILIARY CONTACT132KV SIEMENS SF6 CB | SPR.BKR132SMNS.B001 | ZSPR_ACT | ZSPR | NOS | 1 | 7324 | INR
5000 | Western Zone, Burla | 5100 | EHT (O&M) Circle, Balangir | 5103 | EHT (O&M) Division, Kesinga | W137 | 220/132/33 kV S/S S/D Jayapatna | 3000001651 | Trip/Close coil 132KV SF6 Seimens Brker | SPR.BKR132SMNS.B008 | ZSPR_ACT | ZSPR | NOS | 8 | 16904 | INR
5000 | Western Zone, Burla | 5100 | EHT (O&M) Circle, Balangir | 5103 | EHT (O&M) Division, Kesinga | W137 | 220/132/33 kV S/S S/D Jayapatna | 3000001658 | DENSITY MONITOR 132KV SIEMENS SF6 CB | SPR.BKR132SMNS.D007 | ZSPR_ACT | ZSPR | NOS | 1 | 27466 | INR
5000 | Western Zone, Burla | 5100 | EHT (O&M) Circle, Balangir | 5103 | EHT (O&M) Division, Kesinga | W137 | 220/132/33 kV S/S S/D Jayapatna | 3000001665 | SC MOTOR FOR 132KV SMENS SF6 CB | SPR.BKR132SMNS.D015 | ZSPR_ACT | ZSPR | NOS | 1 | 12677 | INR
5000 | Western Zone, Burla | 5100 | EHT (O&M) Circle, Balangir | 5103 | EHT (O&M) Division, Kesinga | W134 | 132/33 kV T/L S/S S/D Saintala | 3000001666 | SF6 GAS LEAKAGE DETECTOR | SPR.BKR132SMNS.D016 | ZSPR_ACT | ZSPR | NOS | 1 | 20133.05 | INR
5000 | Western Zone, Burla | 5100 | EHT (O&M) Circle, Balangir | 5103 | EHT (O&M) Division, Kesinga | W137 | 220/132/33 kV S/S S/D Jayapatna | 3000001667 | GAS FILLING DEVICE 132KV SIEMENS SF6 CB | SPR.BKR132SMNS.D017 | ZSPR_ACT | ZSPR | NOS | 1 | 86272 | INR
5000 | Western Zone, Burla | 5100 | EHT (O&M) Circle, Balangir | 5103 | EHT (O&M) Division, Kesinga | W132 | 220/132/33 kV T/L S/S S/D Kesinga | 3000001667 | GAS FILLING DEVICE 132KV SIEMENS SF6 CB | SPR.BKR132SMNS.D017 | ZSPR_ACT | ZSPR | NOS | 2 | 172544 | INR
5000 | Western Zone, Burla | 5100 | EHT (O&M) Circle, Balangir | 5103 | EHT (O&M) Division, Kesinga | W132 | 220/132/33 kV T/L S/S S/D Kesinga | 3000001668 | 4NO+3NC,220V DC 132KV SIEMENS SF6 CB | SPR.BKR132SMNS.D018 | ZSPR_ACT | ZSPR | NOS | 5 | 27500 | INR
5000 | Western Zone, Burla | 5100 | EHT (O&M) Circle, Balangir | 5103 | EHT (O&M) Division, Kesinga | W132 | 220/132/33 kV T/L S/S S/D Kesinga | 3000001669 | 2NO+3NC,22OV DC 132KV SIEMENS SF6 CB | SPR.BKR132SMNS.D019 | ZSPR_ACT | ZSPR | NOS | 5 | 26000 | INR
5000 | Western Zone, Burla | 5100 | EHT (O&M) Circle, Balangir | 5103 | EHT (O&M) Division, Kesinga | W132 | 220/132/33 kV T/L S/S S/D Kesinga | 3000001670 | 2NO+2NC,220V DC 132KV SIEMENS SF6 CB | SPR.BKR132SMNS.D020 | ZSPR_ACT | ZSPR | NOS | 3 | 14100 | INR
5000 | Western Zone, Burla | 5100 | EHT (O&M) Circle, Balangir | 5103 | EHT (O&M) Division, Kesinga | W137 | 220/132/33 kV S/S S/D Jayapatna | 3000001671 | GASKETS,O-RINGS,SEALS 132KV SMNS SF6 CB | SPR.BKR132SMNS.D021 | ZSPR_ACT | ZSPR | NOS | 1 | 30987 | INR
5000 | Western Zone, Burla | 5100 | EHT (O&M) Circle, Balangir | 5103 | EHT (O&M) Division, Kesinga | W137 | 220/132/33 kV S/S S/D Jayapatna | 3000001673 | LIMB FOR 132KV SIEMENS MAKE SF6 CB | SPR.BKR132SMNS.D027 | ZSPR_SUP | ZSPR | NOS | 1 | 1 | INR
5000 | Western Zone, Burla | 5100 | EHT (O&M) Circle, Balangir | 5103 | EHT (O&M) Division, Kesinga | W132 | 220/132/33 kV T/L S/S S/D Kesinga | 3000001678 | Density Monitor of 245kV SF6 CB | SPR.BKR220.C003 | ZSPR_ACT | ZSPR | NOS | 1 | 11251 | INR
5000 | Western Zone, Burla | 5100 | EHT (O&M) Circle, Balangir | 5103 | EHT (O&M) Division, Kesinga | W132 | 220/132/33 kV T/L S/S S/D Kesinga | 3000001814 | AUXILIARY CONTACT220KV AREVA SF6 CB | SPR.BKR220ARVA.D004 | ZSPR_ACT | ZSPR | NOS | 2 | 2812 | INR
5000 | Western Zone, Burla | 5100 | EHT (O&M) Circle, Balangir | 5103 | EHT (O&M) Division, Kesinga | W132 | 220/132/33 kV T/L S/S S/D Kesinga | 3000001854 | PC,Relay,MCB etc for 220KV SMNS SF6 CB | SPR.BKR220SMNS.D009 | ZSPR_ACT | ZSPR | NOS | 1 | 22501 | INR
5000 | Western Zone, Burla | 5100 | EHT (O&M) Circle, Balangir | 5103 | EHT (O&M) Division, Kesinga | W137 | 220/132/33 kV S/S S/D Jayapatna | 3000001855 | TRIP/CLOSE COIL 220KV SIEMENS SF6 CB | SPR.BKR220SMNS.D010 | ZSPR_ACT | ZSPR | NOS | 7 | 19719 | INR
5000 | Western Zone, Burla | 5100 | EHT (O&M) Circle, Balangir | 5103 | EHT (O&M) Division, Kesinga | W137 | 220/132/33 kV S/S S/D Jayapatna | 3000001856 | Gaskets O-Ring for 220KV SF6 CB SMNS | SPR.BKR220SMNS.D011 | ZSPR_ACT | ZSPR | NOS | 1 | 30987 | INR
5000 | Western Zone, Burla | 5100 | EHT (O&M) Circle, Balangir | 5103 | EHT (O&M) Division, Kesinga | W137 | 220/132/33 kV S/S S/D Jayapatna | 3000001857 | AUXILIARY SWITCH 220KV SIEMENS SF6 CB | SPR.BKR220SMNS.D014 | ZSPR_ACT | ZSPR | NOS | 1 | 9860 | INR
5000 | Western Zone, Burla | 5100 | EHT (O&M) Circle, Balangir | 5103 | EHT (O&M) Division, Kesinga | W137 | 220/132/33 kV S/S S/D Jayapatna | 3000001858 | SCM FOR 220KV SMNS SF6 CB | SPR.BKR220SMNS.D015 | ZSPR_ACT | ZSPR | NOS | 1 | 7607.5 | INR
5000 | Western Zone, Burla | 5100 | EHT (O&M) Circle, Balangir | 5103 | EHT (O&M) Division, Kesinga | W137 | 220/132/33 kV S/S S/D Jayapatna | 3000001859 | GAS FILLING DEVICE 220KV SIEMENS SF6 CB | SPR.BKR220SMNS.D017 | ZSPR_ACT | ZSPR | NOS | 1 | 33804 | INR
5000 | Western Zone, Burla | 5100 | EHT (O&M) Circle, Balangir | 5103 | EHT (O&M) Division, Kesinga | W137 | 220/132/33 kV S/S S/D Jayapatna | 3000001860 | DENSITY CONTROLLER 220KV SIEMENS SF6 CB | SPR.BKR220SMNS.D018 | ZSPR_ACT | ZSPR | NOS | 1 | 30987 | INR
5000 | Western Zone, Burla | 5100 | EHT (O&M) Circle, Balangir | 5103 | EHT (O&M) Division, Kesinga | W137 | 220/132/33 kV S/S S/D Jayapatna | 3000001865 | Pole assembly for 220KV SF6 CB SIEMENS | SPR.BKR220SMNS.D027 | ZSPR_ACT | ZSPR | NOS | 1 | 387338 | INR
5000 | Western Zone, Burla | 5100 | EHT (O&M) Circle, Balangir | 5103 | EHT (O&M) Division, Kesinga | W132 | 220/132/33 kV T/L S/S S/D Kesinga | 3000001869 | Tripping / Closing Coil of 36KV, 1250A,2 | SPR.BKR36.E001 | ZSPR_ACT | ZSPR | NOS | 2 | 6190 | INR
5000 | Western Zone, Burla | 5100 | EHT (O&M) Circle, Balangir | 5103 | EHT (O&M) Division, Kesinga | W132 | 220/132/33 kV T/L S/S S/D Kesinga | 3000001901 | CLOSING/TRIPPING COIL OF 36KV ABB VCB | SPR.BKR36ALND.E009 | ZSPR_ACT | ZSPR | NOS | 1 | 3740 | INR
5000 | Western Zone, Burla | 5100 | EHT (O&M) Circle, Balangir | 5103 | EHT (O&M) Division, Kesinga | W139 | 132/33 kV T/L S/S S/D Bhawanipatna | 3000001934 | Tripping Coil for 33 KV CGL Make VCB | SPR.BKR36CGL.E007 | ZSPR_ACT | ZSPR | NOS | 10 | 11000 | INR
5000 | Western Zone, Burla | 5100 | EHT (O&M) Circle, Balangir | 5103 | EHT (O&M) Division, Kesinga | W139 | 132/33 kV T/L S/S S/D Bhawanipatna | 3000001939 | CLOSING SHAFT SPRING OF 33KV CGL VCB | SPR.BKR36CGL.E012 | ZSPR_ACT | ZSPR | NOS | 1 | 5782 | INR
5000 | Western Zone, Burla | 5100 | EHT (O&M) Circle, Balangir | 5103 | EHT (O&M) Division, Kesinga | W134 | 132/33 kV T/L S/S S/D Saintala | 3000001956 | Tripping coil for 36KV VCB SEIL | SPR.BKR36SEIL.E002 | ZSPR_ACT | ZSPR | NOS | 1 | 1200 | INR
5000 | Western Zone, Burla | 5100 | EHT (O&M) Circle, Balangir | 5103 | EHT (O&M) Division, Kesinga | W134 | 132/33 kV T/L S/S S/D Saintala | 3000001957 | Closing coil for 36KV VCB SEIL | SPR.BKR36SEIL.E003 | ZSPR_ACT | ZSPR | NOS | 1 | 1200 | INR
5000 | Western Zone, Burla | 5100 | EHT (O&M) Circle, Balangir | 5103 | EHT (O&M) Division, Kesinga | W134 | 132/33 kV T/L S/S S/D Saintala | 3000001959 | Spring charging motor for 36KV VCB SEIL | SPR.BKR36SEIL.E005 | ZSPR_ACT | ZSPR | NOS | 3 | 18184.05 | INR
5000 | Western Zone, Burla | 5100 | EHT (O&M) Circle, Balangir | 5103 | EHT (O&M) Division, Kesinga | W134 | 132/33 kV T/L S/S S/D Saintala | 3000001965 | Tripping coil for 36KV Stelmec make VCB. | SPR.BKR36SL.E004 | ZSPR_ACT | ZSPR | NOS | 3 | 6351 | INR
5000 | Western Zone, Burla | 5100 | EHT (O&M) Circle, Balangir | 5103 | EHT (O&M) Division, Kesinga | W134 | 132/33 kV T/L S/S S/D Saintala | 3000001966 | Closing coil for 36KV Stelmec make VCB. | SPR.BKR36SL.E005 | ZSPR_ACT | ZSPR | NOS | 3 | 6357 | INR
5000 | Western Zone, Burla | 5100 | EHT (O&M) Circle, Balangir | 5103 | EHT (O&M) Division, Kesinga | W137 | 220/132/33 kV S/S S/D Jayapatna | 3000001971 | ONE POLE ASSEMBLY OF 36KV SIEMENS VCB | SPR.BKR36SMNS.E001 | ZSPR_ACT | ZSPR | NOS | 1 | 253530 | INR
5000 | Western Zone, Burla | 5100 | EHT (O&M) Circle, Balangir | 5103 | EHT (O&M) Division, Kesinga | W137 | 220/132/33 kV S/S S/D Jayapatna | 3000001972 | CLOSING COIL OF 36KV SIEMENS VCB | SPR.BKR36SMNS.E002 | ZSPR_ACT | ZSPR | NOS | 4 | 8452 | INR
5000 | Western Zone, Burla | 5100 | EHT (O&M) Circle, Balangir | 5103 | EHT (O&M) Division, Kesinga | W137 | 220/132/33 kV S/S S/D Jayapatna | 3000001973 | TRIPPING COIL OF 36KV SIEMENS VCB | SPR.BKR36SMNS.E003 | ZSPR_ACT | ZSPR | NOS | 4 | 8452 | INR
5000 | Western Zone, Burla | 5100 | EHT (O&M) Circle, Balangir | 5103 | EHT (O&M) Division, Kesinga | W137 | 220/132/33 kV S/S S/D Jayapatna | 3000001975 | SC MOTOR FOR 36KV,1250A,25KA, SIEMENS | SPR.BKR36SMNS.E005 | ZSPR_ACT | ZSPR | NOS | 1 | 13381 | INR
5000 | Western Zone, Burla | 5100 | EHT (O&M) Circle, Balangir | 5103 | EHT (O&M) Division, Kesinga | W137 | 220/132/33 kV S/S S/D Jayapatna | 3000001976 | Aux Switch C. Assembly for 36KV VCB SMNS | SPR.BKR36SMNS.E006 | ZSPR_ACT | ZSPR | NOS | 1 | 7747 | INR
5000 | Western Zone, Burla | 5100 | EHT (O&M) Circle, Balangir | 5103 | EHT (O&M) Division, Kesinga | W137 | 220/132/33 kV S/S S/D Jayapatna | 3000001977 | GASKET,O-RING for 36KV VCB SMNS | SPR.BKR36SMNS.E007 | ZSPR_ACT | ZSPR | NOS | 1 | 23381 | INR
5000 | Western Zone, Burla | 5100 | EHT (O&M) Circle, Balangir | 5103 | EHT (O&M) Division, Kesinga | W132 | 220/132/33 kV T/L S/S S/D Kesinga | 3000002114 | THYRISTER(SCR) BATTERY CHARGER | SPR.CHRG.CLDN.A003 | ZSPR_ACT | ZSPR | NOS | 2 | 10856 | INR
5000 | Western Zone, Burla | 5100 | EHT (O&M) Circle, Balangir | 5103 | EHT (O&M) Division, Kesinga | W132 | 220/132/33 kV T/L S/S S/D Kesinga | 3000002122 | RECTIFIER FUSE | SPR.CHRG.CLDN.A011 | ZSPR_ACT | ZSPR | NOS | 4 | 12272 | INR
5000 | Western Zone, Burla | 5100 | EHT (O&M) Circle, Balangir | 5103 | EHT (O&M) Division, Kesinga | W132 | 220/132/33 kV T/L S/S S/D Kesinga | 3000002148 | GFLC CARD | SPR.CHRG.CLDN.A040 | ZSPR_ACT | ZSPR | NOS | 1 | 18644 | INR
5000 | Western Zone, Burla | 5100 | EHT (O&M) Circle, Balangir | 5103 | EHT (O&M) Division, Kesinga | W139 | 132/33 kV T/L S/S S/D Bhawanipatna | 3000002167 | CONTROL CARDS FOR BAT CHARGER STCN | SPR.CHRG.STCN.A001 | ZSPR_ACT | ZSPR | SET | 1 | 10000 | INR
5000 | Western Zone, Burla | 5100 | EHT (O&M) Circle, Balangir | 5103 | EHT (O&M) Division, Kesinga | W132 | 220/132/33 kV T/L S/S S/D Kesinga | 3000002193 | AMMETER WITH TRANSDUCER 132KV CR PANEL | SPR.CRPNL132AE.A001 | ZSPR_ACT | ZSPR | NOS | 3 | 13500 | INR
5000 | Western Zone, Burla | 5100 | EHT (O&M) Circle, Balangir | 5103 | EHT (O&M) Division, Kesinga | W132 | 220/132/33 kV T/L S/S S/D Kesinga | 3000002194 | VOLTMETER WITH TRANSDUCER-132KV CRP AE | SPR.CRPNL132AE.A002 | ZSPR_ACT | ZSPR | NOS | 3 | 13500 | INR
5000 | Western Zone, Burla | 5100 | EHT (O&M) Circle, Balangir | 5103 | EHT (O&M) Division, Kesinga | W132 | 220/132/33 kV T/L S/S S/D Kesinga | 3000002218 | AMMETER SELECTOR SWITCH 220KV CRP | SPR.CRPNL220BHEL.B001 | ZSPR_ACT | ZSPR | NOS | 5 | 1405 | INR
5000 | Western Zone, Burla | 5100 | EHT (O&M) Circle, Balangir | 5103 | EHT (O&M) Division, Kesinga | W138 | 132/33 kV T/L S/S S/D Junagarh | 3000002222 | TNC SWITCH FOR 33KV CR PANEL | SPR.CRPNL33BHEL.A008 | ZSPR_ACT | ZSPR | NOS | 4 | 28200 | INR
5000 | Western Zone, Burla | 5100 | EHT (O&M) Circle, Balangir | 5103 | EHT (O&M) Division, Kesinga | W132 | 220/132/33 kV T/L S/S S/D Kesinga | 3000002286 | Discrepancy Control switch for Isolator | SPR.ISO.MISC.A001 | ZSPR_ACT | ZSPR | NOS | 5 | 17150.91 | INR
5000 | Western Zone, Burla | 5100 | EHT (O&M) Circle, Balangir | 5103 | EHT (O&M) Division, Kesinga | W137 | 220/132/33 kV S/S S/D Jayapatna | 3000002286 | Discrepancy Control switch for Isolator | SPR.ISO.MISC.A001 | ZSPR_ACT | ZSPR | NOS | 6 | 20581.09 | INR
5000 | Western Zone, Burla | 5100 | EHT (O&M) Circle, Balangir | 5103 | EHT (O&M) Division, Kesinga | W132 | 220/132/33 kV T/L S/S S/D Kesinga | 3000002290 | L.switch&Aux switch for 132 KV Isolator | SPR.ISO.MISC.A005 | ZSPR_ACT | ZSPR | NOS | 1 | 563 | INR
5000 | Western Zone, Burla | 5100 | EHT (O&M) Circle, Balangir | 5103 | EHT (O&M) Division, Kesinga | W139 | 132/33 kV T/L S/S S/D Bhawanipatna | 3000002293 | 132KV Isolator Motor type Mechanism box | SPR.ISO.MISC.A008 | ZSPR_ACT | ZSPR | NOS | 2 | 30000 | INR
5000 | Western Zone, Burla | 5100 | EHT (O&M) Circle, Balangir | 5103 | EHT (O&M) Division, Kesinga | W132 | 220/132/33 kV T/L S/S S/D Kesinga | 3000002316 | HINGE PINS,TC,TPAD OF ISOLATOR ELKT | SPR.ISO132ELKT.A007 | ZSPR_ACT | ZSPR | SET | 2 | 2926 | INR
5000 | Western Zone, Burla | 5100 | EHT (O&M) Circle, Balangir | 5103 | EHT (O&M) Division, Kesinga | W139 | 132/33 kV T/L S/S S/D Bhawanipatna | 3000002319 | 132KV SI Base Channel of GRP Isolator | SPR.ISO132GRP.A001 | ZSPR_ACT | ZSPR | NOS | 1 | 5000 | INR
5000 | Western Zone, Burla | 5100 | EHT (O&M) Circle, Balangir | 5103 | EHT (O&M) Division, Kesinga | W139 | 132/33 kV T/L S/S S/D Bhawanipatna | 3000002323 | 132KV DI Base Channel of GRP Isolator | SPR.ISO132GRP.A005 | ZSPR_ACT | ZSPR | NOS | 1 | 6000 | INR
5000 | Western Zone, Burla | 5100 | EHT (O&M) Circle, Balangir | 5103 | EHT (O&M) Division, Kesinga | W139 | 132/33 kV T/L S/S S/D Bhawanipatna | 3000002333 | 132KV Isolator Motor of GR Power Make | SPR.ISO132GRP.A015 | ZSPR_ACT | ZSPR | NOS | 1 | 2000 | INR
5000 | Western Zone, Burla | 5100 | EHT (O&M) Circle, Balangir | 5103 | EHT (O&M) Division, Kesinga | W137 | 220/132/33 kV S/S S/D Jayapatna | 3000002359 | MALE & FEMALE CONTACT 132 KV ISOLATOR | SPR.ISO132SS.A007 | ZSPR_ACT | ZSPR | NOS | 1 | 15208 | INR
5000 | Western Zone, Burla | 5100 | EHT (O&M) Circle, Balangir | 5103 | EHT (O&M) Division, Kesinga | W132 | 220/132/33 kV T/L S/S S/D Kesinga | 3000002359 | MALE & FEMALE CONTACT 132 KV ISOLATOR | SPR.ISO132SS.A007 | ZSPR_ACT | ZSPR | NOS | 1 | 15208 | INR
5000 | Western Zone, Burla | 5100 | EHT (O&M) Circle, Balangir | 5103 | EHT (O&M) Division, Kesinga | W139 | 132/33 kV T/L S/S S/D Bhawanipatna | 3000002364 | 132 KV Isolator pad clamp for Zebra | SPR.ISO132SS.A012 | ZSPR_ACT | ZSPR | NOS | 10 | 4770 | INR
5000 | Western Zone, Burla | 5100 | EHT (O&M) Circle, Balangir | 5103 | EHT (O&M) Division, Kesinga | W132 | 220/132/33 kV T/L S/S S/D Kesinga | 3000002373 | PC,RELAY,MCB,SWITCH,FUSE FOR 132KVSS ISO | SPR.ISO132SS.A021 | ZSPR_ACT | ZSPR | NOS | 1 | 3938 | INR
5000 | Western Zone, Burla | 5100 | EHT (O&M) Circle, Balangir | 5103 | EHT (O&M) Division, Kesinga | W132 | 220/132/33 kV T/L S/S S/D Kesinga | 3000002378 | MOTOR WITH GEAR ASSEMBLY 132KV ISOLATOR | SPR.ISO132SS.A029 | ZSPR_ACT | ZSPR | NOS | 1 | 9997 | INR
5000 | Western Zone, Burla | 5100 | EHT (O&M) Circle, Balangir | 5103 | EHT (O&M) Division, Kesinga | W137 | 220/132/33 kV S/S S/D Jayapatna | 3000002378 | MOTOR WITH GEAR ASSEMBLY 132KV ISOLATOR | SPR.ISO132SS.A029 | ZSPR_ACT | ZSPR | NOS | 1 | 9997 | INR
5000 | Western Zone, Burla | 5100 | EHT (O&M) Circle, Balangir | 5103 | EHT (O&M) Division, Kesinga | W132 | 220/132/33 kV T/L S/S S/D Kesinga | 3000002380 | AUX SWITCH ASSEMBLY OF 132KV ISOLATOR | SPR.ISO132SS.A031 | ZSPR_ACT | ZSPR | NOS | 1 | 2675.5 | INR
5000 | Western Zone, Burla | 5100 | EHT (O&M) Circle, Balangir | 5103 | EHT (O&M) Division, Kesinga | W137 | 220/132/33 kV S/S S/D Jayapatna | 3000002380 | AUX SWITCH ASSEMBLY OF 132KV ISOLATOR | SPR.ISO132SS.A031 | ZSPR_ACT | ZSPR | NOS | 1 | 2675.5 | INR
5000 | Western Zone, Burla | 5100 | EHT (O&M) Circle, Balangir | 5103 | EHT (O&M) Division, Kesinga | W137 | 220/132/33 kV S/S S/D Jayapatna | 3000002393 | Male&Female contacts of 220KV Isolator | SPR.ISO220.A001 | ZSPR_ACT | ZSPR | NOS | 1 | 41546.5 | INR
5000 | Western Zone, Burla | 5100 | EHT (O&M) Circle, Balangir | 5103 | EHT (O&M) Division, Kesinga | W132 | 220/132/33 kV T/L S/S S/D Kesinga | 3000002393 | Male&Female contacts of 220KV Isolator | SPR.ISO220.A001 | ZSPR_ACT | ZSPR | NOS | 1 | 41546.5 | INR
5000 | Western Zone, Burla | 5100 | EHT (O&M) Circle, Balangir | 5103 | EHT (O&M) Division, Kesinga | W137 | 220/132/33 kV S/S S/D Jayapatna | 3000002404 | LIMIT SWITCH 220KV ISOLATOR MBOX | SPR.ISO220.A015 | ZSPR_ACT | ZSPR | NOS | 2 | 2338 | INR
5000 | Western Zone, Burla | 5100 | EHT (O&M) Circle, Balangir | 5103 | EHT (O&M) Division, Kesinga | W132 | 220/132/33 kV T/L S/S S/D Kesinga | 3000002404 | LIMIT SWITCH 220KV ISOLATOR MBOX | SPR.ISO220.A015 | ZSPR_ACT | ZSPR | NOS | 2 | 2338 | INR
5000 | Western Zone, Burla | 5100 | EHT (O&M) Circle, Balangir | 5103 | EHT (O&M) Division, Kesinga | W132 | 220/132/33 kV T/L S/S S/D Kesinga | 3000002414 | P CONTACTOR&MCB FOR 220KV GRP ISOLAOR | SPR.ISO220GRP.A002 | ZSPR_ACT | ZSPR | NOS | 1 | 7875 | INR
5000 | Western Zone, Burla | 5100 | EHT (O&M) Circle, Balangir | 5103 | EHT (O&M) Division, Kesinga | W132 | 220/132/33 kV T/L S/S S/D Kesinga | 3000002420 | ER BLADE CONTACT220KV ISOLAOR | SPR.ISO220GRP.A011 | ZSPR_ACT | ZSPR | NOS | 1 | 1350 | INR
5000 | Western Zone, Burla | 5100 | EHT (O&M) Circle, Balangir | 5103 | EHT (O&M) Division, Kesinga | W137 | 220/132/33 kV S/S S/D Jayapatna | 3000002433 | AUX CONTACTASSEMBLY 220KV SS ISOLATOR | SPR.ISO220SS.A008 | ZSPR_ACT | ZSPR | NOS | 1 | 4930 | INR
5000 | Western Zone, Burla | 5100 | EHT (O&M) Circle, Balangir | 5103 | EHT (O&M) Division, Kesinga | W137 | 220/132/33 kV S/S S/D Jayapatna | 3000002448 | MOTOR &GA&BEVEL GEAR FOR 220KV SMNS ISO | SPR.ISO22SMNS.A001 | ZSPR_ACT | ZSPR | NOS | 1 | 9997 | INR
5000 | Western Zone, Burla | 5100 | EHT (O&M) Circle, Balangir | 5103 | EHT (O&M) Division, Kesinga | W132 | 220/132/33 kV T/L S/S S/D Kesinga | 3000002448 | MOTOR &GA&BEVEL GEAR FOR 220KV SMNS ISO | SPR.ISO22SMNS.A001 | ZSPR_ACT | ZSPR | NOS | 1 | 9997 | INR
5000 | Western Zone, Burla | 5100 | EHT (O&M) Circle, Balangir | 5103 | EHT (O&M) Division, Kesinga | W139 | 132/33 kV T/L S/S S/D Bhawanipatna | 3000002455 | 33 kV SI MOM Box of GR Power Isolator | SPR.ISO33GRP.A002 | ZSPR_ACT | ZSPR | NOS | 4 | 20000 | INR
5000 | Western Zone, Burla | 5100 | EHT (O&M) Circle, Balangir | 5103 | EHT (O&M) Division, Kesinga | W139 | 132/33 kV T/L S/S S/D Bhawanipatna | 3000002456 | 33KV DI Base Channel of GRP Isolator | SPR.ISO33GRP.A004 | ZSPR_ACT | ZSPR | NOS | 1 | 3000 | INR
5000 | Western Zone, Burla | 5100 | EHT (O&M) Circle, Balangir | 5103 | EHT (O&M) Division, Kesinga | W137 | 220/132/33 kV S/S S/D Jayapatna | 3000002473 | Female Contacts 33KV SIEMENS ISOLATOR | SPR.ISO33SMNS.A002 | ZSPR_ACT | ZSPR | SET | 1 | 25353 | INR
5000 | Western Zone, Burla | 5100 | EHT (O&M) Circle, Balangir | 5103 | EHT (O&M) Division, Kesinga | W139 | 132/33 kV T/L S/S S/D Bhawanipatna | 3000002482 | MECHANISM BOX FOR 33KV ISOLATOR | SPR.ISO33SS.A004 | ZSPR_ACT | ZSPR | NOS | 3 | 133500 | INR
5000 | Western Zone, Burla | 5100 | EHT (O&M) Circle, Balangir | 5103 | EHT (O&M) Division, Kesinga | W137 | 220/132/33 kV S/S S/D Jayapatna | 3000002486 | Limit &Auxiliary switch-33KV SS Isolator | SPR.ISO33SS.A011 | ZSPR_ACT | ZSPR | NOS | 1 | 4507 | INR
5000 | Western Zone, Burla | 5100 | EHT (O&M) Circle, Balangir | 5103 | EHT (O&M) Division, Kesinga | W137 | 220/132/33 kV S/S S/D Jayapatna | 3000002497 | MOTOR WITH GEAR ASSEMBLY 36KV ISOLATOR | SPR.ISO33SS.A024 | ZSPR_ACT | ZSPR | NOS | 1 | 15494 | INR
5000 | Western Zone, Burla | 5100 | EHT (O&M) Circle, Balangir | 5103 | EHT (O&M) Division, Kesinga | W139 | 132/33 kV T/L S/S S/D Bhawanipatna | 3000002554 | MISCELLANEOUS SPARE ITEMS | SPR.MISC.A001 | ZSPR_ACT | ZSPR | NOS | 1 | 10246.62 | INR
5000 | Western Zone, Burla | 5100 | EHT (O&M) Circle, Balangir | 5103 | EHT (O&M) Division, Kesinga | W138 | 132/33 kV T/L S/S S/D Junagarh | 3000002554 | MISCELLANEOUS SPARE ITEMS | SPR.MISC.A001 | ZSPR_US | ZSPR | NOS | 60 | 900 | INR
5000 | Western Zone, Burla | 5100 | EHT (O&M) Circle, Balangir | 5103 | EHT (O&M) Division, Kesinga | W132 | 220/132/33 kV T/L S/S S/D Kesinga | 3000002559 | AUXILIARY SWITCH CONTACTS ASSEMBLY | SPR.MISC.A012 | ZSPR_ACT | ZSPR | NOS | 1 | 788 | INR
5000 | Western Zone, Burla | 5100 | EHT (O&M) Circle, Balangir | 5103 | EHT (O&M) Division, Kesinga | W132 | 220/132/33 kV T/L S/S S/D Kesinga | 3000002572 | TNC Switch 25 AMP | SPR.MISC.A035 | ZSPR_ACT | ZSPR | NOS | 3 | 16575 | INR
5000 | Western Zone, Burla | 5100 | EHT (O&M) Circle, Balangir | 5103 | EHT (O&M) Division, Kesinga | W132 | 220/132/33 kV T/L S/S S/D Kesinga | 3000002625 | POWER CONTACTOR | SPR.MISC.A193 | ZSPR_ACT | ZSPR | NOS | 4 | 22892 | INR
5000 | Western Zone, Burla | 5100 | EHT (O&M) Circle, Balangir | 5103 | EHT (O&M) Division, Kesinga | W132 | 220/132/33 kV T/L S/S S/D Kesinga | 3000002638 | Coil of Distilled water plant | SPR.MISC.A218 | ZSPR_ACT | ZSPR | NOS | 6 | 12248.4 | INR
5000 | Western Zone, Burla | 5100 | EHT (O&M) Circle, Balangir | 5103 | EHT (O&M) Division, Kesinga | W139 | 132/33 kV T/L S/S S/D Bhawanipatna | 3000002698 | COMPLETE SETOF CARDS FOR PLCC | SPR.MISC.A308 | ZSPR_SH | ZSPR | NOS | 1 | 7000 | INR
5000 | Western Zone, Burla | 5100 | EHT (O&M) Circle, Balangir | 5103 | EHT (O&M) Division, Kesinga | W138 | 132/33 kV T/L S/S S/D Junagarh | 3000002715 | PI Clamps for 33 KV | SPR.MISC.A344 | ZSPR_ACT | ZSPR | NOS | 12 | 9772.8 | INR
5000 | Western Zone, Burla | 5100 | EHT (O&M) Circle, Balangir | 5103 | EHT (O&M) Division, Kesinga | W138 | 132/33 kV T/L S/S S/D Junagarh | 3000002717 | Isolator base only | SPR.MISC.A349 | ZSPR_US | ZSPR | NOS | 3 | 900 | INR
5000 | Western Zone, Burla | 5100 | EHT (O&M) Circle, Balangir | 5103 | EHT (O&M) Division, Kesinga | W132 | 220/132/33 kV T/L S/S S/D Kesinga | 3000002722 | 132Kv tandom isolator gear box | SPR.MISC.A355 | ZSPR_ACT | ZSPR | NOS | 2 | 19600 | INR
5000 | Western Zone, Burla | 5100 | EHT (O&M) Circle, Balangir | 5103 | EHT (O&M) Division, Kesinga | W132 | 220/132/33 kV T/L S/S S/D Kesinga | 3000002723 | 132Kv isolator gear box | SPR.MISC.A356 | ZSPR_ACT | ZSPR | NOS | 1 | 9000 | INR
5000 | Western Zone, Burla | 5100 | EHT (O&M) Circle, Balangir | 5103 | EHT (O&M) Division, Kesinga | W132 | 220/132/33 kV T/L S/S S/D Kesinga | 3000002724 | 33 KV gear box | SPR.MISC.A357 | ZSPR_ACT | ZSPR | NOS | 6 | 51000 | INR
5000 | Western Zone, Burla | 5100 | EHT (O&M) Circle, Balangir | 5103 | EHT (O&M) Division, Kesinga | W138 | 132/33 kV T/L S/S S/D Junagarh | 3000002730 | Disconnective Terminal Block | SPR.MISC.A371 | ZSPR_US | ZSPR | NOS | 369 | 32582.7 | INR
5000 | Western Zone, Burla | 5100 | EHT (O&M) Circle, Balangir | 5103 | EHT (O&M) Division, Kesinga | W134 | 132/33 kV T/L S/S S/D Saintala | 3000002730 | Disconnective Terminal Block | SPR.MISC.A371 | ZSPR_ACT | ZSPR | NOS | 200 | 17660 | INR
5000 | Western Zone, Burla | 5100 | EHT (O&M) Circle, Balangir | 5103 | EHT (O&M) Division, Kesinga | W137 | 220/132/33 kV S/S S/D Jayapatna | 3000002801 | Discrepancy Control switch for CB | SPR.MISC.AB27 | ZSPR_ACT | ZSPR | NOS | 6 | 39720 | INR
5000 | Western Zone, Burla | 5100 | EHT (O&M) Circle, Balangir | 5103 | EHT (O&M) Division, Kesinga | W137 | 220/132/33 kV S/S S/D Jayapatna | 3000002808 | PROTECTION TRANSFER SWITCH | SPR.PNL.A002 | ZSPR_ACT | ZSPR | NOS | 3 | 15634 | INR
5000 | Western Zone, Burla | 5100 | EHT (O&M) Circle, Balangir | 5103 | EHT (O&M) Division, Kesinga | W139 | 132/33 kV T/L S/S S/D Bhawanipatna | 3000002809 | Mandatory spares for LT panel | SPR.PNL.A003 | ZSPR_ACT | ZSPR | SET | 2 | 45000 | INR
5000 | Western Zone, Burla | 5100 | EHT (O&M) Circle, Balangir | 5103 | EHT (O&M) Division, Kesinga | W132 | 220/132/33 kV T/L S/S S/D Kesinga | 3000002813 | Protection Transfer Switch(NIT) | SPR.PNL33.A001 | ZSPR_ACT | ZSPR | NOS | 1 | 16876 | INR
5000 | Western Zone, Burla | 5100 | EHT (O&M) Circle, Balangir | 5103 | EHT (O&M) Division, Kesinga | W137 | 220/132/33 kV S/S S/D Jayapatna | 3000002814 | Ammeter selector switch | SPR.PNL33.A002 | ZSPR_ACT | ZSPR | NOS | 3 | 3663 | INR
5000 | Western Zone, Burla | 5100 | EHT (O&M) Circle, Balangir | 5103 | EHT (O&M) Division, Kesinga | W137 | 220/132/33 kV S/S S/D Jayapatna | 3000002815 | Voltmeter Selector Switch | SPR.PNL33.A003 | ZSPR_ACT | ZSPR | NOS | 3 | 1900.5 | INR
5000 | Western Zone, Burla | 5100 | EHT (O&M) Circle, Balangir | 5103 | EHT (O&M) Division, Kesinga | W132 | 220/132/33 kV T/L S/S S/D Kesinga | 3000002815 | Voltmeter Selector Switch | SPR.PNL33.A003 | ZSPR_ACT | ZSPR | NOS | 5 | 3167.5 | INR
5000 | Western Zone, Burla | 5100 | EHT (O&M) Circle, Balangir | 5103 | EHT (O&M) Division, Kesinga | W137 | 220/132/33 kV S/S S/D Jayapatna | 3000002816 | Voltmeter with Transducer of 33KV Panel | SPR.PNL33.A004 | ZSPR_ACT | ZSPR | NOS | 3 | 30424 | INR
5000 | Western Zone, Burla | 5100 | EHT (O&M) Circle, Balangir | 5103 | EHT (O&M) Division, Kesinga | W137 | 220/132/33 kV S/S S/D Jayapatna | 3000002817 | Ammeter with Transducer of 33KV Panel | SPR.PNL33.A005 | ZSPR_ACT | ZSPR | NOS | 3 | 30424 | INR
5000 | Western Zone, Burla | 5100 | EHT (O&M) Circle, Balangir | 5103 | EHT (O&M) Division, Kesinga | W132 | 220/132/33 kV T/L S/S S/D Kesinga | 3000002818 | 33KV MW METER ALONG WITH TRANSDUCER | SPR.PNL33.A006 | ZSPR_ACT | ZSPR | SET | 3 | 36328.5 | INR
5000 | Western Zone, Burla | 5100 | EHT (O&M) Circle, Balangir | 5103 | EHT (O&M) Division, Kesinga | W137 | 220/132/33 kV S/S S/D Jayapatna | 3000002818 | 33KV MW METER ALONG WITH TRANSDUCER | SPR.PNL33.A006 | ZSPR_ACT | ZSPR | SET | 3 | 36328.5 | INR
5000 | Western Zone, Burla | 5100 | EHT (O&M) Circle, Balangir | 5103 | EHT (O&M) Division, Kesinga | W132 | 220/132/33 kV T/L S/S S/D Kesinga | 3000002819 | 33KV DIGITAL MVAR METER WITH TRANSDUCER | SPR.PNL33.A007 | ZSPR_ACT | ZSPR | SET | 3 | 36328.5 | INR
5000 | Western Zone, Burla | 5100 | EHT (O&M) Circle, Balangir | 5103 | EHT (O&M) Division, Kesinga | W137 | 220/132/33 kV S/S S/D Jayapatna | 3000002819 | 33KV DIGITAL MVAR METER WITH TRANSDUCER | SPR.PNL33.A007 | ZSPR_ACT | ZSPR | SET | 3 | 36328.5 | INR
5000 | Western Zone, Burla | 5100 | EHT (O&M) Circle, Balangir | 5103 | EHT (O&M) Division, Kesinga | W138 | 132/33 kV T/L S/S S/D Junagarh | 3000002854 | SURGE COUNTER FOR 132KV SURGE ARRESTER | SPR.SA132BHEL.A001 | ZSPR_US | ZSPR | NOS | 3 | 9000 | INR
5000 | Western Zone, Burla | 5100 | EHT (O&M) Circle, Balangir | 5103 | EHT (O&M) Division, Kesinga | W139 | 132/33 kV T/L S/S S/D Bhawanipatna | 3000002900 | WTI of 12.5MVA 132/33KV Tfrof CGL | SPR.TFR12.5CGL.EC02 | ZSPR_ACT | ZSPR | NOS | 1 | 40000 | INR
5000 | Western Zone, Burla | 5100 | EHT (O&M) Circle, Balangir | 5103 | EHT (O&M) Division, Kesinga | W138 | 132/33 kV T/L S/S S/D Junagarh | 3000002915 | OLTC SPARE FOR 12.5 MVA NGEF Tfr | SPR.TFR12.5NGEF.EB03 | ZSPR_SUP | ZSPR | NOS | 1 | 1 | INR
5000 | Western Zone, Burla | 5100 | EHT (O&M) Circle, Balangir | 5103 | EHT (O&M) Division, Kesinga | W139 | 132/33 kV T/L S/S S/D Bhawanipatna | 3000003006 | SPARES OF PRV 20MVA 132/33KV ASTM Tfr | SPR.TFR20ASTM.EC10 | ZSPR_ACT | ZSPR | NOS | 1 | 7880.63 | INR
5000 | Western Zone, Burla | 5100 | EHT (O&M) Circle, Balangir | 5103 | EHT (O&M) Division, Kesinga | W138 | 132/33 kV T/L S/S S/D Junagarh | 3000003060 | WTI for 20MVA 132/33KV IMP Tfr | SPR.TFR20IMP.BC01 | ZSPR_ACT | ZSPR | NOS | 1 | 20000 | INR
5000 | Western Zone, Burla | 5100 | EHT (O&M) Circle, Balangir | 5103 | EHT (O&M) Division, Kesinga | W138 | 132/33 kV T/L S/S S/D Junagarh | 3000003061 | OTI with contacts 20MVA 132/33KV IMP Tfr | SPR.TFR20IMP.BC02 | ZSPR_ACT | ZSPR | NOS | 1 | 10000 | INR
5000 | Western Zone, Burla | 5100 | EHT (O&M) Circle, Balangir | 5103 | EHT (O&M) Division, Kesinga | W138 | 132/33 kV T/L S/S S/D Junagarh | 3000003063 | MOLG for 20MVA 132/33KV IMP Tfr | SPR.TFR20IMP.BC04 | ZSPR_ACT | ZSPR | NOS | 1 | 8000 | INR
5000 | Western Zone, Burla | 5100 | EHT (O&M) Circle, Balangir | 5103 | EHT (O&M) Division, Kesinga | W138 | 132/33 kV T/L S/S S/D Junagarh | 3000003064 | CF with motor 20MVA 132/33KV IMP Tfr | SPR.TFR20IMP.BC05 | ZSPR_ACT | ZSPR | NOS | 1 | 8000 | INR
5000 | Western Zone, Burla | 5100 | EHT (O&M) Circle, Balangir | 5103 | EHT (O&M) Division, Kesinga | W138 | 132/33 kV T/L S/S S/D Junagarh | 3000003065 | Buchholz relay 20MVA 132/33KV IMP Tfr | SPR.TFR20IMP.BC06 | ZSPR_ACT | ZSPR | NOS | 1 | 5000 | INR
5000 | Western Zone, Burla | 5100 | EHT (O&M) Circle, Balangir | 5103 | EHT (O&M) Division, Kesinga | W138 | 132/33 kV T/L S/S S/D Junagarh | 3000003066 | Starter&Relay for 20MVA 132/33KV IMP Tfr | SPR.TFR20IMP.BC07 | ZSPR_ACT | ZSPR | NOS | 1 | 20000 | INR
5000 | Western Zone, Burla | 5100 | EHT (O&M) Circle, Balangir | 5103 | EHT (O&M) Division, Kesinga | W138 | 132/33 kV T/L S/S S/D Junagarh | 3000003068 | Fuses control for 20MVA 132/33KV IMP Tfr | SPR.TFR20IMP.BC09 | ZSPR_ACT | ZSPR | NOS | 1 | 5000 | INR
5000 | Western Zone, Burla | 5100 | EHT (O&M) Circle, Balangir | 5103 | EHT (O&M) Division, Kesinga | W132 | 220/132/33 kV T/L S/S S/D Kesinga | 3000003152 | CF & MOTOR 40MVA 132/33KV AREVA Tfr | SPR.TFR40ARVA.EA01 | ZSPR_ACT | ZSPR | NOS | 1 | 5000 | INR
5000 | Western Zone, Burla | 5100 | EHT (O&M) Circle, Balangir | 5103 | EHT (O&M) Division, Kesinga | W132 | 220/132/33 kV T/L S/S S/D Kesinga | 3000003159 | PRD 40MVA 132/33KV AREVA Tfr | SPR.TFR40ARVA.EC06 | ZSPR_ACT | ZSPR | NOS | 1 | 2000 | INR
5000 | Western Zone, Burla | 5100 | EHT (O&M) Circle, Balangir | 5103 | EHT (O&M) Division, Kesinga | W132 | 220/132/33 kV T/L S/S S/D Kesinga | 3000003390 | G1 132 KV BEAM STRUCTURE | STRS.132BEAM.A001 | ZSPR_ACT | ZSPR | MT | 1.57 | 92950.16 | INR
5000 | Western Zone, Burla | 5100 | EHT (O&M) Circle, Balangir | 5103 | EHT (O&M) Division, Kesinga | W132 | 220/132/33 kV T/L S/S S/D Kesinga | 3000003394 | T1S 132 KV COLUMN STRUCTURE | STRS.132COLMN.A001 | ZSPR_ACT | ZSPR | MT | 8 | 459400 | INR
5000 | Western Zone, Burla | 5100 | EHT (O&M) Circle, Balangir | 5103 | EHT (O&M) Division, Kesinga | W139 | 132/33 kV T/L S/S S/D Bhawanipatna | 3000003395 | T4S 132 KV COLUMN STRUCTURE | STRS.132COLMN.A002 | ZSPR_ACT | ZSPR | MT | 0.746 | 80137.44 | INR
5000 | Western Zone, Burla | 5100 | EHT (O&M) Circle, Balangir | 5103 | EHT (O&M) Division, Kesinga | W132 | 220/132/33 kV T/L S/S S/D Kesinga | 3000003395 | T4S 132 KV COLUMN STRUCTURE | STRS.132COLMN.A002 | ZSPR_ACT | ZSPR | MT | 1.68 | 180470.37 | INR
5000 | Western Zone, Burla | 5100 | EHT (O&M) Circle, Balangir | 5103 | EHT (O&M) Division, Kesinga | W139 | 132/33 kV T/L S/S S/D Bhawanipatna | 3000003397 | Equipment structure of CTfor 132KV | STRS.132EQPT.A013 | ZSPR_ACT | ZSPR | MT | 4 | 27632 | INR
5000 | Western Zone, Burla | 5100 | EHT (O&M) Circle, Balangir | 5103 | EHT (O&M) Division, Kesinga | W139 | 132/33 kV T/L S/S S/D Bhawanipatna | 3000003399 | Equipment structure of 132kV DI w/o ES | STRS.132EQPT.A016 | ZSPR_ACT | ZSPR | MT | 1.172 | 132150.03 | INR
5000 | Western Zone, Burla | 5100 | EHT (O&M) Circle, Balangir | 5103 | EHT (O&M) Division, Kesinga | W133 | 132 kV Line S/D Kesinga | 3000003405 | PA, PB, PC & UR TEMPLATE | STRS.132TMPL.A001 | ZSPR_ACT | ZSPR | MT | 12.97 | 1362558.94 | INR
5000 | Western Zone, Burla | 5100 | EHT (O&M) Circle, Balangir | 5103 | EHT (O&M) Division, Kesinga | W132 | 220/132/33 kV T/L S/S S/D Kesinga | 3000003435 | Equipment structure - 33kV CT/NCT | STRS.33EQPT.A010 | ZSPR_ACT | ZSPR | MT | 1 | 1000 | INR
5000 | Western Zone, Burla | 5100 | EHT (O&M) Circle, Balangir | 5103 | EHT (O&M) Division, Kesinga | W138 | 132/33 kV T/L S/S S/D Junagarh | 3000003443 | Substation Assorted Structure as per BoQ | STRS.ASSORTED.A001 | ZSPR_ACT | ZSPR | MT | 15.15 | 1708774.26 | INR
5000 | Western Zone, Burla | 5100 | EHT (O&M) Circle, Balangir | 5103 | EHT (O&M) Division, Kesinga | W133 | 132 kV Line S/D Kesinga | 3000003468 | 132KV HP Type Tower Member | TWR.132HP.L.A001 | ZSPR_ACT | ZSPR | MT | 30 | 990000 | INR
5000 | Western Zone, Burla | 5100 | EHT (O&M) Circle, Balangir | 5103 | EHT (O&M) Division, Kesinga | W133 | 132 kV Line S/D Kesinga | 3000003469 | 132KV HP Type Tower Stub | TWR.132HP.STUB.A001 | ZSPR_SUP | ZSPR | MT | 20.99 | 692670 | INR
5000 | Western Zone, Burla | 5100 | EHT (O&M) Circle, Balangir | 5103 | EHT (O&M) Division, Kesinga | W133 | 132 kV Line S/D Kesinga | 3000003480 | 132KV P Type Tower Member | TWR.132P.L.A001 | ZSPR_ACT | ZSPR | MT | 1.6 | 52800 | INR
5000 | Western Zone, Burla | 5100 | EHT (O&M) Circle, Balangir | 5103 | EHT (O&M) Division, Kesinga | W139 | 132/33 kV T/L S/S S/D Bhawanipatna | 3000003482 | 132 KV PA TYPE TOWER COMPLETE SET | TWR.132PA.L.A001 | ZSPR_ACT | ZSPR | MT | 12.88 | 1264941.19 | INR
5000 | Western Zone, Burla | 5100 | EHT (O&M) Circle, Balangir | 5103 | EHT (O&M) Division, Kesinga | W139 | 132/33 kV T/L S/S S/D Bhawanipatna | 3000003493 | 132 KV PC TYPE TEMPLATE | TWR.132PC.TMPL.A001 | ZSPR_ACT | ZSPR | MT | 0.876 | 78539.01 | INR
5000 | Western Zone, Burla | 5100 | EHT (O&M) Circle, Balangir | 5103 | EHT (O&M) Division, Kesinga | W133 | 132 kV Line S/D Kesinga | 3000003496 | 132KV Q Type Tower Member | TWR.132Q.L.A001 | ZSPR_ACT | ZSPR | MT | 5.2 | 284346.4 | INR
5000 | Western Zone, Burla | 5100 | EHT (O&M) Circle, Balangir | 5103 | EHT (O&M) Division, Kesinga | W133 | 132 kV Line S/D Kesinga | 3000003497 | 132KV R Type Tower Member | TWR.132R.L.A001 | ZSPR_ACT | ZSPR | MT | 1 | 33000 | INR
5000 | Western Zone, Burla | 5100 | EHT (O&M) Circle, Balangir | 5103 | EHT (O&M) Division, Kesinga | W139 | 132/33 kV T/L S/S S/D Bhawanipatna | 3000003500 | 132 KV UR TYPE NMTL DESIGN TEMPLATE | TWR.132UR.TMPL.F001 | ZSPR_ACT | ZSPR | MT | 1.476 | 132332.85 | INR
5000 | Western Zone, Burla | 5100 | EHT (O&M) Circle, Balangir | 5103 | EHT (O&M) Division, Kesinga | W134 | 132/33 kV T/L S/S S/D Saintala | 3000003514 | 220 KV ASSORTED OA TYPE TOWER | TWR.220OA.L.A002 | ZSPR_ACT | ZSPR | MT | 52 | 883103 | INR
5000 | Western Zone, Burla | 5100 | EHT (O&M) Circle, Balangir | 5103 | EHT (O&M) Division, Kesinga | W134 | 132/33 kV T/L S/S S/D Saintala | 3000003521 | 220 KV ASSORTED OB TOWER | TWR.220OB.L.A002 | ZSPR_ACT | ZSPR | MT | 19 | 222775 | INR
5000 | Western Zone, Burla | 5100 | EHT (O&M) Circle, Balangir | 5103 | EHT (O&M) Division, Kesinga | W134 | 132/33 kV T/L S/S S/D Saintala | 3000003524 | 220 KV ASSORTED OC TYPE TOWER | TWR.220OC.L.A002 | ZSPR_ACT | ZSPR | MT | 7 | 123042.29 | INR
5000 | Western Zone, Burla | 5100 | EHT (O&M) Circle, Balangir | 5103 | EHT (O&M) Division, Kesinga | W134 | 132/33 kV T/L S/S S/D Saintala | 3000003534 | 220 KV ASSORTED UR TYPE TOWER | TWR.220UR.L.A002 | ZSPR_ACT | ZSPR | MT | 9 | 105525 | INR
5000 | Western Zone, Burla | 5100 | EHT (O&M) Circle, Balangir | 5103 | EHT (O&M) Division, Kesinga | WL37 | 220-132kV Line S/D Jayapatna | 3000003555 | ANTICLIMBING DEVICE | TWR.ACD.A001 | ZSPR_ACT | ZSPR | SET | 1 | 715.08 | INR
5000 | Western Zone, Burla | 5100 | EHT (O&M) Circle, Balangir | 5103 | EHT (O&M) Division, Kesinga | W133 | 132 kV Line S/D Kesinga | 3000003557 | BIRD GUARD | TWR.BD.GRD.A001 | ZSPR_ACT | ZSPR | NOS | 1080 | 264929.41 | INR
5000 | Western Zone, Burla | 5100 | EHT (O&M) Circle, Balangir | 5103 | EHT (O&M) Division, Kesinga | WL37 | 220-132kV Line S/D Jayapatna | 3000003557 | BIRD GUARD | TWR.BD.GRD.A001 | ZSPR_ACT | ZSPR | NOS | 84 | 20605.62 | INR
5000 | Western Zone, Burla | 5100 | EHT (O&M) Circle, Balangir | 5103 | EHT (O&M) Division, Kesinga | W139 | 132/33 kV T/L S/S S/D Bhawanipatna | 3000003557 | BIRD GUARD | TWR.BD.GRD.A001 | ZSPR_ACT | ZSPR | NOS | 269 | 65987.05 | INR
5000 | Western Zone, Burla | 5100 | EHT (O&M) Circle, Balangir | 5103 | EHT (O&M) Division, Kesinga | WL37 | 220-132kV Line S/D Jayapatna | 3000003558 | TOWER CIRCUIT PLATE | TWR.CKT.PLT.A001 | ZSPR_ACT | ZSPR | NOS | 6 | 644.28 | INR
5000 | Western Zone, Burla | 5100 | EHT (O&M) Circle, Balangir | 5103 | EHT (O&M) Division, Kesinga | WL37 | 220-132kV Line S/D Jayapatna | 3000003561 | DANGER BOARD | TWR.DNGRBRD.A001 | ZSPR_ACT | ZSPR | NOS | 1 | 40.72 | INR
5000 | Western Zone, Burla | 5100 | EHT (O&M) Circle, Balangir | 5103 | EHT (O&M) Division, Kesinga | W138 | 132/33 kV T/L S/S S/D Junagarh | 3000003561 | DANGER BOARD | TWR.DNGRBRD.A001 | ZSPR_ACT | ZSPR | NOS | 136 | 5537.33 | INR
5000 | Western Zone, Burla | 5100 | EHT (O&M) Circle, Balangir | 5103 | EHT (O&M) Division, Kesinga | W139 | 132/33 kV T/L S/S S/D Bhawanipatna | 3000003562 | ASSORTED GI TOWER ANGLE | TWR.GI.ANGLE.A001 | ZSPR_ACT | ZSPR | MT | 1.048 | 96642.21 | INR
5000 | Western Zone, Burla | 5100 | EHT (O&M) Circle, Balangir | 5103 | EHT (O&M) Division, Kesinga | W133 | 132 kV Line S/D Kesinga | 3000003562 | ASSORTED GI TOWER ANGLE | TWR.GI.ANGLE.A001 | ZSPR_ACT | ZSPR | MT | 0.1 | 9221.58 | INR
5000 | Western Zone, Burla | 5100 | EHT (O&M) Circle, Balangir | 5103 | EHT (O&M) Division, Kesinga | W137 | 220/132/33 kV S/S S/D Jayapatna | 3000003565 | 50X50X6MM SIZE GI ANGLE | TWR.GI.ANGLE.A004 | ZSPR_ACT | ZSPR | MT | 0.17 | 5880.69 | INR
5000 | Western Zone, Burla | 5100 | EHT (O&M) Circle, Balangir | 5103 | EHT (O&M) Division, Kesinga | W133 | 132 kV Line S/D Kesinga | 3000003565 | 50X50X6MM SIZE GI ANGLE | TWR.GI.ANGLE.A004 | ZSPR_ACT | ZSPR | MT | 1.77 | 61228.39 | INR
5000 | Western Zone, Burla | 5100 | EHT (O&M) Circle, Balangir | 5103 | EHT (O&M) Division, Kesinga | W133 | 132 kV Line S/D Kesinga | 3000003574 | TOWER HANGER | TWR.HNGR.A001 | ZSPR_ACT | ZSPR | NOS | 155 | 7750 | INR
5000 | Western Zone, Burla | 5100 | EHT (O&M) Circle, Balangir | 5103 | EHT (O&M) Division, Kesinga | WL37 | 220-132kV Line S/D Jayapatna | 3000003578 | TOWER NUMBER PLATE | TWR.NO.PLT.A001 | ZSPR_ACT | ZSPR | NOS | 1 | 142.78 | INR
5000 | Western Zone, Burla | 5100 | EHT (O&M) Circle, Balangir | 5103 | EHT (O&M) Division, Kesinga | W133 | 132 kV Line S/D Kesinga | 3000003579 | TOWER PHASE PLATE | TWR.PH.PLT.A001 | ZSPR_ACT | ZSPR | NOS | 186 | 16675.24 | INR
5000 | Western Zone, Burla | 5100 | EHT (O&M) Circle, Balangir | 5103 | EHT (O&M) Division, Kesinga | WL37 | 220-132kV Line S/D Jayapatna | 3000003579 | TOWER PHASE PLATE | TWR.PH.PLT.A001 | ZSPR_ACT | ZSPR | NOS | 18 | 1613.73 | INR
5000 | Western Zone, Burla | 5100 | EHT (O&M) Circle, Balangir | 5103 | EHT (O&M) Division, Kesinga | W139 | 132/33 kV T/L S/S S/D Bhawanipatna | 3000003579 | TOWER PHASE PLATE | TWR.PH.PLT.A001 | ZSPR_ACT | ZSPR | NOS | 9 | 806.87 | INR
5000 | Western Zone, Burla | 5100 | EHT (O&M) Circle, Balangir | 5103 | EHT (O&M) Division, Kesinga | W133 | 132 kV Line S/D Kesinga | 3000003581 | 16X175 MM TOWER STEP BOLT | TWR.STP.BLT.A001 | ZSPR_ACT | ZSPR | KG | 200 | 13000 | INR
5000 | Western Zone, Burla | 5100 | EHT (O&M) Circle, Balangir | 5103 | EHT (O&M) Division, Kesinga | W139 | 132/33 kV T/L S/S S/D Bhawanipatna | 3000003584 | U' BOLT | TWR.UBOLT.A001 | ZSPR_ACT | ZSPR | KG | 1.5 | 75.96 | INR
5000 | Western Zone, Burla | 5100 | EHT (O&M) Circle, Balangir | 5103 | EHT (O&M) Division, Kesinga | W133 | 132 kV Line S/D Kesinga | 3000003584 | U' BOLT | TWR.UBOLT.A001 | ZSPR_ACT | ZSPR | KG | 25 | 1266.08 | INR
5000 | Western Zone, Burla | 5100 | EHT (O&M) Circle, Balangir | 5103 | EHT (O&M) Division, Kesinga | W132 | 220/132/33 kV T/L S/S S/D Kesinga | 3000003591 | SCRAP EXIDE BATTERY | SCRP.BATTERY.A001 | ZSPR_SCRAP | ZSPR | NOS | 110 | 0 | INR
5000 | Western Zone, Burla | 5100 | EHT (O&M) Circle, Balangir | 5103 | EHT (O&M) Division, Kesinga | W139 | 132/33 kV T/L S/S S/D Bhawanipatna | 3000003609 | ST HWF W/O AL PART FOR TWIN MOOSE | HWF.ST.B005 | ZSPR_ACT | ZSPR | NOS | 1 | 1900 | INR
5000 | Western Zone, Burla | 5100 | EHT (O&M) Circle, Balangir | 5103 | EHT (O&M) Division, Kesinga | W138 | 132/33 kV T/L S/S S/D Junagarh | 3000003635 | ALLUMINIUM PIPE | MISC.AL.PIPE.A001 | ZSPR_ACT | ZSPR | M | 18 | 612 | INR
5000 | Western Zone, Burla | 5100 | EHT (O&M) Circle, Balangir | 5103 | EHT (O&M) Division, Kesinga | W138 | 132/33 kV T/L S/S S/D Junagarh | 3000003641 | Terminal block channel in MTR | MISC.TBLOCK.A004 | ZSPR_US | ZSPR | M | 11 | 11 | INR
5000 | Western Zone, Burla | 5100 | EHT (O&M) Circle, Balangir | 5103 | EHT (O&M) Division, Kesinga | W132 | 220/132/33 kV T/L S/S S/D Kesinga | 3000003679 | AVR SPARE CARD FOR CALDYNE CHARGER | SPR.MISC.TC.A002 | ZSPR_ACT | ZSPR | NOS | 1 | 61360 | INR
5000 | Western Zone, Burla | 5100 | EHT (O&M) Circle, Balangir | 5103 | EHT (O&M) Division, Kesinga | W139 | 132/33 kV T/L S/S S/D Bhawanipatna | 3000003697 | 3 Bolted PG clamp for ACSR panther-moose | CLMP.PG.C009 | ZSPR_ACT | ZSPR | NOS | 6 | 4238.58 | INR
5000 | Western Zone, Burla | 5100 | EHT (O&M) Circle, Balangir | 5103 | EHT (O&M) Division, Kesinga | W138 | 132/33 kV T/L S/S S/D Junagarh | 3000003746 | 33KV recovery(Used) IVT/PT | RCVR.33PT.A001 | ZSPR_US | ZSPR | NOS | 3 | 3 | INR
5000 | Western Zone, Burla | 5100 | EHT (O&M) Circle, Balangir | 5103 | EHT (O&M) Division, Kesinga | W138 | 132/33 kV T/L S/S S/D Junagarh | 3000003747 | 90SQMM ALLUMINIUM CABLE SOCKET PIN | CBLE.SOCKETPIN.A011 | ZSPR_ACT | ZSPR | NOS | 314 | 7536 | INR
5000 | Western Zone, Burla | 5100 | EHT (O&M) Circle, Balangir | 5103 | EHT (O&M) Division, Kesinga | W138 | 132/33 kV T/L S/S S/D Junagarh | 3000003748 | 150 SQ.MM ALLUMINIUM CABLE SOCKET PIN | CBLE.SOCKETPIN.A012 | ZSPR_ACT | ZSPR | NOS | 33 | 1056 | INR
5000 | Western Zone, Burla | 5100 | EHT (O&M) Circle, Balangir | 5103 | EHT (O&M) Division, Kesinga | W138 | 132/33 kV T/L S/S S/D Junagarh | 3000003749 | 70 SQ.MM ALLUMINIUM CABLE SOCKET PIN | CBLE.SOCKETPIN.A013 | ZSPR_ACT | ZSPR | NOS | 95 | 1805 | INR
5000 | Western Zone, Burla | 5100 | EHT (O&M) Circle, Balangir | 5103 | EHT (O&M) Division, Kesinga | W138 | 132/33 kV T/L S/S S/D Junagarh | 3000003751 | Recovered 132KV used SA/LA | RCVR.132SA.A001 | ZSPR_US | ZSPR | NOS | 3 | 3 | INR
5000 | Western Zone, Burla | 5100 | EHT (O&M) Circle, Balangir | 5103 | EHT (O&M) Division, Kesinga | W138 | 132/33 kV T/L S/S S/D Junagarh | 3000003752 | 132KV recovery(Used) IVT/PT | RCVR.132PT.A001 | ZSPR_US | ZSPR | NOS | 1 | 1 | INR
5000 | Western Zone, Burla | 5100 | EHT (O&M) Circle, Balangir | 5103 | EHT (O&M) Division, Kesinga | W138 | 132/33 kV T/L S/S S/D Junagarh | 3000003753 | 33KV used VCB | RCVR.33VCB.A001 | ZSPR_US | ZSPR | NOS | 1 | 1 | INR
5000 | Western Zone, Burla | 5100 | EHT (O&M) Circle, Balangir | 5103 | EHT (O&M) Division, Kesinga | W139 | 132/33 kV T/L S/S S/D Bhawanipatna | 3000003754 | 145KV ST HWF for Twin ACSR Zebra with TB | HWF.ST.C005 | ZSPR_ACT | ZSPR | NOS | 1 | 3700 | INR
5000 | Western Zone, Burla | 5100 | EHT (O&M) Circle, Balangir | 5103 | EHT (O&M) Division, Kesinga | W139 | 132/33 kV T/L S/S S/D Bhawanipatna | 3000003755 | 33KV ST HWF for Twin ACSR Zebra with TB | HWF.ST.C006 | ZSPR_ACT | ZSPR | NOS | 1 | 3100 | INR
5000 | Western Zone, Burla | 5100 | EHT (O&M) Circle, Balangir | 5103 | EHT (O&M) Division, Kesinga | W139 | 132/33 kV T/L S/S S/D Bhawanipatna | 3000003853 | RTU Miscellaneous Spares | SPR.RTU.SPL.A001 | ZSPR_ACT | ZSPR | NOS | 1 | 8000 | INR
5000 | Western Zone, Burla | 5100 | EHT (O&M) Circle, Balangir | 5103 | EHT (O&M) Division, Kesinga | W138 | 132/33 kV T/L S/S S/D Junagarh | 4000000016 | ASSORTED SIZE BULDOG CLAMP | TNP.BD.CLAMP.A005 | ZTNP_ACT | ZTNP | NOS | 110 | 770 | INR
5000 | Western Zone, Burla | 5100 | EHT (O&M) Circle, Balangir | 5103 | EHT (O&M) Division, Kesinga | W132 | 220/132/33 kV T/L S/S S/D Kesinga | 4000000047 | D SHACKLE 1" | TNP.DSHAKLE.A001 | ZTNP_ACT | ZTNP | NOS | 12 | 480 | INR
5000 | Western Zone, Burla | 5100 | EHT (O&M) Circle, Balangir | 5103 | EHT (O&M) Division, Kesinga | W133 | 132 kV Line S/D Kesinga | 4000000051 | D' SHACKLE OF DIFFERENT SIZES | TNP.DSHAKLE.A006 | ZTNP_ACT | ZTNP | NOS | 200 | 15901.74 | INR
5000 | Western Zone, Burla | 5100 | EHT (O&M) Circle, Balangir | 5103 | EHT (O&M) Division, Kesinga | W139 | 132/33 kV T/L S/S S/D Bhawanipatna | 4000000051 | D' SHACKLE OF DIFFERENT SIZES | TNP.DSHAKLE.A006 | ZTNP_ACT | ZTNP | NOS | 30 | 2385.26 | INR
5000 | Western Zone, Burla | 5100 | EHT (O&M) Circle, Balangir | 5103 | EHT (O&M) Division, Kesinga | W138 | 132/33 kV T/L S/S S/D Junagarh | 4000000080 | CO2 TYPE 4.5 KG FIRE EXTINGUISHER | TNP.FR.EXTGR.A002 | ZTNP_ACT | ZTNP | NOS | 12 | 38535.48 | INR
5000 | Western Zone, Burla | 5100 | EHT (O&M) Circle, Balangir | 5103 | EHT (O&M) Division, Kesinga | W138 | 132/33 kV T/L S/S S/D Junagarh | 4000000090 | DCP TYPE 5KG FIRE EXTINGUISHER | TNP.FR.EXTGR.C003 | ZTNP_ACT | ZTNP | NOS | 23 | 84916 | INR
5000 | Western Zone, Burla | 5100 | EHT (O&M) Circle, Balangir | 5103 | EHT (O&M) Division, Kesinga | W138 | 132/33 kV T/L S/S S/D Junagarh | 4000000196 | SMOKE DETECTOR | TNP.SMOKEDCTATR.A001 | ZTNP_ACT | ZTNP | NOS | 20 | 45760 | INR
5000 | Western Zone, Burla | 5100 | EHT (O&M) Circle, Balangir | 5103 | EHT (O&M) Division, Kesinga | W132 | 220/132/33 kV T/L S/S S/D Kesinga | 5000000012 | SCRAP/DAMAGED/OLD EMPTY Tfr OIL BARREL | SCRP.EMPTYBRL.A001 | ZSRP_SCRAP | ZSRP | NOS | 20 | 564.4 | INR
5000 | Western Zone, Burla | 5100 | EHT (O&M) Circle, Balangir | 5103 | EHT (O&M) Division, Kesinga | W132 | 220/132/33 kV T/L S/S S/D Kesinga | 5000000039 | SCRAP DIGITAL MULTIMETER | SCRP.MISC.A020 | ZSRP_SCRAP | ZSRP | NOS | 2 | 2 | INR
5000 | Western Zone, Burla | 5100 | EHT (O&M) Circle, Balangir | 5103 | EHT (O&M) Division, Kesinga | W132 | 220/132/33 kV T/L S/S S/D Kesinga | 5000000060 | Scrap 132KV SF6 Circuit Breaker | SCRP.MISC.A074 | ZSRP_SCRAP | ZSRP | NOS | 2 | 11690.22 | INR
5000 | Western Zone, Burla | 5100 | EHT (O&M) Circle, Balangir | 5103 | EHT (O&M) Division, Kesinga | W132 | 220/132/33 kV T/L S/S S/D Kesinga | 5000000069 | Scrap 33 KV VCB | SCRP.MISC.A136 | ZSRP_SCRAP | ZSRP | NOS | 4 | 65001 | INR
5000 | Western Zone, Burla | 5100 | EHT (O&M) Circle, Balangir | 5103 | EHT (O&M) Division, Kesinga | W132 | 220/132/33 kV T/L S/S S/D Kesinga | 5000000070 | Scrap 33KV CT | SCRP.MISC.A146 | ZSRP_SCRAP | ZSRP | NOS | 8 | 0 | INR
5000 | Western Zone, Burla | 5100 | EHT (O&M) Circle, Balangir | 5103 | EHT (O&M) Division, Kesinga | W132 | 220/132/33 kV T/L S/S S/D Kesinga | 5000000073 | SCRAP EMPTY DRUM | SCRP.MISC.A158 | ZSRP_SCRAP | ZSRP | NOS | 300 | 393 | INR
5000 | Western Zone, Burla | 5100 | EHT (O&M) Circle, Balangir | 5103 | EHT (O&M) Division, Kesinga | W132 | 220/132/33 kV T/L S/S S/D Kesinga | 5000000080 | SCRAP 132KV CT HAVING ASSORTED RATIO | SCRP.MISC.A181 | ZSRP_SCRAP | ZSRP | NOS | 7 | 0 | INR
5000 | Western Zone, Burla | 5100 | EHT (O&M) Circle, Balangir | 5103 | EHT (O&M) Division, Kesinga | W132 | 220/132/33 kV T/L S/S S/D Kesinga | 5000000093 | 250 KVA 33/0.433 ST with all Accessories | SCRP.MISC.A242 | ZSRP_SCRAP | ZSRP | NOS | 2 | 2 | INR
5000 | Western Zone, Burla | 5100 | EHT (O&M) Circle, Balangir | 5103 | EHT (O&M) Division, Kesinga | W132 | 220/132/33 kV T/L S/S S/D Kesinga | 5000000119 | Scrap 33KV LA | SCRP.MISC.A372 | ZSRP_SCRAP | ZSRP | NOS | 3 | 0 | INR
5000 | Western Zone, Burla | 5100 | EHT (O&M) Circle, Balangir | 5103 | EHT (O&M) Division, Kesinga | W132 | 220/132/33 kV T/L S/S S/D Kesinga | 5000000122 | Scrap XLPE or different type Cable | SCRP.MISC.A381 | ZSRP_SCRAP | ZSRP | M | 30 | 150 | INR
5000 | Western Zone, Burla | 5100 | EHT (O&M) Circle, Balangir | 5103 | EHT (O&M) Division, Kesinga | W132 | 220/132/33 kV T/L S/S S/D Kesinga | 5000000163 | SCRAP 132KV SURGE ARRESTER / LA | SCRP.SPR.SA132.A001 | ZSRP_SCRAP | ZSRP | NOS | 3 | 0 | INR
5000 | Western Zone, Burla | 5100 | EHT (O&M) Circle, Balangir | 5103 | EHT (O&M) Division, Kesinga | W132 | 220/132/33 kV T/L S/S S/D Kesinga | 5000000164 | SCRAP BATTERY CHARGER | SCRP.SPRCHRG.A001 | ZSRP_SCRAP | ZSRP | NOS | 1 | 0 | INR
5000 | Western Zone, Burla | 5100 | EHT (O&M) Circle, Balangir | 5104 | EHT (O&M) Division, Nuapada | W142 | 132/33 kV T/L S/S S/D Khariar | 1000000004 | 36KV VCB with Structure | BKR.36VCB.G.S.F005 | ZCAP_ACT | ZCAP | NOS | 1 | 256618.49 | INR
5000 | Western Zone, Burla | 5100 | EHT (O&M) Circle, Balangir | 5104 | EHT (O&M) Division, Nuapada | W143 | 132/33 kV S/S S/D Nuapada | 1000000004 | 36KV VCB with Structure | BKR.36VCB.G.S.F005 | ZCAP_ACT | ZCAP | NOS | 1 | 256618.49 | INR
5000 | Western Zone, Burla | 5100 | EHT (O&M) Circle, Balangir | 5104 | EHT (O&M) Division, Nuapada | W143 | 132/33 kV S/S S/D Nuapada | 1000000004 | 36KV VCB with Structure | BKR.36VCB.G.S.F005 | ZCAP_US | ZCAP | NOS | 1 | 1 | INR
5000 | Western Zone, Burla | 5100 | EHT (O&M) Circle, Balangir | 5104 | EHT (O&M) Division, Nuapada | W143 | 132/33 kV S/S S/D Nuapada | 1000000016 | ACSR PANTHER CONDUCTOR | COND.ACSR.A002 | ZCAP_ACT | ZCAP | KM | 1.103 | 229073.82 | INR
5000 | Western Zone, Burla | 5100 | EHT (O&M) Circle, Balangir | 5104 | EHT (O&M) Division, Nuapada | W145 | 132/33 kV S/S S/D Kantabanji | 1000000016 | ACSR PANTHER CONDUCTOR | COND.ACSR.A002 | ZCAP_ACT | ZCAP | KM | 0.268 | 55658.91 | INR
5000 | Western Zone, Burla | 5100 | EHT (O&M) Circle, Balangir | 5104 | EHT (O&M) Division, Nuapada | W144 | 132/33 kV S/S S/D Padampur | 1000000016 | ACSR PANTHER CONDUCTOR | COND.ACSR.A002 | ZCAP_ACT | ZCAP | KM | 5.985 | 1242979.86 | INR
5000 | Western Zone, Burla | 5100 | EHT (O&M) Circle, Balangir | 5104 | EHT (O&M) Division, Nuapada | W144 | 132/33 kV S/S S/D Padampur | 1000000016 | ACSR PANTHER CONDUCTOR | COND.ACSR.A002 | ZCAP_US | ZCAP | KM | 8.451 | 2179466.64 | INR
5000 | Western Zone, Burla | 5100 | EHT (O&M) Circle, Balangir | 5104 | EHT (O&M) Division, Nuapada | W144 | 132/33 kV S/S S/D Padampur | 1000000016 | ACSR PANTHER CONDUCTOR | COND.ACSR.A002 | ZCAP_US | ZCAP | KM | 11.912 | 3072039.59 | INR
5000 | Western Zone, Burla | 5100 | EHT (O&M) Circle, Balangir | 5104 | EHT (O&M) Division, Nuapada | W144 | 132/33 kV S/S S/D Padampur | 1000000017 | ACSR ZEBRA CONDUCTOR | COND.ACSR.A003 | ZCAP_ACT | ZCAP | KM | 0.564 | 141885.77 | INR
5000 | Western Zone, Burla | 5100 | EHT (O&M) Circle, Balangir | 5104 | EHT (O&M) Division, Nuapada | W142 | 132/33 kV T/L S/S S/D Khariar | 1000000017 | ACSR ZEBRA CONDUCTOR | COND.ACSR.A003 | ZCAP_ACT | ZCAP | KM | 0.6 | 150942.31 | INR
5000 | Western Zone, Burla | 5100 | EHT (O&M) Circle, Balangir | 5104 | EHT (O&M) Division, Nuapada | W144 | 132/33 kV S/S S/D Padampur | 1000000018 | ACSR MOOSE CONDUCTOR | COND.ACSR.A004 | ZCAP_ACT | ZCAP | KM | 0.219 | 120126.81 | INR
5000 | Western Zone, Burla | 5100 | EHT (O&M) Circle, Balangir | 5104 | EHT (O&M) Division, Nuapada | W143 | 132/33 kV S/S S/D Nuapada | 1000000018 | ACSR MOOSE CONDUCTOR | COND.ACSR.A004 | ZCAP_ACT | ZCAP | KM | 0.114 | 62531.76 | INR
5000 | Western Zone, Burla | 5100 | EHT (O&M) Circle, Balangir | 5104 | EHT (O&M) Division, Nuapada | W144 | 132/33 kV S/S S/D Padampur | 1000000018 | ACSR MOOSE CONDUCTOR | COND.ACSR.A004 | ZCAP_ACT | ZCAP | KM | 1.501 | 823334.88 | INR
5000 | Western Zone, Burla | 5100 | EHT (O&M) Circle, Balangir | 5104 | EHT (O&M) Division, Nuapada | W144 | 132/33 kV S/S S/D Padampur | 1000000027 | 36KV 1CORE NCTOF PRIMARY CURRENT 100A | CT.36NCT100.A001 | ZCAP_ACT | ZCAP | NOS | 2 | 27902.34 | INR
5000 | Western Zone, Burla | 5100 | EHT (O&M) Circle, Balangir | 5104 | EHT (O&M) Division, Nuapada | W143 | 132/33 kV S/S S/D Nuapada | 1000000031 | NCT600/1A current 600A & secondary 1A | CT.36NCT600.A001 | ZCAP_ACT | ZCAP | NOS | 2 | 50000 | INR
5000 | Western Zone, Burla | 5100 | EHT (O&M) Circle, Balangir | 5104 | EHT (O&M) Division, Nuapada | W145 | 132/33 kV S/S S/D Kantabanji | 1000000034 | 36KV 2C NCTOF RATIO 800-400-200/1-1A | CT.36NCT800.A002 | ZCAP_ACT | ZCAP | NOS | 4 | 292748 | INR
5000 | Western Zone, Burla | 5100 | EHT (O&M) Circle, Balangir | 5104 | EHT (O&M) Division, Nuapada | W142 | 132/33 kV T/L S/S S/D Khariar | 1000000044 | 132KV CT OF RATIO 400-200-100/1-1-1A | CT1.132OIL400.C003 | ZCAP_ACT | ZCAP | NOS | 1 | 74337.6 | INR
5000 | Western Zone, Burla | 5100 | EHT (O&M) Circle, Balangir | 5104 | EHT (O&M) Division, Nuapada | W143 | 132/33 kV S/S S/D Nuapada | 1000000047 | 132KV CT OF RATIO 600-300-150/1-1-1A | CT1.132OIL600.C003 | ZCAP_ACT | ZCAP | NOS | 1 | 121394 | INR
5000 | Western Zone, Burla | 5100 | EHT (O&M) Circle, Balangir | 5104 | EHT (O&M) Division, Nuapada | W145 | 132/33 kV S/S S/D Kantabanji | 1000000051 | 132 KV CT(800-400-200/1-1-1-1A) | CT1.145OIL800.C004 | ZCAP_ACT | ZCAP | NOS | 2 | 310834 | INR
5000 | Western Zone, Burla | 5100 | EHT (O&M) Circle, Balangir | 5104 | EHT (O&M) Division, Nuapada | W142 | 132/33 kV T/L S/S S/D Khariar | 1000000061 | 36KV CT OF RATIO 300-150-75/1-1-1A | CT1.36OIL200.C004 | ZCAP_US | ZCAP | NOS | 1 | 10000 | INR
5000 | Western Zone, Burla | 5100 | EHT (O&M) Circle, Balangir | 5104 | EHT (O&M) Division, Nuapada | W143 | 132/33 kV S/S S/D Nuapada | 1000000062 | 36KV CT OF RATIO 400-200-100/1-1-1A | CT1.36OIL400.C003 | ZCAP_US | ZCAP | NOS | 3 | 3 | INR
5000 | Western Zone, Burla | 5100 | EHT (O&M) Circle, Balangir | 5104 | EHT (O&M) Division, Nuapada | W144 | 132/33 kV S/S S/D Padampur | 1000000062 | 36KV CT OF RATIO 400-200-100/1-1-1A | CT1.36OIL400.C003 | ZCAP_ACT | ZCAP | NOS | 1 | 25000 | INR
5000 | Western Zone, Burla | 5100 | EHT (O&M) Circle, Balangir | 5104 | EHT (O&M) Division, Nuapada | W145 | 132/33 kV S/S S/D Kantabanji | 1000000066 | 33kV CT (800-400-200/1-1-1) | CT1.36OIL800.C003 | ZCAP_ACT | ZCAP | NOS | 1 | 68165.96 | INR
5000 | Western Zone, Burla | 5100 | EHT (O&M) Circle, Balangir | 5104 | EHT (O&M) Division, Nuapada | W144 | 132/33 kV S/S S/D Padampur | 1000000066 | 33kV CT (800-400-200/1-1-1) | CT1.36OIL800.C003 | ZCAP_ACT | ZCAP | NOS | 3 | 204497.89 | INR
5000 | Western Zone, Burla | 5100 | EHT (O&M) Circle, Balangir | 5104 | EHT (O&M) Division, Nuapada | W143 | 132/33 kV S/S S/D Nuapada | 1000000069 | 132KV CVT | CVT.132OIL.S.C003 | ZCAP_ACT | ZCAP | NOS | 1 | 291666.83 | INR
5000 | Western Zone, Burla | 5100 | EHT (O&M) Circle, Balangir | 5104 | EHT (O&M) Division, Nuapada | W143 | 132/33 kV S/S S/D Nuapada | 1000000069 | 132KV CVT | CVT.132OIL.S.C003 | ZCAP_US | ZCAP | NOS | 1 | 1 | INR
5000 | Western Zone, Burla | 5100 | EHT (O&M) Circle, Balangir | 5104 | EHT (O&M) Division, Nuapada | W145 | 132/33 kV S/S S/D Kantabanji | 1000000074 | 7/3.15 MM SIZE G.I. EARTH WIRE | EW.STEEL.A002 | ZCAP_ACT | ZCAP | KM | 0.158 | 7576.5 | INR
5000 | Western Zone, Burla | 5100 | EHT (O&M) Circle, Balangir | 5104 | EHT (O&M) Division, Nuapada | W145 | 132/33 kV S/S S/D Kantabanji | 1000000077 | 132KV DI WITH DOUBLE BREAK W/O ES 800A | ISO.132DI.DB.A001 | ZCAP_ACT | ZCAP | SET | 1 | 715452.08 | INR
5000 | Western Zone, Burla | 5100 | EHT (O&M) Circle, Balangir | 5104 | EHT (O&M) Division, Nuapada | W142 | 132/33 kV T/L S/S S/D Khariar | 1000000086 | 132KV 1200A SI W/O ES ISOLATORS | ISO.132SI.DB.A002 | ZCAP_ACT | ZCAP | SET | 1 | 165368.3 | INR
5000 | Western Zone, Burla | 5100 | EHT (O&M) Circle, Balangir | 5104 | EHT (O&M) Division, Nuapada | W143 | 132/33 kV S/S S/D Nuapada | 1000000088 | 132KV 2000A W/O E/S Single Isolator | ISO.132SI.DB.G002 | ZCAP_ACT | ZCAP | SET | 1 | 100 | INR
5000 | Western Zone, Burla | 5100 | EHT (O&M) Circle, Balangir | 5104 | EHT (O&M) Division, Nuapada | W145 | 132/33 kV S/S S/D Kantabanji | 1000000118 | 132KV OIL SP 2C IVT/PT | IVT.132OIL.S.B004 | ZCAP_ACT | ZCAP | NOS | 1 | 140843 | INR
5000 | Western Zone, Burla | 5100 | EHT (O&M) Circle, Balangir | 5104 | EHT (O&M) Division, Nuapada | W144 | 132/33 kV S/S S/D Padampur | 1000000122 | 36KV 2C SP IVT/PT | IVT.36OIL.S.B003 | ZCAP_ACT | ZCAP | NOS | 1 | 19674.73 | INR
5000 | Western Zone, Burla | 5100 | EHT (O&M) Circle, Balangir | 5104 | EHT (O&M) Division, Nuapada | W145 | 132/33 kV S/S S/D Kantabanji | 1000000122 | 36KV 2C SP IVT/PT | IVT.36OIL.S.B003 | ZCAP_ACT | ZCAP | NOS | 2 | 39349.46 | INR
5000 | Western Zone, Burla | 5100 | EHT (O&M) Circle, Balangir | 5104 | EHT (O&M) Division, Nuapada | W143 | 132/33 kV S/S S/D Nuapada | 1000000122 | 36KV 2C SP IVT/PT | IVT.36OIL.S.B003 | ZCAP_ACT | ZCAP | NOS | 1 | 19674.73 | INR
5000 | Western Zone, Burla | 5100 | EHT (O&M) Circle, Balangir | 5104 | EHT (O&M) Division, Nuapada | W143 | 132/33 kV S/S S/D Nuapada | 1000000122 | 36KV 2C SP IVT/PT | IVT.36OIL.S.B003 | ZCAP_SH | ZCAP | NOS | 4 | 78698.92 | INR
5000 | Western Zone, Burla | 5100 | EHT (O&M) Circle, Balangir | 5104 | EHT (O&M) Division, Nuapada | W144 | 132/33 kV S/S S/D Padampur | 1000000130 | 132KV SURGE ARRESTER OF 120 KV | SA.145MO.GL.A001 | ZCAP_ACT | ZCAP | NOS | 1 | 28934.97 | INR
5000 | Western Zone, Burla | 5100 | EHT (O&M) Circle, Balangir | 5104 | EHT (O&M) Division, Nuapada | W145 | 132/33 kV S/S S/D Kantabanji | 1000000130 | 132KV SURGE ARRESTER OF 120 KV | SA.145MO.GL.A001 | ZCAP_ACT | ZCAP | NOS | 1 | 28934.96 | INR
5000 | Western Zone, Burla | 5100 | EHT (O&M) Circle, Balangir | 5104 | EHT (O&M) Division, Nuapada | W144 | 132/33 kV S/S S/D Padampur | 1000000134 | 36KV MO W/O SURGE ARRESTER | SA.36MO.WOR.A001 | ZCAP_ACT | ZCAP | NOS | 1 | 7824.02 | INR
5000 | Western Zone, Burla | 5100 | EHT (O&M) Circle, Balangir | 5104 | EHT (O&M) Division, Nuapada | W142 | 132/33 kV T/L S/S S/D Khariar | 1000000134 | 36KV MO W/O SURGE ARRESTER | SA.36MO.WOR.A001 | ZCAP_ACT | ZCAP | NOS | 1 | 7824.02 | INR
5000 | Western Zone, Burla | 5100 | EHT (O&M) Circle, Balangir | 5104 | EHT (O&M) Division, Nuapada | W143 | 132/33 kV S/S S/D Nuapada | 1000000162 | 132 KV DA Type TOWER | TWR.132DA.L.B001 | ZCAP_ACT | ZCAP | MT | 28.35 | 1978533.5 | INR
5000 | Western Zone, Burla | 5100 | EHT (O&M) Circle, Balangir | 5104 | EHT (O&M) Division, Nuapada | W143 | 132/33 kV S/S S/D Nuapada | 1000000164 | +3 Extension to 132KV DA type Tower | TWR.132DA+3.L.B001 | ZCAP_ACT | ZCAP | MT | 0.882 | 61555.29 | INR
5000 | Western Zone, Burla | 5100 | EHT (O&M) Circle, Balangir | 5104 | EHT (O&M) Division, Nuapada | W143 | 132/33 kV S/S S/D Nuapada | 1000000165 | +6 Extension to 132KV DA type Tower | TWR.132DA+6.L.B001 | ZCAP_ACT | ZCAP | MT | 0.721 | 50351.37 | INR
5000 | Western Zone, Burla | 5100 | EHT (O&M) Circle, Balangir | 5104 | EHT (O&M) Division, Nuapada | W143 | 132/33 kV S/S S/D Nuapada | 1000000166 | +9 Extension to 132KV DA type Tower | TWR.132DA+9.L.B001 | ZCAP_ACT | ZCAP | MT | 1.67 | 116549.03 | INR
5000 | Western Zone, Burla | 5100 | EHT (O&M) Circle, Balangir | 5104 | EHT (O&M) Division, Nuapada | W143 | 132/33 kV S/S S/D Nuapada | 1000000167 | 132 KV DB Type Normal Tower | TWR.132DB.L.B001 | ZCAP_ACT | ZCAP | MT | 8.669 | 605034.34 | INR
5000 | Western Zone, Burla | 5100 | EHT (O&M) Circle, Balangir | 5104 | EHT (O&M) Division, Nuapada | W143 | 132/33 kV S/S S/D Nuapada | 1000000169 | +6 Extension to 132KV DB type Tower | TWR.132DB+6.L.B001 | ZCAP_ACT | ZCAP | MT | 1.481 | 103359.6 | INR
5000 | Western Zone, Burla | 5100 | EHT (O&M) Circle, Balangir | 5104 | EHT (O&M) Division, Nuapada | W143 | 132/33 kV S/S S/D Nuapada | 1000000170 | +9 Extension to 132KV DB type Tower | TWR.132DB+9.L.B001 | ZCAP_ACT | ZCAP | MT | 2.214 | 154521.22 | INR
5000 | Western Zone, Burla | 5100 | EHT (O&M) Circle, Balangir | 5104 | EHT (O&M) Division, Nuapada | W143 | 132/33 kV S/S S/D Nuapada | 1000000173 | 132 KV DC EMC DESIGN TOWER | TWR.132DC.L.B001 | ZCAP_ACT | ZCAP | MT | 9.137 | 637687.22 | INR
5000 | Western Zone, Burla | 5100 | EHT (O&M) Circle, Balangir | 5104 | EHT (O&M) Division, Nuapada | W143 | 132/33 kV S/S S/D Nuapada | 1000000176 | 3 mtr extension to 132KV DC TOWER in MT | TWR.132DC+3.L.B001 | ZCAP_ACT | ZCAP | MT | 1.017 | 70950.29 | INR
5000 | Western Zone, Burla | 5100 | EHT (O&M) Circle, Balangir | 5104 | EHT (O&M) Division, Nuapada | W143 | 132/33 kV S/S S/D Nuapada | 1000000178 | 6 mtr extension to 132KV DC TOWER in MT | TWR.132DC+6.L.B001 | ZCAP_ACT | ZCAP | MT | 1.81 | 126351.59 | INR
5000 | Western Zone, Burla | 5100 | EHT (O&M) Circle, Balangir | 5104 | EHT (O&M) Division, Nuapada | W143 | 132/33 kV S/S S/D Nuapada | 1000000179 | +9 Extension to 132KV DC type Tower | TWR.132DC+9.L.B001 | ZCAP_ACT | ZCAP | MT | 2.449 | 170924.43 | INR
5000 | Western Zone, Burla | 5100 | EHT (O&M) Circle, Balangir | 5104 | EHT (O&M) Division, Nuapada | W143 | 132/33 kV S/S S/D Nuapada | 1000000181 | 132 KV DD type Normal Tower IN MT | TWR.132DD.L.B001 | ZCAP_ACT | ZCAP | MT | 5.551 | 387394.55 | INR
5000 | Western Zone, Burla | 5100 | EHT (O&M) Circle, Balangir | 5104 | EHT (O&M) Division, Nuapada | W143 | 132/33 kV S/S S/D Nuapada | 1000000182 | 132 KV DD TYPE TOWER | TWR.132DD.L.B002 | ZCAP_ACT | ZCAP | MT | 5.858 | 408837.92 | INR
5000 | Western Zone, Burla | 5100 | EHT (O&M) Circle, Balangir | 5104 | EHT (O&M) Division, Nuapada | W143 | 132/33 kV S/S S/D Nuapada | 1000000186 | 3 mtr extension to 132KV DD TOWER in MT | TWR.132DD+3.L.B001 | ZCAP_ACT | ZCAP | MT | 1.368 | 95468.56 | INR
5000 | Western Zone, Burla | 5100 | EHT (O&M) Circle, Balangir | 5104 | EHT (O&M) Division, Nuapada | W143 | 132/33 kV S/S S/D Nuapada | 1000000188 | +9 Extension to 132KV DD type Tower | TWR.132DD+9.L.B001 | ZCAP_ACT | ZCAP | MT | 2.992 | 208833.81 | INR
5000 | Western Zone, Burla | 5100 | EHT (O&M) Circle, Balangir | 5104 | EHT (O&M) Division, Nuapada | W143 | 132/33 kV S/S S/D Nuapada | 1000000189 | 132 KV PA TYPE TOWER MEMBER | TWR.132PA.L.A003 | ZCAP_ACT | ZCAP | MT | 5.814 | 540851.77 | INR
5000 | Western Zone, Burla | 5100 | EHT (O&M) Circle, Balangir | 5104 | EHT (O&M) Division, Nuapada | W145 | 132/33 kV S/S S/D Kantabanji | 1000000190 | 3mtr extension to 132 KV PA type Tower | TWR.132PA+3.L.A001 | ZCAP_ACT | ZCAP | MT | 0.5 | 34641 | INR
5000 | Western Zone, Burla | 5100 | EHT (O&M) Circle, Balangir | 5104 | EHT (O&M) Division, Nuapada | W145 | 132/33 kV S/S S/D Kantabanji | 1000000196 | 6Mtr extension to 132KV PB Tower | TWR.132PB+6.L.A001 | ZCAP_ACT | ZCAP | MT | 1.044 | 72378.91 | INR
5000 | Western Zone, Burla | 5100 | EHT (O&M) Circle, Balangir | 5104 | EHT (O&M) Division, Nuapada | W145 | 132/33 kV S/S S/D Kantabanji | 1000000201 | 6mtr extension to 132 KV PC type Tower | TWR.132PC+6.L.A001 | ZCAP_ACT | ZCAP | MT | 3 | 207846 | INR
5000 | Western Zone, Burla | 5100 | EHT (O&M) Circle, Balangir | 5104 | EHT (O&M) Division, Nuapada | W144 | 132/33 kV S/S S/D Padampur | 1000000295 | 48V,300Ah VRLA Battery | BAT.VRLA.A004 | ZCAP_ACT | ZCAP | SET | 5 | 8759.6 | INR
5000 | Western Zone, Burla | 5100 | EHT (O&M) Circle, Balangir | 5104 | EHT (O&M) Division, Nuapada | W145 | 132/33 kV S/S S/D Kantabanji | 1000000301 | 10 PAIR TELEPHONE AJF | CBLE.TEL.AJF.A010 | ZCAP_ACT | ZCAP | KM | 0.5 | 76000 | INR
5000 | Western Zone, Burla | 5100 | EHT (O&M) Circle, Balangir | 5104 | EHT (O&M) Division, Nuapada | W145 | 132/33 kV S/S S/D Kantabanji | 1000000302 | 25 PAIR TELEPHONE,AJF | CBLE.TEL.AJF.B025 | ZCAP_ACT | ZCAP | KM | 1 | 320000 | INR
5000 | Western Zone, Burla | 5100 | EHT (O&M) Circle, Balangir | 5104 | EHT (O&M) Division, Nuapada | W144 | 132/33 kV S/S S/D Padampur | 1000000321 | 1.5 sqmm 10 Core control cable | CBLE.CTRL.AR.A005 | ZCAP_ACT | ZCAP | KM | 0.398 | 90194.76 | INR
5000 | Western Zone, Burla | 5100 | EHT (O&M) Circle, Balangir | 5104 | EHT (O&M) Division, Nuapada | W144 | 132/33 kV S/S S/D Padampur | 1000000389 | 2.5 MMSQ 2 CORE CONTROL CABLE | CBLE.CTRL.A003 | ZCAP_ACT | ZCAP | KM | 0.692 | 78280.76 | INR
5000 | Western Zone, Burla | 5100 | EHT (O&M) Circle, Balangir | 5104 | EHT (O&M) Division, Nuapada | W145 | 132/33 kV S/S S/D Kantabanji | 2000000022 | SILICAGEL | CNSM.SILICAGEL.A001 | ZCON_ACT | ZCON | KG | 29 | 7557.81 | INR
5000 | Western Zone, Burla | 5100 | EHT (O&M) Circle, Balangir | 5104 | EHT (O&M) Division, Nuapada | W145 | 132/33 kV S/S S/D Kantabanji | 2000000097 | HRC FUSE 4A | ILWR.FUSE.B002 | ZCON_ACT | ZCON | NOS | 55 | 6262 | INR
5000 | Western Zone, Burla | 5100 | EHT (O&M) Circle, Balangir | 5104 | EHT (O&M) Division, Nuapada | W142 | 132/33 kV T/L S/S S/D Khariar | 2000000143 | THREE PHASE MAIN SWITCH (ICTP) | ILWR.ICDP.A001 | ZCON_ACT | ZCON | NOS | 1 | 1 | INR
5000 | Western Zone, Burla | 5100 | EHT (O&M) Circle, Balangir | 5104 | EHT (O&M) Division, Nuapada | W143 | 132/33 kV S/S S/D Nuapada | 2000000178 | SINGLE POLE 6 A MCB | ILWR.MCB.SPN.A002 | ZCON_THEFT | ZCON | NOS | 1 | 500 | INR
5000 | Western Zone, Burla | 5100 | EHT (O&M) Circle, Balangir | 5104 | EHT (O&M) Division, Nuapada | W144 | 132/33 kV S/S S/D Padampur | 2000000181 | THREE POLE DU 100H 63A MCCB | ILWR.MCCB.A002 | ZCON_ACT | ZCON | NOS | 1 | 4000 | INR
5000 | Western Zone, Burla | 5100 | EHT (O&M) Circle, Balangir | 5104 | EHT (O&M) Division, Nuapada | W143 | 132/33 kV S/S S/D Nuapada | 2000000181 | THREE POLE DU 100H 63A MCCB | ILWR.MCCB.A002 | ZCON_ACT | ZCON | NOS | 1 | 4000 | INR
5000 | Western Zone, Burla | 5100 | EHT (O&M) Circle, Balangir | 5104 | EHT (O&M) Division, Nuapada | W143 | 132/33 kV S/S S/D Nuapada | 2000000182 | FOUR POLE DU 250A MCCB | ILWR.MCCB.A004 | ZCON_ACT | ZCON | NOS | 1 | 4170 | INR
5000 | Western Zone, Burla | 5100 | EHT (O&M) Circle, Balangir | 5104 | EHT (O&M) Division, Nuapada | W144 | 132/33 kV S/S S/D Padampur | 2000000182 | FOUR POLE DU 250A MCCB | ILWR.MCCB.A004 | ZCON_ACT | ZCON | NOS | 1 | 4170 | INR
5000 | Western Zone, Burla | 5100 | EHT (O&M) Circle, Balangir | 5104 | EHT (O&M) Division, Nuapada | W143 | 132/33 kV S/S S/D Nuapada | 2000000183 | FOUR POLE 63A METAL CLAD CIRCUIT BREAKER | ILWR.MCCB.B001 | ZCON_ACT | ZCON | NOS | 1 | 4850 | INR
5000 | Western Zone, Burla | 5100 | EHT (O&M) Circle, Balangir | 5104 | EHT (O&M) Division, Nuapada | W144 | 132/33 kV S/S S/D Padampur | 2000000183 | FOUR POLE 63A METAL CLAD CIRCUIT BREAKER | ILWR.MCCB.B001 | ZCON_ACT | ZCON | NOS | 1 | 4850 | INR
5000 | Western Zone, Burla | 5100 | EHT (O&M) Circle, Balangir | 5104 | EHT (O&M) Division, Nuapada | W144 | 132/33 kV S/S S/D Padampur | 2000000184 | 100A 4P MCCB | ILWR.MCCB.B002 | ZCON_ACT | ZCON | NOS | 1 | 6170 | INR
5000 | Western Zone, Burla | 5100 | EHT (O&M) Circle, Balangir | 5104 | EHT (O&M) Division, Nuapada | W143 | 132/33 kV S/S S/D Nuapada | 2000000184 | 100A 4P MCCB | ILWR.MCCB.B002 | ZCON_ACT | ZCON | NOS | 1 | 6170 | INR
5000 | Western Zone, Burla | 5100 | EHT (O&M) Circle, Balangir | 5104 | EHT (O&M) Division, Nuapada | W143 | 132/33 kV S/S S/D Nuapada | 2000000185 | 32A 4Pole MCCB | ILWR.MCCB.B003 | ZCON_ACT | ZCON | NOS | 1 | 5000 | INR
5000 | Western Zone, Burla | 5100 | EHT (O&M) Circle, Balangir | 5104 | EHT (O&M) Division, Nuapada | W144 | 132/33 kV S/S S/D Padampur | 2000000185 | 32A 4Pole MCCB | ILWR.MCCB.B003 | ZCON_ACT | ZCON | NOS | 1 | 5000 | INR
5000 | Western Zone, Burla | 5100 | EHT (O&M) Circle, Balangir | 5104 | EHT (O&M) Division, Nuapada | W144 | 132/33 kV S/S S/D Padampur | 2000000186 | 3Pole 32AMP MCCB | ILWR.MCCB.B004 | ZCON_ACT | ZCON | NOS | 1 | 3800 | INR
5000 | Western Zone, Burla | 5100 | EHT (O&M) Circle, Balangir | 5104 | EHT (O&M) Division, Nuapada | W143 | 132/33 kV S/S S/D Nuapada | 2000000186 | 3Pole 32AMP MCCB | ILWR.MCCB.B004 | ZCON_ACT | ZCON | NOS | 1 | 3800 | INR
5000 | Western Zone, Burla | 5100 | EHT (O&M) Circle, Balangir | 5104 | EHT (O&M) Division, Nuapada | W145 | 132/33 kV S/S S/D Kantabanji | 3000000001 | 220V 350AH BATTERY CHARGER | BAT.220CHRG.T.A007 | ZSPR_ACT | ZSPR | SET | 1 | 591566.91 | INR
5000 | Western Zone, Burla | 5100 | EHT (O&M) Circle, Balangir | 5104 | EHT (O&M) Division, Nuapada | W142 | 132/33 kV T/L S/S S/D Khariar | 3000000024 | NEUTRAL BUSHING FOR 40MVA AREVA Tfr | BUSH.132ARVA.BD07 | ZSPR_ACT | ZSPR | NOS | 1 | 10000 | INR
5000 | Western Zone, Burla | 5100 | EHT (O&M) Circle, Balangir | 5104 | EHT (O&M) Division, Nuapada | W143 | 132/33 kV S/S S/D Nuapada | 3000000040 | HV Bushing for 20MVA 132/33KV IMP Tfr | BUSH.20IMP.AB01 | ZSPR_ACT | ZSPR | NOS | 1 | 125000 | INR
5000 | Western Zone, Burla | 5100 | EHT (O&M) Circle, Balangir | 5104 | EHT (O&M) Division, Nuapada | W145 | 132/33 kV S/S S/D Kantabanji | 3000000074 | LV N. BUSHING WITH ROD OF40MVA BHEL Tfr | BUSH.33BHEL.EB03 | ZSPR_ACT | ZSPR | SET | 2 | 54000 | INR
5000 | Western Zone, Burla | 5100 | EHT (O&M) Circle, Balangir | 5104 | EHT (O&M) Division, Nuapada | W145 | 132/33 kV S/S S/D Kantabanji | 3000000105 | 125 OHM HF COAXIAL CABLE | CBLE.COX.AR.H001 | ZSPR_ACT | ZSPR | KM | 0.172 | 28896 | INR
5000 | Western Zone, Burla | 5100 | EHT (O&M) Circle, Balangir | 5104 | EHT (O&M) Division, Nuapada | W144 | 132/33 kV S/S S/D Padampur | 3000000107 | 2.5SQMM 4C CONTROL CABLE | CBLE.CTRL.AR.C004 | ZSPR_ACT | ZSPR | KM | 0.463 | 80486.53 | INR
5000 | Western Zone, Burla | 5100 | EHT (O&M) Circle, Balangir | 5104 | EHT (O&M) Division, Nuapada | W144 | 132/33 kV S/S S/D Padampur | 3000000107 | 2.5SQMM 4C CONTROL CABLE | CBLE.CTRL.AR.C004 | ZSPR_ACT | ZSPR | KM | 0.338 | 58756.91 | INR
5000 | Western Zone, Burla | 5100 | EHT (O&M) Circle, Balangir | 5104 | EHT (O&M) Division, Nuapada | W144 | 132/33 kV S/S S/D Padampur | 3000000108 | 2.5SQMM 5C CONTROL CABLE | CBLE.CTRL.AR.C005 | ZSPR_ACT | ZSPR | KM | 0.838 | 178946.52 | INR
5000 | Western Zone, Burla | 5100 | EHT (O&M) Circle, Balangir | 5104 | EHT (O&M) Division, Nuapada | W144 | 132/33 kV S/S S/D Padampur | 3000000109 | 2.5SQMM 7C CONTROL CABLE | CBLE.CTRL.AR.C007 | ZSPR_ACT | ZSPR | KM | 0.287 | 77010.71 | INR
5000 | Western Zone, Burla | 5100 | EHT (O&M) Circle, Balangir | 5104 | EHT (O&M) Division, Nuapada | W144 | 132/33 kV S/S S/D Padampur | 3000000111 | 2.5SQMM 12C CONTROL CABLE | CBLE.CTRL.AR.C012 | ZSPR_ACT | ZSPR | KM | 0.586 | 239894.75 | INR
5000 | Western Zone, Burla | 5100 | EHT (O&M) Circle, Balangir | 5104 | EHT (O&M) Division, Nuapada | W145 | 132/33 kV S/S S/D Kantabanji | 3000000111 | 2.5SQMM 12C CONTROL CABLE | CBLE.CTRL.AR.C012 | ZSPR_ACT | ZSPR | KM | 0.235 | 96203.52 | INR
5000 | Western Zone, Burla | 5100 | EHT (O&M) Circle, Balangir | 5104 | EHT (O&M) Division, Nuapada | W144 | 132/33 kV S/S S/D Padampur | 3000000112 | 2.5SQMM 16C CONTROL CABLE | CBLE.CTRL.AR.C016 | ZSPR_ACT | ZSPR | KM | 0.5 | 285660 | INR
5000 | Western Zone, Burla | 5100 | EHT (O&M) Circle, Balangir | 5104 | EHT (O&M) Division, Nuapada | W144 | 132/33 kV S/S S/D Padampur | 3000000113 | 2.5SQMM 19C CONTROL CABLE | CBLE.CTRL.AR.C019 | ZSPR_ACT | ZSPR | KM | 0.125 | 82456.25 | INR
5000 | Western Zone, Burla | 5100 | EHT (O&M) Circle, Balangir | 5104 | EHT (O&M) Division, Nuapada | W142 | 132/33 kV T/L S/S S/D Khariar | 3000000116 | 4C X 2.5SQMM CONTROL ARMOURED CABLE | CBLE.CTRL.AR.D004 | ZSPR_ACT | ZSPR | KM | 0.13 | 22096.1 | INR
5000 | Western Zone, Burla | 5100 | EHT (O&M) Circle, Balangir | 5104 | EHT (O&M) Division, Nuapada | W145 | 132/33 kV S/S S/D Kantabanji | 3000000127 | 2.5 SQMM 19C CONTROL CABLE AR | CBLE.CTRL.AR.D019 | ZSPR_ACT | ZSPR | KM | 0.051 | 24097.5 | INR
5000 | Western Zone, Burla | 5100 | EHT (O&M) Circle, Balangir | 5104 | EHT (O&M) Division, Nuapada | W144 | 132/33 kV S/S S/D Padampur | 3000000127 | 2.5 SQMM 19C CONTROL CABLE AR | CBLE.CTRL.AR.D019 | ZSPR_ACT | ZSPR | KM | 0.112 | 52920 | INR
5000 | Western Zone, Burla | 5100 | EHT (O&M) Circle, Balangir | 5104 | EHT (O&M) Division, Nuapada | W143 | 132/33 kV S/S S/D Nuapada | 3000000133 | 2.5 SQMM 2C CONTROL CABLE LC | CBLE.CTRL.UAR.C002 | ZSPR_THEFT | ZSPR | KM | 811 | 50282 | INR
5000 | Western Zone, Burla | 5100 | EHT (O&M) Circle, Balangir | 5104 | EHT (O&M) Division, Nuapada | W144 | 132/33 kV S/S S/D Padampur | 3000000134 | 2.5SQMM 3C CONTROL CABLE | CBLE.CTRL.UAR.C003 | ZSPR_ACT | ZSPR | KM | 0.69 | 113850 | INR
5000 | Western Zone, Burla | 5100 | EHT (O&M) Circle, Balangir | 5104 | EHT (O&M) Division, Nuapada | W142 | 132/33 kV T/L S/S S/D Khariar | 3000000135 | 2.5 SQMM 4C CONTROL CABLE | CBLE.CTRL.UAR.C004 | ZSPR_ACT | ZSPR | KM | 0.05 | 5591 | INR
5000 | Western Zone, Burla | 5100 | EHT (O&M) Circle, Balangir | 5104 | EHT (O&M) Division, Nuapada | W143 | 132/33 kV S/S S/D Nuapada | 3000000135 | 2.5 SQMM 4C CONTROL CABLE | CBLE.CTRL.UAR.C004 | ZSPR_THEFT | ZSPR | KM | 70 | 7840 | INR
5000 | Western Zone, Burla | 5100 | EHT (O&M) Circle, Balangir | 5104 | EHT (O&M) Division, Nuapada | W143 | 132/33 kV S/S S/D Nuapada | 3000000137 | 2.5 SQMM 7C UR CONTROL CABLE | CBLE.CTRL.UAR.C007 | ZSPR_THEFT | ZSPR | KM | 130 | 23010 | INR
5000 | Western Zone, Burla | 5100 | EHT (O&M) Circle, Balangir | 5104 | EHT (O&M) Division, Nuapada | W144 | 132/33 kV S/S S/D Padampur | 3000000139 | 2.5 SQMM 10C CONTROL CABLE | CBLE.CTRL.UAR.C010 | ZSPR_ACT | ZSPR | KM | 1.544 | 593837.84 | INR
5000 | Western Zone, Burla | 5100 | EHT (O&M) Circle, Balangir | 5104 | EHT (O&M) Division, Nuapada | W142 | 132/33 kV T/L S/S S/D Khariar | 3000000140 | 2.5 SQMM 12C CONTROL CABLE | CBLE.CTRL.UAR.C012 | ZSPR_ACT | ZSPR | KM | 0.07 | 16480.8 | INR
5000 | Western Zone, Burla | 5100 | EHT (O&M) Circle, Balangir | 5104 | EHT (O&M) Division, Nuapada | W143 | 132/33 kV S/S S/D Nuapada | 3000000140 | 2.5 SQMM 12C CONTROL CABLE | CBLE.CTRL.UAR.C012 | ZSPR_THEFT | ZSPR | KM | 556 | 130904.64 | INR
5000 | Western Zone, Burla | 5100 | EHT (O&M) Circle, Balangir | 5104 | EHT (O&M) Division, Nuapada | W145 | 132/33 kV S/S S/D Kantabanji | 3000000145 | 2C X 2.5SQMM CONTROL UNARMOURED CABLE | CBLE.CTRL.UAR.D002 | ZSPR_ACT | ZSPR | KM | 0.2 | 13512.61 | INR
5000 | Western Zone, Burla | 5100 | EHT (O&M) Circle, Balangir | 5104 | EHT (O&M) Division, Nuapada | W144 | 132/33 kV S/S S/D Padampur | 3000000148 | 5C X 2.5SQMM CONTROL UNARMOURED CABLE | CBLE.CTRL.UAR.D005 | ZSPR_ACT | ZSPR | KM | 0.512 | 86430.72 | INR
5000 | Western Zone, Burla | 5100 | EHT (O&M) Circle, Balangir | 5104 | EHT (O&M) Division, Nuapada | W144 | 132/33 kV S/S S/D Padampur | 3000000149 | 7C X 2.5SQMM CONTROL UNARMOURED CABLE | CBLE.CTRL.UAR.D007 | ZSPR_ACT | ZSPR | KM | 0.47 | 106511.4 | INR
5000 | Western Zone, Burla | 5100 | EHT (O&M) Circle, Balangir | 5104 | EHT (O&M) Division, Nuapada | W145 | 132/33 kV S/S S/D Kantabanji | 3000000189 | 2Cx10SQMM AL POWER CABLE | CBLE.PWR.AL.AR.A013 | ZSPR_ACT | ZSPR | KM | 0.175 | 31044.13 | INR
5000 | Western Zone, Burla | 5100 | EHT (O&M) Circle, Balangir | 5104 | EHT (O&M) Division, Nuapada | W144 | 132/33 kV S/S S/D Padampur | 3000000189 | 2Cx10SQMM AL POWER CABLE | CBLE.PWR.AL.AR.A013 | ZSPR_ACT | ZSPR | KM | 0.199 | 35301.6 | INR
5000 | Western Zone, Burla | 5100 | EHT (O&M) Circle, Balangir | 5104 | EHT (O&M) Division, Nuapada | W144 | 132/33 kV S/S S/D Padampur | 3000000192 | 3.5Cx25Sqmm AL PWR cable | CBLE.PWR.AL.AR.D003 | ZSPR_ACT | ZSPR | KM | 0.25 | 25337.5 | INR
5000 | Western Zone, Burla | 5100 | EHT (O&M) Circle, Balangir | 5104 | EHT (O&M) Division, Nuapada | W142 | 132/33 kV T/L S/S S/D Khariar | 3000000192 | 3.5Cx25Sqmm AL PWR cable | CBLE.PWR.AL.AR.D003 | ZSPR_ACT | ZSPR | KM | 0.16 | 16216 | INR
5000 | Western Zone, Burla | 5100 | EHT (O&M) Circle, Balangir | 5104 | EHT (O&M) Division, Nuapada | W144 | 132/33 kV S/S S/D Padampur | 3000000193 | 3.5Cx35 Sqmm AL PWR cable | CBLE.PWR.AL.AR.D004 | ZSPR_ACT | ZSPR | KM | 0.2 | 52527.17 | INR
5000 | Western Zone, Burla | 5100 | EHT (O&M) Circle, Balangir | 5104 | EHT (O&M) Division, Nuapada | W145 | 132/33 kV S/S S/D Kantabanji | 3000000193 | 3.5Cx35 Sqmm AL PWR cable | CBLE.PWR.AL.AR.D004 | ZSPR_ACT | ZSPR | KM | 0.05 | 13131.79 | INR
5000 | Western Zone, Burla | 5100 | EHT (O&M) Circle, Balangir | 5104 | EHT (O&M) Division, Nuapada | W143 | 132/33 kV S/S S/D Nuapada | 3000000193 | 3.5Cx35 Sqmm AL PWR cable | CBLE.PWR.AL.AR.D004 | ZSPR_ACT | ZSPR | KM | 0.089 | 23374.59 | INR
5000 | Western Zone, Burla | 5100 | EHT (O&M) Circle, Balangir | 5104 | EHT (O&M) Division, Nuapada | W145 | 132/33 kV S/S S/D Kantabanji | 3000000193 | 3.5Cx35 Sqmm AL PWR cable | CBLE.PWR.AL.AR.D004 | ZSPR_ACT | ZSPR | KM | 0.2 | 52527.17 | INR
5000 | Western Zone, Burla | 5100 | EHT (O&M) Circle, Balangir | 5104 | EHT (O&M) Division, Nuapada | W144 | 132/33 kV S/S S/D Padampur | 3000000193 | 3.5Cx35 Sqmm AL PWR cable | CBLE.PWR.AL.AR.D004 | ZSPR_ACT | ZSPR | KM | 0.21 | 55153.53 | INR
5000 | Western Zone, Burla | 5100 | EHT (O&M) Circle, Balangir | 5104 | EHT (O&M) Division, Nuapada | W144 | 132/33 kV S/S S/D Padampur | 3000000193 | 3.5Cx35 Sqmm AL PWR cable | CBLE.PWR.AL.AR.D004 | ZSPR_ACT | ZSPR | KM | 0.108 | 28364.67 | INR
5000 | Western Zone, Burla | 5100 | EHT (O&M) Circle, Balangir | 5104 | EHT (O&M) Division, Nuapada | W145 | 132/33 kV S/S S/D Kantabanji | 3000000195 | 3.5Cx70 Sqmm AL PWR cable | CBLE.PWR.AL.AR.D006 | ZSPR_ACT | ZSPR | KM | 0.36 | 140343.94 | INR
5000 | Western Zone, Burla | 5100 | EHT (O&M) Circle, Balangir | 5104 | EHT (O&M) Division, Nuapada | W144 | 132/33 kV S/S S/D Padampur | 3000000195 | 3.5Cx70 Sqmm AL PWR cable | CBLE.PWR.AL.AR.D006 | ZSPR_ACT | ZSPR | KM | 0.597 | 232737.03 | INR
5000 | Western Zone, Burla | 5100 | EHT (O&M) Circle, Balangir | 5104 | EHT (O&M) Division, Nuapada | W143 | 132/33 kV S/S S/D Nuapada | 3000000195 | 3.5Cx70 Sqmm AL PWR cable | CBLE.PWR.AL.AR.D006 | ZSPR_ACT | ZSPR | KM | 0.4 | 155937.71 | INR
5000 | Western Zone, Burla | 5100 | EHT (O&M) Circle, Balangir | 5104 | EHT (O&M) Division, Nuapada | W144 | 132/33 kV S/S S/D Padampur | 3000000196 | 3.5Cx95 Sqmm AL PWR cable | CBLE.PWR.AL.AR.D007 | ZSPR_ACT | ZSPR | KM | 0.167 | 26720 | INR
5000 | Western Zone, Burla | 5100 | EHT (O&M) Circle, Balangir | 5104 | EHT (O&M) Division, Nuapada | W145 | 132/33 kV S/S S/D Kantabanji | 3000000197 | 3.5Cx120 Sqmm AL PWR cable | CBLE.PWR.AL.AR.D008 | ZSPR_ACT | ZSPR | KM | 0.191 | 6902.93 | INR
5000 | Western Zone, Burla | 5100 | EHT (O&M) Circle, Balangir | 5104 | EHT (O&M) Division, Nuapada | W145 | 132/33 kV S/S S/D Kantabanji | 3000000198 | 3.5Cx185 Sqmm AL PWR cable | CBLE.PWR.AL.AR.D010 | ZSPR_ACT | ZSPR | KM | 0.035 | 1899.63 | INR
5000 | Western Zone, Burla | 5100 | EHT (O&M) Circle, Balangir | 5104 | EHT (O&M) Division, Nuapada | W143 | 132/33 kV S/S S/D Nuapada | 3000000200 | 4Cx16 Sqmm AL PWR cable | CBLE.PWR.AL.AR.E002 | ZSPR_ACT | ZSPR | KM | 0.116 | 13627.31 | INR
5000 | Western Zone, Burla | 5100 | EHT (O&M) Circle, Balangir | 5104 | EHT (O&M) Division, Nuapada | W144 | 132/33 kV S/S S/D Padampur | 3000000200 | 4Cx16 Sqmm AL PWR cable | CBLE.PWR.AL.AR.E002 | ZSPR_ACT | ZSPR | KM | 0.28 | 32893.49 | INR
5000 | Western Zone, Burla | 5100 | EHT (O&M) Circle, Balangir | 5104 | EHT (O&M) Division, Nuapada | W145 | 132/33 kV S/S S/D Kantabanji | 3000000208 | 4Cx6 Sqmm AL POWER CABLE | CBLE.PWR.AL.AR.E018 | ZSPR_ACT | ZSPR | KM | 0.095 | 9612.72 | INR
5000 | Western Zone, Burla | 5100 | EHT (O&M) Circle, Balangir | 5104 | EHT (O&M) Division, Nuapada | W144 | 132/33 kV S/S S/D Padampur | 3000000208 | 4Cx6 Sqmm AL POWER CABLE | CBLE.PWR.AL.AR.E018 | ZSPR_ACT | ZSPR | KM | 0.4 | 40474.63 | INR
5000 | Western Zone, Burla | 5100 | EHT (O&M) Circle, Balangir | 5104 | EHT (O&M) Division, Nuapada | W144 | 132/33 kV S/S S/D Padampur | 3000000208 | 4Cx6 Sqmm AL POWER CABLE | CBLE.PWR.AL.AR.E018 | ZSPR_ACT | ZSPR | KM | 0.149 | 15076.8 | INR
5000 | Western Zone, Burla | 5100 | EHT (O&M) Circle, Balangir | 5104 | EHT (O&M) Division, Nuapada | W144 | 132/33 kV S/S S/D Padampur | 3000000208 | 4Cx6 Sqmm AL POWER CABLE | CBLE.PWR.AL.AR.E018 | ZSPR_ACT | ZSPR | KM | 0.515 | 52111.08 | INR
5000 | Western Zone, Burla | 5100 | EHT (O&M) Circle, Balangir | 5104 | EHT (O&M) Division, Nuapada | W143 | 132/33 kV S/S S/D Nuapada | 3000000208 | 4Cx6 Sqmm AL POWER CABLE | CBLE.PWR.AL.AR.E018 | ZSPR_ACT | ZSPR | KM | 0.341 | 34504.62 | INR
5000 | Western Zone, Burla | 5100 | EHT (O&M) Circle, Balangir | 5104 | EHT (O&M) Division, Nuapada | W144 | 132/33 kV S/S S/D Padampur | 3000000209 | 2Cx6 Sqmm AL POWER CABLE | CBLE.PWR.AL.UAR.A005 | ZSPR_ACT | ZSPR | KM | 0.4 | 21132 | INR
5000 | Western Zone, Burla | 5100 | EHT (O&M) Circle, Balangir | 5104 | EHT (O&M) Division, Nuapada | W145 | 132/33 kV S/S S/D Kantabanji | 3000000215 | 4Cx16SQMM POWER CABLE AL | CBLE.PWR.AL.UAR.E002 | ZSPR_ACT | ZSPR | KM | 0.5 | 64634.21 | INR
5000 | Western Zone, Burla | 5100 | EHT (O&M) Circle, Balangir | 5104 | EHT (O&M) Division, Nuapada | W145 | 132/33 kV S/S S/D Kantabanji | 3000000215 | 4Cx16SQMM POWER CABLE AL | CBLE.PWR.AL.UAR.E002 | ZSPR_ACT | ZSPR | KM | 0.016 | 2068.29 | INR
5000 | Western Zone, Burla | 5100 | EHT (O&M) Circle, Balangir | 5104 | EHT (O&M) Division, Nuapada | W145 | 132/33 kV S/S S/D Kantabanji | 3000000245 | 0.5 SQ.MM 4PTELEPHONE CABLE CU JF | CBLE.TEL.ARJ.A004 | ZSPR_ACT | ZSPR | KM | 0.399 | 13566 | INR
5000 | Western Zone, Burla | 5100 | EHT (O&M) Circle, Balangir | 5104 | EHT (O&M) Division, Nuapada | W142 | 132/33 kV T/L S/S S/D Khariar | 3000000248 | 200/150/100X75X2500M CABLE TRAY | CBLE.TRAY.A001 | ZSPR_ACT | ZSPR | NOS | 34 | 44934.4 | INR
5000 | Western Zone, Burla | 5100 | EHT (O&M) Circle, Balangir | 5104 | EHT (O&M) Division, Nuapada | W142 | 132/33 kV T/L S/S S/D Khariar | 3000000250 | 450x75x2500MM size CABLE TRAY | CBLE.TRAY.A003 | ZSPR_ACT | ZSPR | NOS | 22 | 50203.03 | INR
5000 | Western Zone, Burla | 5100 | EHT (O&M) Circle, Balangir | 5104 | EHT (O&M) Division, Nuapada | W144 | 132/33 kV S/S S/D Padampur | 3000000250 | 450x75x2500MM size CABLE TRAY | CBLE.TRAY.A003 | ZSPR_ACT | ZSPR | NOS | 3 | 6845.87 | INR
5000 | Western Zone, Burla | 5100 | EHT (O&M) Circle, Balangir | 5104 | EHT (O&M) Division, Nuapada | W144 | 132/33 kV S/S S/D Padampur | 3000000253 | G.I Cable Trays(size: 450x75x2500mm) | CBLE.TRAY.A008 | ZSPR_ACT | ZSPR | M | 95 | 133830.3 | INR
5000 | Western Zone, Burla | 5100 | EHT (O&M) Circle, Balangir | 5104 | EHT (O&M) Division, Nuapada | W145 | 132/33 kV S/S S/D Kantabanji | 3000000254 | 300x75x2500 cable tray in mtr | CBLE.TRAY.A015 | ZSPR_ACT | ZSPR | M | 18 | 18210.9 | INR
5000 | Western Zone, Burla | 5100 | EHT (O&M) Circle, Balangir | 5104 | EHT (O&M) Division, Nuapada | W144 | 132/33 kV S/S S/D Padampur | 3000000254 | 300x75x2500 cable tray in mtr | CBLE.TRAY.A015 | ZSPR_ACT | ZSPR | M | 145.5 | 147204.82 | INR
5000 | Western Zone, Burla | 5100 | EHT (O&M) Circle, Balangir | 5104 | EHT (O&M) Division, Nuapada | W145 | 132/33 kV S/S S/D Kantabanji | 3000000255 | 150x75x2500 cable tray in mtr | CBLE.TRAY.A016 | ZSPR_ACT | ZSPR | M | 15 | 9208.84 | INR
5000 | Western Zone, Burla | 5100 | EHT (O&M) Circle, Balangir | 5104 | EHT (O&M) Division, Nuapada | W144 | 132/33 kV S/S S/D Padampur | 3000000255 | 150x75x2500 cable tray in mtr | CBLE.TRAY.A016 | ZSPR_ACT | ZSPR | M | 162 | 99455.48 | INR
5000 | Western Zone, Burla | 5100 | EHT (O&M) Circle, Balangir | 5104 | EHT (O&M) Division, Nuapada | W145 | 132/33 kV S/S S/D Kantabanji | 3000000261 | DIFFERENT TYPES OF ASSORTED CLAMPS | CLMP.ASRT.A001 | ZSPR_ACT | ZSPR | NOS | 2 | 1300 | INR
5000 | Western Zone, Burla | 5100 | EHT (O&M) Circle, Balangir | 5104 | EHT (O&M) Division, Nuapada | W145 | 132/33 kV S/S S/D Kantabanji | 3000000268 | BIMETALLIC CTSTUD CLAMP 25MM | CLMP.ASRT.A006 | ZSPR_ACT | ZSPR | NOS | 8 | 6480 | INR
5000 | Western Zone, Burla | 5100 | EHT (O&M) Circle, Balangir | 5104 | EHT (O&M) Division, Nuapada | W143 | 132/33 kV S/S S/D Nuapada | 3000000284 | 6bolt Bimetallic CTstud clamp-zebra | CLMP.CT.AL.A016 | ZSPR_ACT | ZSPR | NOS | 3 | 2430 | INR
5000 | Western Zone, Burla | 5100 | EHT (O&M) Circle, Balangir | 5104 | EHT (O&M) Division, Nuapada | W144 | 132/33 kV S/S S/D Padampur | 3000000286 | 132kV CVT clamp | CLMP.CVT.A002 | ZSPR_ACT | ZSPR | NOS | 30 | 40249.8 | INR
5000 | Western Zone, Burla | 5100 | EHT (O&M) Circle, Balangir | 5104 | EHT (O&M) Division, Nuapada | W145 | 132/33 kV S/S S/D Kantabanji | 3000000296 | 132KV Isolator pad calmp for ACSR Zebra | CLMP.ISO.AL.A008 | ZSPR_ACT | ZSPR | NOS | 5 | 4492.08 | INR
5000 | Western Zone, Burla | 5100 | EHT (O&M) Circle, Balangir | 5104 | EHT (O&M) Division, Nuapada | W145 | 132/33 kV S/S S/D Kantabanji | 3000000314 | 220KV LA calmp for Moose | CLMP.LPAD.AL.A006 | ZSPR_ACT | ZSPR | NOS | 2 | 2990.92 | INR
5000 | Western Zone, Burla | 5100 | EHT (O&M) Circle, Balangir | 5104 | EHT (O&M) Division, Nuapada | W142 | 132/33 kV T/L S/S S/D Khariar | 3000000355 | 3 BOLTED PG CLAMP FOR PANTHER -PANTHER | CLMP.PG.C001 | ZSPR_ACT | ZSPR | NOS | 20 | 12772.28 | INR
5000 | Western Zone, Burla | 5100 | EHT (O&M) Circle, Balangir | 5104 | EHT (O&M) Division, Nuapada | W144 | 132/33 kV S/S S/D Padampur | 3000000355 | 3 BOLTED PG CLAMP FOR PANTHER -PANTHER | CLMP.PG.C001 | ZSPR_ACT | ZSPR | NOS | 55 | 35123.78 | INR
5000 | Western Zone, Burla | 5100 | EHT (O&M) Circle, Balangir | 5104 | EHT (O&M) Division, Nuapada | W145 | 132/33 kV S/S S/D Kantabanji | 3000000355 | 3 BOLTED PG CLAMP FOR PANTHER -PANTHER | CLMP.PG.C001 | ZSPR_ACT | ZSPR | NOS | 10 | 6386.14 | INR
5000 | Western Zone, Burla | 5100 | EHT (O&M) Circle, Balangir | 5104 | EHT (O&M) Division, Nuapada | W143 | 132/33 kV S/S S/D Nuapada | 3000000355 | 3 BOLTED PG CLAMP FOR PANTHER -PANTHER | CLMP.PG.C001 | ZSPR_ACT | ZSPR | NOS | 7 | 4470.3 | INR
5000 | Western Zone, Burla | 5100 | EHT (O&M) Circle, Balangir | 5104 | EHT (O&M) Division, Nuapada | W144 | 132/33 kV S/S S/D Padampur | 3000000356 | 3 BOLTED PG CLAMP FOR ZEBRA - ZEBRA | CLMP.PG.C002 | ZSPR_ACT | ZSPR | NOS | 57 | 48333.67 | INR
5000 | Western Zone, Burla | 5100 | EHT (O&M) Circle, Balangir | 5104 | EHT (O&M) Division, Nuapada | W143 | 132/33 kV S/S S/D Nuapada | 3000000356 | 3 BOLTED PG CLAMP FOR ZEBRA - ZEBRA | CLMP.PG.C002 | ZSPR_THEFT | ZSPR | NOS | 10 | 6391.1 | INR
5000 | Western Zone, Burla | 5100 | EHT (O&M) Circle, Balangir | 5104 | EHT (O&M) Division, Nuapada | W144 | 132/33 kV S/S S/D Padampur | 3000000357 | 3 BOLTED PG CLAMP FOR ZEBRA - PANTHER | CLMP.PG.C003 | ZSPR_ACT | ZSPR | NOS | 6 | 5826.09 | INR
5000 | Western Zone, Burla | 5100 | EHT (O&M) Circle, Balangir | 5104 | EHT (O&M) Division, Nuapada | W142 | 132/33 kV T/L S/S S/D Khariar | 3000000364 | 4 BOLTED PG CLAMP FOR ZEBRA - ZEBRA | CLMP.PG.D002 | ZSPR_ACT | ZSPR | NOS | 10 | 6055.47 | INR
5000 | Western Zone, Burla | 5100 | EHT (O&M) Circle, Balangir | 5104 | EHT (O&M) Division, Nuapada | W143 | 132/33 kV S/S S/D Nuapada | 3000000364 | 4 BOLTED PG CLAMP FOR ZEBRA - ZEBRA | CLMP.PG.D002 | ZSPR_ACT | ZSPR | NOS | 10 | 6055.47 | INR
5000 | Western Zone, Burla | 5100 | EHT (O&M) Circle, Balangir | 5104 | EHT (O&M) Division, Nuapada | W144 | 132/33 kV S/S S/D Padampur | 3000000364 | 4 BOLTED PG CLAMP FOR ZEBRA - ZEBRA | CLMP.PG.D002 | ZSPR_ACT | ZSPR | NOS | 20 | 12110.94 | INR
5000 | Western Zone, Burla | 5100 | EHT (O&M) Circle, Balangir | 5104 | EHT (O&M) Division, Nuapada | W143 | 132/33 kV S/S S/D Nuapada | 3000000364 | 4 BOLTED PG CLAMP FOR ZEBRA - ZEBRA | CLMP.PG.D002 | ZSPR_THEFT | ZSPR | NOS | 10 | 5773.2 | INR
5000 | Western Zone, Burla | 5100 | EHT (O&M) Circle, Balangir | 5104 | EHT (O&M) Division, Nuapada | W145 | 132/33 kV S/S S/D Kantabanji | 3000000367 | 4 BOLTED PG CLAMP FOR MOOSE- ZEBRA | CLMP.PG.D005 | ZSPR_ACT | ZSPR | NOS | 10 | 7280 | INR
5000 | Western Zone, Burla | 5100 | EHT (O&M) Circle, Balangir | 5104 | EHT (O&M) Division, Nuapada | W142 | 132/33 kV T/L S/S S/D Khariar | 3000000374 | 3BOLTED POST INSULATOR CLAMP ALFOR ZEBRA | CLMP.PI.AL.C001 | ZSPR_ACT | ZSPR | NOS | 4 | 5168.24 | INR
5000 | Western Zone, Burla | 5100 | EHT (O&M) Circle, Balangir | 5104 | EHT (O&M) Division, Nuapada | W142 | 132/33 kV T/L S/S S/D Khariar | 3000000376 | 4BOLTED POST INSULATOR CLAMP ALFOR ZEBRA | CLMP.PI.AL.D001 | ZSPR_ACT | ZSPR | NOS | 6 | 6720 | INR
5000 | Western Zone, Burla | 5100 | EHT (O&M) Circle, Balangir | 5104 | EHT (O&M) Division, Nuapada | W145 | 132/33 kV S/S S/D Kantabanji | 3000000387 | ST CLAMP AL FOR CT STUD-MOOSE | CLMP.ST.THRU.AL.A002 | ZSPR_ACT | ZSPR | NOS | 3 | 1260 | INR
5000 | Western Zone, Burla | 5100 | EHT (O&M) Circle, Balangir | 5104 | EHT (O&M) Division, Nuapada | W145 | 132/33 kV S/S S/D Kantabanji | 3000000388 | T Clamp for Panther run-Panther Drop | CLMP.T.AL.A001 | ZSPR_ACT | ZSPR | NOS | 4 | 2876.59 | INR
5000 | Western Zone, Burla | 5100 | EHT (O&M) Circle, Balangir | 5104 | EHT (O&M) Division, Nuapada | W144 | 132/33 kV S/S S/D Padampur | 3000000388 | T Clamp for Panther run-Panther Drop | CLMP.T.AL.A001 | ZSPR_ACT | ZSPR | NOS | 4 | 2876.59 | INR
5000 | Western Zone, Burla | 5100 | EHT (O&M) Circle, Balangir | 5104 | EHT (O&M) Division, Nuapada | W142 | 132/33 kV T/L S/S S/D Khariar | 3000000388 | T Clamp for Panther run-Panther Drop | CLMP.T.AL.A001 | ZSPR_ACT | ZSPR | NOS | 11 | 7910.62 | INR
5000 | Western Zone, Burla | 5100 | EHT (O&M) Circle, Balangir | 5104 | EHT (O&M) Division, Nuapada | W143 | 132/33 kV S/S S/D Nuapada | 3000000388 | T Clamp for Panther run-Panther Drop | CLMP.T.AL.A001 | ZSPR_ACT | ZSPR | NOS | 13 | 9348.92 | INR
5000 | Western Zone, Burla | 5100 | EHT (O&M) Circle, Balangir | 5104 | EHT (O&M) Division, Nuapada | W142 | 132/33 kV T/L S/S S/D Khariar | 3000000389 | T CLAMP ALFOR PANTHER RUN-ZEBRA DROP | CLMP.T.AL.A002 | ZSPR_ACT | ZSPR | NOS | 10 | 10390.22 | INR
5000 | Western Zone, Burla | 5100 | EHT (O&M) Circle, Balangir | 5104 | EHT (O&M) Division, Nuapada | W143 | 132/33 kV S/S S/D Nuapada | 3000000389 | T CLAMP ALFOR PANTHER RUN-ZEBRA DROP | CLMP.T.AL.A002 | ZSPR_ACT | ZSPR | NOS | 9 | 9351.2 | INR
5000 | Western Zone, Burla | 5100 | EHT (O&M) Circle, Balangir | 5104 | EHT (O&M) Division, Nuapada | W145 | 132/33 kV S/S S/D Kantabanji | 3000000389 | T CLAMP ALFOR PANTHER RUN-ZEBRA DROP | CLMP.T.AL.A002 | ZSPR_ACT | ZSPR | NOS | 10 | 10390.21 | INR
5000 | Western Zone, Burla | 5100 | EHT (O&M) Circle, Balangir | 5104 | EHT (O&M) Division, Nuapada | W145 | 132/33 kV S/S S/D Kantabanji | 3000000391 | T CLAMP ALFOR ZEBRA RUN - ZEBRA DROP | CLMP.T.AL.A004 | ZSPR_ACT | ZSPR | NOS | 4 | 3373.3 | INR
5000 | Western Zone, Burla | 5100 | EHT (O&M) Circle, Balangir | 5104 | EHT (O&M) Division, Nuapada | W142 | 132/33 kV T/L S/S S/D Khariar | 3000000391 | T CLAMP ALFOR ZEBRA RUN - ZEBRA DROP | CLMP.T.AL.A004 | ZSPR_ACT | ZSPR | NOS | 17 | 14336.54 | INR
5000 | Western Zone, Burla | 5100 | EHT (O&M) Circle, Balangir | 5104 | EHT (O&M) Division, Nuapada | W144 | 132/33 kV S/S S/D Padampur | 3000000391 | T CLAMP ALFOR ZEBRA RUN - ZEBRA DROP | CLMP.T.AL.A004 | ZSPR_ACT | ZSPR | NOS | 6 | 5059.95 | INR
5000 | Western Zone, Burla | 5100 | EHT (O&M) Circle, Balangir | 5104 | EHT (O&M) Division, Nuapada | W143 | 132/33 kV S/S S/D Nuapada | 3000000391 | T CLAMP ALFOR ZEBRA RUN - ZEBRA DROP | CLMP.T.AL.A004 | ZSPR_ACT | ZSPR | NOS | 13 | 10963.23 | INR
5000 | Western Zone, Burla | 5100 | EHT (O&M) Circle, Balangir | 5104 | EHT (O&M) Division, Nuapada | W145 | 132/33 kV S/S S/D Kantabanji | 3000000394 | T-CLAMP ACSR MOOSE RUN AND MOOSE DROP | CLMP.T.AL.A007 | ZSPR_ACT | ZSPR | NOS | 6 | 3120 | INR
5000 | Western Zone, Burla | 5100 | EHT (O&M) Circle, Balangir | 5104 | EHT (O&M) Division, Nuapada | W145 | 132/33 kV S/S S/D Kantabanji | 3000000396 | T CLAMP AL DOG RUN- PANTHER DROP | CLMP.T.AL.A009 | ZSPR_ACT | ZSPR | NOS | 3 | 1119 | INR
5000 | Western Zone, Burla | 5100 | EHT (O&M) Circle, Balangir | 5104 | EHT (O&M) Division, Nuapada | W143 | 132/33 kV S/S S/D Nuapada | 3000000404 | T-Clamp Al Zebra run-Zebra drop 8Bolt | CLMP.T.AL.A028 | ZSPR_ACT | ZSPR | NOS | 1 | 1515 | INR
5000 | Western Zone, Burla | 5100 | EHT (O&M) Circle, Balangir | 5104 | EHT (O&M) Division, Nuapada | W144 | 132/33 kV S/S S/D Padampur | 3000000405 | SPR T CLAMP AL TWIN ZEBRA RUN-ZEBRA DROP | CLMP.T.AL.B001 | ZSPR_ACT | ZSPR | NOS | 10 | 11242.17 | INR
5000 | Western Zone, Burla | 5100 | EHT (O&M) Circle, Balangir | 5104 | EHT (O&M) Division, Nuapada | W145 | 132/33 kV S/S S/D Kantabanji | 3000000405 | SPR T CLAMP AL TWIN ZEBRA RUN-ZEBRA DROP | CLMP.T.AL.B001 | ZSPR_ACT | ZSPR | NOS | 9 | 10117.95 | INR
5000 | Western Zone, Burla | 5100 | EHT (O&M) Circle, Balangir | 5104 | EHT (O&M) Division, Nuapada | W145 | 132/33 kV S/S S/D Kantabanji | 3000000427 | PA ROD ACSR PANTHER IN SET | COND.ACCES.B002 | ZSPR_ACT | ZSPR | NOS | 2 | 1352.84 | INR
5000 | Western Zone, Burla | 5100 | EHT (O&M) Circle, Balangir | 5104 | EHT (O&M) Division, Nuapada | W143 | 132/33 kV S/S S/D Nuapada | 3000000427 | PA ROD ACSR PANTHER IN SET | COND.ACCES.B002 | ZSPR_ACT | ZSPR | NOS | 4 | 2705.67 | INR
5000 | Western Zone, Burla | 5100 | EHT (O&M) Circle, Balangir | 5104 | EHT (O&M) Division, Nuapada | W145 | 132/33 kV S/S S/D Kantabanji | 3000000437 | MS JOINT FOR ACSR PANTHER CONDUCTOR | COND.ACCES.C002 | ZSPR_ACT | ZSPR | NOS | 65 | 33371.02 | INR
5000 | Western Zone, Burla | 5100 | EHT (O&M) Circle, Balangir | 5104 | EHT (O&M) Division, Nuapada | W144 | 132/33 kV S/S S/D Padampur | 3000000437 | MS JOINT FOR ACSR PANTHER CONDUCTOR | COND.ACCES.C002 | ZSPR_ACT | ZSPR | NOS | 321 | 164801.52 | INR
5000 | Western Zone, Burla | 5100 | EHT (O&M) Circle, Balangir | 5104 | EHT (O&M) Division, Nuapada | W143 | 132/33 kV S/S S/D Nuapada | 3000000437 | MS JOINT FOR ACSR PANTHER CONDUCTOR | COND.ACCES.C002 | ZSPR_ACT | ZSPR | NOS | 16 | 8214.41 | INR
5000 | Western Zone, Burla | 5100 | EHT (O&M) Circle, Balangir | 5104 | EHT (O&M) Division, Nuapada | W142 | 132/33 kV T/L S/S S/D Khariar | 3000000447 | SPACER FOR ACSR TWIN ZEBRA CONDUCTOR | COND.ACCES.D001 | ZSPR_ACT | ZSPR | NOS | 10 | 5300 | INR
5000 | Western Zone, Burla | 5100 | EHT (O&M) Circle, Balangir | 5104 | EHT (O&M) Division, Nuapada | W145 | 132/33 kV S/S S/D Kantabanji | 3000000455 | VD OFACSR PANTHER CONDUCTOR | COND.ACCES.E002 | ZSPR_ACT | ZSPR | NOS | 6 | 3325.66 | INR
5000 | Western Zone, Burla | 5100 | EHT (O&M) Circle, Balangir | 5104 | EHT (O&M) Division, Nuapada | W144 | 132/33 kV S/S S/D Padampur | 3000000455 | VD OFACSR PANTHER CONDUCTOR | COND.ACCES.E002 | ZSPR_ACT | ZSPR | NOS | 1061 | 588088.09 | INR
5000 | Western Zone, Burla | 5100 | EHT (O&M) Circle, Balangir | 5104 | EHT (O&M) Division, Nuapada | W143 | 132/33 kV S/S S/D Nuapada | 3000000455 | VD OFACSR PANTHER CONDUCTOR | COND.ACCES.E002 | ZSPR_ACT | ZSPR | NOS | 6 | 3325.66 | INR
5000 | Western Zone, Burla | 5100 | EHT (O&M) Circle, Balangir | 5104 | EHT (O&M) Division, Nuapada | W142 | 132/33 kV T/L S/S S/D Khariar | 3000000455 | VD OFACSR PANTHER CONDUCTOR | COND.ACCES.E002 | ZSPR_ACT | ZSPR | NOS | 2 | 1108.55 | INR
5000 | Western Zone, Burla | 5100 | EHT (O&M) Circle, Balangir | 5104 | EHT (O&M) Division, Nuapada | W142 | 132/33 kV T/L S/S S/D Khariar | 3000000456 | VD OF ACSR ZEBRA CONDUCTOR | COND.ACCES.E003 | ZSPR_ACT | ZSPR | NOS | 120 | 54834 | INR
5000 | Western Zone, Burla | 5100 | EHT (O&M) Circle, Balangir | 5104 | EHT (O&M) Division, Nuapada | W144 | 132/33 kV S/S S/D Padampur | 3000000465 | REPAIR SLEEVE FOR ACSR PANTHER CONDUCTOR | COND.ACCES.F002 | ZSPR_ACT | ZSPR | NOS | 440 | 105252.3 | INR
5000 | Western Zone, Burla | 5100 | EHT (O&M) Circle, Balangir | 5104 | EHT (O&M) Division, Nuapada | W145 | 132/33 kV S/S S/D Kantabanji | 3000000465 | REPAIR SLEEVE FOR ACSR PANTHER CONDUCTOR | COND.ACCES.F002 | ZSPR_ACT | ZSPR | NOS | 44 | 10525.23 | INR
5000 | Western Zone, Burla | 5100 | EHT (O&M) Circle, Balangir | 5104 | EHT (O&M) Division, Nuapada | W144 | 132/33 kV S/S S/D Padampur | 3000000573 | COUNTERPOISE EARTHING | ERTH.CNTR.POISE.A001 | ZSPR_ACT | ZSPR | KG | 40 | 34173.8 | INR
5000 | Western Zone, Burla | 5100 | EHT (O&M) Circle, Balangir | 5104 | EHT (O&M) Division, Nuapada | W144 | 132/33 kV S/S S/D Padampur | 3000000574 | EARTHING DEVICE | ERTH.DEVICE.A001 | ZSPR_ACT | ZSPR | NOS | 16 | 51519.68 | INR
5000 | Western Zone, Burla | 5100 | EHT (O&M) Circle, Balangir | 5104 | EHT (O&M) Division, Nuapada | W142 | 132/33 kV T/L S/S S/D Khariar | 3000000582 | EARTHING:50X6mm GI Flat | ERTH.FLAT.GI.A005 | ZSPR_ACT | ZSPR | KG | 150 | 14814.08 | INR
5000 | Western Zone, Burla | 5100 | EHT (O&M) Circle, Balangir | 5104 | EHT (O&M) Division, Nuapada | W144 | 132/33 kV S/S S/D Padampur | 3000000582 | EARTHING:50X6mm GI Flat | ERTH.FLAT.GI.A005 | ZSPR_ACT | ZSPR | KG | 3441.13 | 339847.94 | INR
5000 | Western Zone, Burla | 5100 | EHT (O&M) Circle, Balangir | 5104 | EHT (O&M) Division, Nuapada | W144 | 132/33 kV S/S S/D Padampur | 3000000583 | 75 X 10 MM GI EARTH FLAT in KG | ERTH.FLAT.GI.A006 | ZSPR_ACT | ZSPR | KG | 360 | 32908.16 | INR
5000 | Western Zone, Burla | 5100 | EHT (O&M) Circle, Balangir | 5104 | EHT (O&M) Division, Nuapada | W143 | 132/33 kV S/S S/D Nuapada | 3000000583 | 75 X 10 MM GI EARTH FLAT in KG | ERTH.FLAT.GI.A006 | ZSPR_ACT | ZSPR | KG | 2087 | 190775.9 | INR
5000 | Western Zone, Burla | 5100 | EHT (O&M) Circle, Balangir | 5104 | EHT (O&M) Division, Nuapada | W144 | 132/33 kV S/S S/D Padampur | 3000000585 | EARTHING CONDUCTOR:75X10 mm GI Flat | ERTH.FLAT.GI.A011 | ZSPR_ACT | ZSPR | KM | 1.903 | 1169168.55 | INR
5000 | Western Zone, Burla | 5100 | EHT (O&M) Circle, Balangir | 5104 | EHT (O&M) Division, Nuapada | W145 | 132/33 kV S/S S/D Kantabanji | 3000000586 | 75 X 10mm GI Earth Flat in Mt | ERTH.FLAT.GI.A012 | ZSPR_ACT | ZSPR | MT | 1.58 | 146504.48 | INR
5000 | Western Zone, Burla | 5100 | EHT (O&M) Circle, Balangir | 5104 | EHT (O&M) Division, Nuapada | W143 | 132/33 kV S/S S/D Nuapada | 3000000596 | Earth spike | ERTH.PIPE.GI.C002 | ZSPR_ACT | ZSPR | NOS | 1 | 7196.89 | INR
5000 | Western Zone, Burla | 5100 | EHT (O&M) Circle, Balangir | 5104 | EHT (O&M) Division, Nuapada | W144 | 132/33 kV S/S S/D Padampur | 3000000598 | 50 MM GI SPIKE EARTHING PIPE | ERTH.PIPE.GI.C005 | ZSPR_ACT | ZSPR | NOS | 2 | 14393.78 | INR
5000 | Western Zone, Burla | 5100 | EHT (O&M) Circle, Balangir | 5104 | EHT (O&M) Division, Nuapada | W144 | 132/33 kV S/S S/D Padampur | 3000000603 | 40x3000 MM MS ROD FOR EARTHING | ERTH.ROD.MS.A001 | ZSPR_ACT | ZSPR | NOS | 47 | 126116.04 | INR
5000 | Western Zone, Burla | 5100 | EHT (O&M) Circle, Balangir | 5104 | EHT (O&M) Division, Nuapada | W144 | 132/33 kV S/S S/D Padampur | 3000000604 | EARTHING CONDUCTOR: 40mm MS rod | ERTH.ROD.MS.A002 | ZSPR_ACT | ZSPR | KM | 0.084 | 156775.92 | INR
5000 | Western Zone, Burla | 5100 | EHT (O&M) Circle, Balangir | 5104 | EHT (O&M) Division, Nuapada | W143 | 132/33 kV S/S S/D Nuapada | 3000000613 | MID SPAN JOINT FOR 7/3.15MM EARTH WIRE | EW.ACCES.A002 | ZSPR_ACT | ZSPR | NOS | 1 | 143.36 | INR
5000 | Western Zone, Burla | 5100 | EHT (O&M) Circle, Balangir | 5104 | EHT (O&M) Division, Nuapada | W145 | 132/33 kV S/S S/D Kantabanji | 3000000613 | MID SPAN JOINT FOR 7/3.15MM EARTH WIRE | EW.ACCES.A002 | ZSPR_ACT | ZSPR | NOS | 21 | 3010.64 | INR
5000 | Western Zone, Burla | 5100 | EHT (O&M) Circle, Balangir | 5104 | EHT (O&M) Division, Nuapada | W145 | 132/33 kV S/S S/D Kantabanji | 3000000618 | REPAIR SLEEVE FOR 7/3.15 MM EARTH WIRE | EW.ACCES.C002 | ZSPR_ACT | ZSPR | NOS | 14 | 2711.68 | INR
5000 | Western Zone, Burla | 5100 | EHT (O&M) Circle, Balangir | 5104 | EHT (O&M) Division, Nuapada | W143 | 132/33 kV S/S S/D Nuapada | 3000000618 | REPAIR SLEEVE FOR 7/3.15 MM EARTH WIRE | EW.ACCES.C002 | ZSPR_ACT | ZSPR | NOS | 3 | 581.08 | INR
5000 | Western Zone, Burla | 5100 | EHT (O&M) Circle, Balangir | 5104 | EHT (O&M) Division, Nuapada | W144 | 132/33 kV S/S S/D Padampur | 3000000739 | DS HARDWARE FITTING ACSR PANTHER | HWF.DS.A002 | ZSPR_ACT | ZSPR | NOS | 6 | 28174.86 | INR
5000 | Western Zone, Burla | 5100 | EHT (O&M) Circle, Balangir | 5104 | EHT (O&M) Division, Nuapada | W143 | 132/33 kV S/S S/D Nuapada | 3000000748 | DS HWF AGS for 90 KN insulator | HWF.DS.A016 | ZSPR_ACT | ZSPR | SET | 8 | 35089.9 | INR
5000 | Western Zone, Burla | 5100 | EHT (O&M) Circle, Balangir | 5104 | EHT (O&M) Division, Nuapada | W144 | 132/33 kV S/S S/D Padampur | 3000000748 | DS HWF AGS for 90 KN insulator | HWF.DS.A016 | ZSPR_ACT | ZSPR | SET | 178 | 780750.17 | INR
5000 | Western Zone, Burla | 5100 | EHT (O&M) Circle, Balangir | 5104 | EHT (O&M) Division, Nuapada | W145 | 132/33 kV S/S S/D Kantabanji | 3000000748 | DS HWF AGS for 90 KN insulator | HWF.DS.A016 | ZSPR_ACT | ZSPR | SET | 10 | 43862.37 | INR
5000 | Western Zone, Burla | 5100 | EHT (O&M) Circle, Balangir | 5104 | EHT (O&M) Division, Nuapada | W143 | 132/33 kV S/S S/D Nuapada | 3000000799 | DT Hard ware fittings -120 KN insulator | HWF.DT.A002 | ZSPR_ACT | ZSPR | NOS | 6 | 27114 | INR
5000 | Western Zone, Burla | 5100 | EHT (O&M) Circle, Balangir | 5104 | EHT (O&M) Division, Nuapada | W145 | 132/33 kV S/S S/D Kantabanji | 3000000802 | DT HARDWARE FITTING ACSR TWIN ZEBRA | HWF.DT.A005 | ZSPR_ACT | ZSPR | NOS | 6 | 44869.7 | INR
5000 | Western Zone, Burla | 5100 | EHT (O&M) Circle, Balangir | 5104 | EHT (O&M) Division, Nuapada | W144 | 132/33 kV S/S S/D Padampur | 3000000803 | DT HARDWARE FITTING FOR ACSR PANTHER | HWF.DT.A006 | ZSPR_ACT | ZSPR | NOS | 3 | 15898.68 | INR
5000 | Western Zone, Burla | 5100 | EHT (O&M) Circle, Balangir | 5104 | EHT (O&M) Division, Nuapada | W145 | 132/33 kV S/S S/D Kantabanji | 3000000808 | DT HWF W/O AL PART-ACSR PANTHER | HWF.DT.B002 | ZSPR_ACT | ZSPR | NOS | 2 | 8974.73 | INR
5000 | Western Zone, Burla | 5100 | EHT (O&M) Circle, Balangir | 5104 | EHT (O&M) Division, Nuapada | W145 | 132/33 kV S/S S/D Kantabanji | 3000000822 | SUSPENSION HANGER OF HARDWARE FITTING | HWF.S.HANGER.A001 | ZSPR_ACT | ZSPR | NOS | 6 | 3570 | INR
5000 | Western Zone, Burla | 5100 | EHT (O&M) Circle, Balangir | 5104 | EHT (O&M) Division, Nuapada | W145 | 132/33 kV S/S S/D Kantabanji | 3000000824 | SUSPENSION CLAMP FOR 7/3.15MM EARTHWIRE | HWF.SC.EW.A002 | ZSPR_ACT | ZSPR | NOS | 1 | 601.59 | INR
5000 | Western Zone, Burla | 5100 | EHT (O&M) Circle, Balangir | 5104 | EHT (O&M) Division, Nuapada | W142 | 132/33 kV T/L S/S S/D Khariar | 3000000826 | SUSPENSION CLAMP FOR 7/4.00MM EARTHWIRE | HWF.SC.EW.A004 | ZSPR_ACT | ZSPR | NOS | 16 | 16000 | INR
5000 | Western Zone, Burla | 5100 | EHT (O&M) Circle, Balangir | 5104 | EHT (O&M) Division, Nuapada | W144 | 132/33 kV S/S S/D Padampur | 3000000846 | SS HARDWARE FITTING ACSR PANTHER | HWF.SS.A002 | ZSPR_ACT | ZSPR | NOS | 164 | 452659.5 | INR
5000 | Western Zone, Burla | 5100 | EHT (O&M) Circle, Balangir | 5104 | EHT (O&M) Division, Nuapada | W145 | 132/33 kV S/S S/D Kantabanji | 3000000846 | SS HARDWARE FITTING ACSR PANTHER | HWF.SS.A002 | ZSPR_ACT | ZSPR | NOS | 44 | 121445.23 | INR
5000 | Western Zone, Burla | 5100 | EHT (O&M) Circle, Balangir | 5104 | EHT (O&M) Division, Nuapada | W143 | 132/33 kV S/S S/D Nuapada | 3000000846 | SS HARDWARE FITTING ACSR PANTHER | HWF.SS.A002 | ZSPR_ACT | ZSPR | NOS | 2 | 5520.24 | INR
5000 | Western Zone, Burla | 5100 | EHT (O&M) Circle, Balangir | 5104 | EHT (O&M) Division, Nuapada | W144 | 132/33 kV S/S S/D Padampur | 3000000847 | SS HARDWARE FITTING ACSR ZEBRA | HWF.SS.A003 | ZSPR_ACT | ZSPR | NOS | 3 | 4020.98 | INR
5000 | Western Zone, Burla | 5100 | EHT (O&M) Circle, Balangir | 5104 | EHT (O&M) Division, Nuapada | W143 | 132/33 kV S/S S/D Nuapada | 3000000848 | SS H/W Fitting ACSR Moose | HWF.SS.A004 | ZSPR_ACT | ZSPR | NOS | 4 | 17317.31 | INR
5000 | Western Zone, Burla | 5100 | EHT (O&M) Circle, Balangir | 5104 | EHT (O&M) Division, Nuapada | W144 | 132/33 kV S/S S/D Padampur | 3000000848 | SS H/W Fitting ACSR Moose | HWF.SS.A004 | ZSPR_ACT | ZSPR | NOS | 3 | 12987.98 | INR
5000 | Western Zone, Burla | 5100 | EHT (O&M) Circle, Balangir | 5104 | EHT (O&M) Division, Nuapada | W144 | 132/33 kV S/S S/D Padampur | 3000000849 | SS HARDWARE FITTING ACSR TWIN ZEBRA | HWF.SS.A005 | ZSPR_ACT | ZSPR | NOS | 6 | 19923.66 | INR
5000 | Western Zone, Burla | 5100 | EHT (O&M) Circle, Balangir | 5104 | EHT (O&M) Division, Nuapada | W145 | 132/33 kV S/S S/D Kantabanji | 3000000850 | SS HARDWARE FITTING ACSR TWIN MOOSE | HWF.SS.A006 | ZSPR_ACT | ZSPR | NOS | 4 | 32156.92 | INR
5000 | Western Zone, Burla | 5100 | EHT (O&M) Circle, Balangir | 5104 | EHT (O&M) Division, Nuapada | W144 | 132/33 kV S/S S/D Padampur | 3000000850 | SS HARDWARE FITTING ACSR TWIN MOOSE | HWF.SS.A006 | ZSPR_ACT | ZSPR | NOS | 6 | 48235.38 | INR
5000 | Western Zone, Burla | 5100 | EHT (O&M) Circle, Balangir | 5104 | EHT (O&M) Division, Nuapada | W145 | 132/33 kV S/S S/D Kantabanji | 3000000867 | CLAMP OF SS HWF FOR ACSR MOOSE | HWF.SS.C004 | ZSPR_ACT | ZSPR | NOS | 3 | 12761.55 | INR
5000 | Western Zone, Burla | 5100 | EHT (O&M) Circle, Balangir | 5104 | EHT (O&M) Division, Nuapada | W142 | 132/33 kV T/L S/S S/D Khariar | 3000000871 | ARCING HORN OF SS HWF FOR ACSR PANTHER | HWF.SS.D002 | ZSPR_ACT | ZSPR | NOS | 2 | 400 | INR
5000 | Western Zone, Burla | 5100 | EHT (O&M) Circle, Balangir | 5104 | EHT (O&M) Division, Nuapada | W145 | 132/33 kV S/S S/D Kantabanji | 3000000888 | ST HWF W/O AL PART FOR ACSR PANTHER | HWF.ST.B002 | ZSPR_ACT | ZSPR | NOS | 24 | 63096 | INR
5000 | Western Zone, Burla | 5100 | EHT (O&M) Circle, Balangir | 5104 | EHT (O&M) Division, Nuapada | W144 | 132/33 kV S/S S/D Padampur | 3000000900 | ARCING HORN OF ST HWF FOR ACSR PANTHER | HWF.ST.D002 | ZSPR_ACT | ZSPR | NOS | 582 | 132742.56 | INR
5000 | Western Zone, Burla | 5100 | EHT (O&M) Circle, Balangir | 5104 | EHT (O&M) Division, Nuapada | W145 | 132/33 kV S/S S/D Kantabanji | 3000000906 | TENSION CLAMP FOR EARTHWIRE | HWF.TC.EW.A002 | ZSPR_ACT | ZSPR | NOS | 2 | 1197.56 | INR
5000 | Western Zone, Burla | 5100 | EHT (O&M) Circle, Balangir | 5104 | EHT (O&M) Division, Nuapada | W144 | 132/33 kV S/S S/D Padampur | 3000000919 | Indoor Receptacle Board | ILWR.SW.BOARD.D001 | ZSPR_US | ZSPR | SET | 1 | 13416.6 | INR
5000 | Western Zone, Burla | 5100 | EHT (O&M) Circle, Balangir | 5104 | EHT (O&M) Division, Nuapada | W142 | 132/33 kV T/L S/S S/D Khariar | 3000000925 | ROTARY SWITCH | ILWR.SWITCH.G001 | ZSPR_ACT | ZSPR | NOS | 3 | 8661 | INR
5000 | Western Zone, Burla | 5100 | EHT (O&M) Circle, Balangir | 5104 | EHT (O&M) Division, Nuapada | W145 | 132/33 kV S/S S/D Kantabanji | 3000000931 | 90KN ANTIFOG DISC INSULATOR | INS.AF.DISC.B002 | ZSPR_ACT | ZSPR | NOS | 218 | 266698.69 | INR
5000 | Western Zone, Burla | 5100 | EHT (O&M) Circle, Balangir | 5104 | EHT (O&M) Division, Nuapada | W144 | 132/33 kV S/S S/D Padampur | 3000000931 | 90KN ANTIFOG DISC INSULATOR | INS.AF.DISC.B002 | ZSPR_ACT | ZSPR | NOS | 161 | 196965.55 | INR
5000 | Western Zone, Burla | 5100 | EHT (O&M) Circle, Balangir | 5104 | EHT (O&M) Division, Nuapada | W143 | 132/33 kV S/S S/D Nuapada | 3000000931 | 90KN ANTIFOG DISC INSULATOR | INS.AF.DISC.B002 | ZSPR_ACT | ZSPR | NOS | 381 | 466111.02 | INR
5000 | Western Zone, Burla | 5100 | EHT (O&M) Circle, Balangir | 5104 | EHT (O&M) Division, Nuapada | W145 | 132/33 kV S/S S/D Kantabanji | 3000000932 | 120KN ANTIFOG DISC INSULATOR | INS.AF.DISC.B003 | ZSPR_ACT | ZSPR | NOS | 196 | 210766.38 | INR
5000 | Western Zone, Burla | 5100 | EHT (O&M) Circle, Balangir | 5104 | EHT (O&M) Division, Nuapada | W143 | 132/33 kV S/S S/D Nuapada | 3000000932 | 120KN ANTIFOG DISC INSULATOR | INS.AF.DISC.B003 | ZSPR_ACT | ZSPR | NOS | 14 | 15054.74 | INR
5000 | Western Zone, Burla | 5100 | EHT (O&M) Circle, Balangir | 5104 | EHT (O&M) Division, Nuapada | W144 | 132/33 kV S/S S/D Padampur | 3000000934 | 90KN 132KV ANTIFOG LONG ROD | INS.AF.LR.D002 | ZSPR_ACT | ZSPR | NOS | 4 | 31448.52 | INR
5000 | Western Zone, Burla | 5100 | EHT (O&M) Circle, Balangir | 5104 | EHT (O&M) Division, Nuapada | W145 | 132/33 kV S/S S/D Kantabanji | 3000000943 | 33 KV Bus Post Insulator | INS.POR.BPI.C001 | ZSPR_ACT | ZSPR | NOS | 1 | 1653 | INR
5000 | Western Zone, Burla | 5100 | EHT (O&M) Circle, Balangir | 5104 | EHT (O&M) Division, Nuapada | W143 | 132/33 kV S/S S/D Nuapada | 3000000944 | 132 KV BUS POST INSULATORS | INS.POR.BPI.D001 | ZSPR_ACT | ZSPR | NOS | 2 | 24361 | INR
5000 | Western Zone, Burla | 5100 | EHT (O&M) Circle, Balangir | 5104 | EHT (O&M) Division, Nuapada | W145 | 132/33 kV S/S S/D Kantabanji | 3000000944 | 132 KV BUS POST INSULATORS | INS.POR.BPI.D001 | ZSPR_ACT | ZSPR | NOS | 2 | 24361 | INR
5000 | Western Zone, Burla | 5100 | EHT (O&M) Circle, Balangir | 5104 | EHT (O&M) Division, Nuapada | W142 | 132/33 kV T/L S/S S/D Khariar | 3000000946 | 70KN PORCELAIN DISC INSULATOR | INS.POR.DISC.B001 | ZSPR_ACT | ZSPR | NOS | 28 | 7738.04 | INR
5000 | Western Zone, Burla | 5100 | EHT (O&M) Circle, Balangir | 5104 | EHT (O&M) Division, Nuapada | W144 | 132/33 kV S/S S/D Padampur | 3000000947 | 90KN PORCELAIN DISC INSULATOR | INS.POR.DISC.B002 | ZSPR_ACT | ZSPR | NOS | 1276 | 1400716.24 | INR
5000 | Western Zone, Burla | 5100 | EHT (O&M) Circle, Balangir | 5104 | EHT (O&M) Division, Nuapada | W144 | 132/33 kV S/S S/D Padampur | 3000000948 | 120KN PORCELAIN DISC INSULATOR | INS.POR.DISC.B003 | ZSPR_ACT | ZSPR | NOS | 109 | 89954.25 | INR
5000 | Western Zone, Burla | 5100 | EHT (O&M) Circle, Balangir | 5104 | EHT (O&M) Division, Nuapada | W145 | 132/33 kV S/S S/D Kantabanji | 3000000970 | LMU COMPOSITE TYPE 132 KV WAVE TRAP | LMU.CMPT.A001 | ZSPR_ACT | ZSPR | NOS | 1 | 104101.5 | INR
5000 | Western Zone, Burla | 5100 | EHT (O&M) Circle, Balangir | 5104 | EHT (O&M) Division, Nuapada | W145 | 132/33 kV S/S S/D Kantabanji | 3000000971 | LMDU COMPOSITE TYPE 132KV WAVE TRAP | LMU.CMPT.A002 | ZSPR_ACT | ZSPR | NOS | 1 | 104101.5 | INR
5000 | Western Zone, Burla | 5100 | EHT (O&M) Circle, Balangir | 5104 | EHT (O&M) Division, Nuapada | W145 | 132/33 kV S/S S/D Kantabanji | 3000001002 | EMPTY Tfr OIL BARREL | MISC.EMPTYBRL.A001 | ZSPR_ACT | ZSPR | NOS | 3 | 688.32 | INR
5000 | Western Zone, Burla | 5100 | EHT (O&M) Circle, Balangir | 5104 | EHT (O&M) Division, Nuapada | W144 | 132/33 kV S/S S/D Padampur | 3000001002 | EMPTY Tfr OIL BARREL | MISC.EMPTYBRL.A001 | ZSPR_SH | ZSPR | NOS | 12 | 1483.8 | INR
5000 | Western Zone, Burla | 5100 | EHT (O&M) Circle, Balangir | 5104 | EHT (O&M) Division, Nuapada | W143 | 132/33 kV S/S S/D Nuapada | 3000001002 | EMPTY Tfr OIL BARREL | MISC.EMPTYBRL.A001 | ZSPR_ACT | ZSPR | NOS | 23 | 5277.16 | INR
5000 | Western Zone, Burla | 5100 | EHT (O&M) Circle, Balangir | 5104 | EHT (O&M) Division, Nuapada | W144 | 132/33 kV S/S S/D Padampur | 3000001037 | 60 LB RAIL POLE | MISC.RAILPOLE.A001 | ZSPR_ACT | ZSPR | MT | 0.013 | 670 | INR
5000 | Western Zone, Burla | 5100 | EHT (O&M) Circle, Balangir | 5104 | EHT (O&M) Division, Nuapada | W142 | 132/33 kV T/L S/S S/D Khariar | 3000001045 | 5.5MTR RAIL POLE | MISC.RAILPOLE.A011 | ZSPR_ACT | ZSPR | MT | 1 | 39998.5 | INR
5000 | Western Zone, Burla | 5100 | EHT (O&M) Circle, Balangir | 5104 | EHT (O&M) Division, Nuapada | W142 | 132/33 kV T/L S/S S/D Khariar | 3000001068 | 16.0KG SF6 GAS CYLINDER | MISC.SF6CYLNDR.A008 | ZSPR_ACT | ZSPR | NOS | 1 | 40000 | INR
5000 | Western Zone, Burla | 5100 | EHT (O&M) Circle, Balangir | 5104 | EHT (O&M) Division, Nuapada | W145 | 132/33 kV S/S S/D Kantabanji | 3000001073 | 11KG SF6 EMPTY GAS CYLINDER | MISC.SF6CYLNDR.B005 | ZSPR_ACT | ZSPR | NOS | 1 | 50 | INR
5000 | Western Zone, Burla | 5100 | EHT (O&M) Circle, Balangir | 5104 | EHT (O&M) Division, Nuapada | W144 | 132/33 kV S/S S/D Padampur | 3000001076 | ASSORTED SIZE SF6 EMPTY GAS CYLINDER | MISC.SF6CYLNDR.C001 | ZSPR_ACT | ZSPR | NOS | 1 | 50 | INR
5000 | Western Zone, Burla | 5100 | EHT (O&M) Circle, Balangir | 5104 | EHT (O&M) Division, Nuapada | W143 | 132/33 kV S/S S/D Nuapada | 3000001094 | NEW EHV GRADE Napthelin based Tfr OIL | MISC.TFROIL.A001 | ZSPR_ACT | ZSPR | L | 1254 | 148075.17 | INR
5000 | Western Zone, Burla | 5100 | EHT (O&M) Circle, Balangir | 5104 | EHT (O&M) Division, Nuapada | W142 | 132/33 kV T/L S/S S/D Khariar | 3000001094 | NEW EHV GRADE Napthelin based Tfr OIL | MISC.TFROIL.A001 | ZSPR_ACT | ZSPR | L | 100 | 11808.23 | INR
5000 | Western Zone, Burla | 5100 | EHT (O&M) Circle, Balangir | 5104 | EHT (O&M) Division, Nuapada | W143 | 132/33 kV S/S S/D Nuapada | 3000001105 | 0.2s ACCURACY CLASS AEM WITH ACCESSORIES | MTR.0.2S.AEM.A001 | ZSPR_ACT | ZSPR | NOS | 1 | 3500 | INR
5000 | Western Zone, Burla | 5100 | EHT (O&M) Circle, Balangir | 5104 | EHT (O&M) Division, Nuapada | W143 | 132/33 kV S/S S/D Nuapada | 3000001108 | AC Ammeter, 0-600 A | MTR.AMMETER.A.A003 | ZSPR_ACT | ZSPR | NOS | 1 | 655 | INR
5000 | Western Zone, Burla | 5100 | EHT (O&M) Circle, Balangir | 5104 | EHT (O&M) Division, Nuapada | W144 | 132/33 kV S/S S/D Padampur | 3000001108 | AC Ammeter, 0-600 A | MTR.AMMETER.A.A003 | ZSPR_ACT | ZSPR | NOS | 1 | 655 | INR
5000 | Western Zone, Burla | 5100 | EHT (O&M) Circle, Balangir | 5104 | EHT (O&M) Division, Nuapada | W144 | 132/33 kV S/S S/D Padampur | 3000001113 | DC Ammeter 200-0-200 A | MTR.AMMETER.A.A009 | ZSPR_ACT | ZSPR | NOS | 1 | 200 | INR
5000 | Western Zone, Burla | 5100 | EHT (O&M) Circle, Balangir | 5104 | EHT (O&M) Division, Nuapada | W143 | 132/33 kV S/S S/D Nuapada | 3000001113 | DC Ammeter 200-0-200 A | MTR.AMMETER.A.A009 | ZSPR_ACT | ZSPR | NOS | 1 | 200 | INR
5000 | Western Zone, Burla | 5100 | EHT (O&M) Circle, Balangir | 5104 | EHT (O&M) Division, Nuapada | W144 | 132/33 kV S/S S/D Padampur | 3000001144 | 0-500 V AC VOLT METER | MTR.VOLTMETER.A.A003 | ZSPR_ACT | ZSPR | NOS | 1 | 450 | INR
5000 | Western Zone, Burla | 5100 | EHT (O&M) Circle, Balangir | 5104 | EHT (O&M) Division, Nuapada | W143 | 132/33 kV S/S S/D Nuapada | 3000001144 | 0-500 V AC VOLT METER | MTR.VOLTMETER.A.A003 | ZSPR_ACT | ZSPR | NOS | 1 | 450 | INR
5000 | Western Zone, Burla | 5100 | EHT (O&M) Circle, Balangir | 5104 | EHT (O&M) Division, Nuapada | W144 | 132/33 kV S/S S/D Padampur | 3000001146 | DC Voltmeter -300-0-300 V | MTR.VOLTMETER.A.A005 | ZSPR_ACT | ZSPR | NOS | 1 | 400 | INR
5000 | Western Zone, Burla | 5100 | EHT (O&M) Circle, Balangir | 5104 | EHT (O&M) Division, Nuapada | W143 | 132/33 kV S/S S/D Nuapada | 3000001146 | DC Voltmeter -300-0-300 V | MTR.VOLTMETER.A.A005 | ZSPR_ACT | ZSPR | NOS | 1 | 400 | INR
5000 | Western Zone, Burla | 5100 | EHT (O&M) Circle, Balangir | 5104 | EHT (O&M) Division, Nuapada | W143 | 132/33 kV S/S S/D Nuapada | 3000001150 | DIGITAL VOLTMETER | MTR.VOLTMETER.D.B001 | ZSPR_ACT | ZSPR | NOS | 2 | 1600 | INR
5000 | Western Zone, Burla | 5100 | EHT (O&M) Circle, Balangir | 5104 | EHT (O&M) Division, Nuapada | W144 | 132/33 kV S/S S/D Padampur | 3000001153 | ASSORTED SIZE FOUNDATION NUT & BOLT | NBW.ASRT.FDNB.A001 | ZSPR_ACT | ZSPR | NOS | 8 | 3214.72 | INR
5000 | Western Zone, Burla | 5100 | EHT (O&M) Circle, Balangir | 5104 | EHT (O&M) Division, Nuapada | W142 | 132/33 kV T/L S/S S/D Khariar | 3000001153 | ASSORTED SIZE FOUNDATION NUT & BOLT | NBW.ASRT.FDNB.A001 | ZSPR_ACT | ZSPR | NOS | 4 | 1607.36 | INR
5000 | Western Zone, Burla | 5100 | EHT (O&M) Circle, Balangir | 5104 | EHT (O&M) Division, Nuapada | W144 | 132/33 kV S/S S/D Padampur | 3000001154 | NUTS AND BOLTS | NBW.ASRT.GINB.A001 | ZSPR_ACT | ZSPR | KG | 10123.192 | 1461141.5 | INR
5000 | Western Zone, Burla | 5100 | EHT (O&M) Circle, Balangir | 5104 | EHT (O&M) Division, Nuapada | W144 | 132/33 kV S/S S/D Padampur | 3000001157 | 40 X 1050 BOTHEND THREAD FNB | NBW.FDN.NB.A005 | ZSPR_ACT | ZSPR | NOS | 4 | 960 | INR
5000 | Western Zone, Burla | 5100 | EHT (O&M) Circle, Balangir | 5104 | EHT (O&M) Division, Nuapada | W143 | 132/33 kV S/S S/D Nuapada | 3000001182 | 16 X 35 MM GI HALF THREAD NUT & BOLT | NBW.GINB.A006 | ZSPR_ACT | ZSPR | KG | 240.004 | 26698.04 | INR
5000 | Western Zone, Burla | 5100 | EHT (O&M) Circle, Balangir | 5104 | EHT (O&M) Division, Nuapada | W143 | 132/33 kV S/S S/D Nuapada | 3000001183 | 16 X 40 MM GI HALF THREAD NUT & BOLT | NBW.GINB.A007 | ZSPR_ACT | ZSPR | KG | 209.552 | 24148.02 | INR
5000 | Western Zone, Burla | 5100 | EHT (O&M) Circle, Balangir | 5104 | EHT (O&M) Division, Nuapada | W145 | 132/33 kV S/S S/D Kantabanji | 3000001183 | 16 X 40 MM GI HALF THREAD NUT & BOLT | NBW.GINB.A007 | ZSPR_ACT | ZSPR | KG | 148 | 17054.99 | INR
5000 | Western Zone, Burla | 5100 | EHT (O&M) Circle, Balangir | 5104 | EHT (O&M) Division, Nuapada | W143 | 132/33 kV S/S S/D Nuapada | 3000001184 | 16 X 45 MM GI HALF THREAD NUT & BOLT | NBW.GINB.A008 | ZSPR_ACT | ZSPR | KG | 127.418 | 16863.98 | INR
5000 | Western Zone, Burla | 5100 | EHT (O&M) Circle, Balangir | 5104 | EHT (O&M) Division, Nuapada | W145 | 132/33 kV S/S S/D Kantabanji | 3000001184 | 16 X 45 MM GI HALF THREAD NUT & BOLT | NBW.GINB.A008 | ZSPR_ACT | ZSPR | KG | 196 | 25940.93 | INR
5000 | Western Zone, Burla | 5100 | EHT (O&M) Circle, Balangir | 5104 | EHT (O&M) Division, Nuapada | W143 | 132/33 kV S/S S/D Nuapada | 3000001185 | 16X50MM GI HALF THREAD NUT & BOLT | NBW.GINB.A009 | ZSPR_ACT | ZSPR | KG | 133.476 | 14986.15 | INR
5000 | Western Zone, Burla | 5100 | EHT (O&M) Circle, Balangir | 5104 | EHT (O&M) Division, Nuapada | W145 | 132/33 kV S/S S/D Kantabanji | 3000001185 | 16X50MM GI HALF THREAD NUT & BOLT | NBW.GINB.A009 | ZSPR_ACT | ZSPR | KG | 171 | 19199.19 | INR
5000 | Western Zone, Burla | 5100 | EHT (O&M) Circle, Balangir | 5104 | EHT (O&M) Division, Nuapada | W143 | 132/33 kV S/S S/D Nuapada | 3000001186 | 16X55MM GI HALF THREAD NUT & BOLT | NBW.GINB.A010 | ZSPR_ACT | ZSPR | KG | 7.34 | 816.5 | INR
5000 | Western Zone, Burla | 5100 | EHT (O&M) Circle, Balangir | 5104 | EHT (O&M) Division, Nuapada | W143 | 132/33 kV S/S S/D Nuapada | 3000001222 | Antitheft Nuts and bolts of 16x35 mm | NBW.GINB.B019 | ZSPR_ACT | ZSPR | KG | 173.068 | 19252.08 | INR
5000 | Western Zone, Burla | 5100 | EHT (O&M) Circle, Balangir | 5104 | EHT (O&M) Division, Nuapada | W143 | 132/33 kV S/S S/D Nuapada | 3000001223 | Antitheft Nuts and bolts of 16x40 mm | NBW.GINB.B020 | ZSPR_ACT | ZSPR | KG | 172.454 | 19183.78 | INR
5000 | Western Zone, Burla | 5100 | EHT (O&M) Circle, Balangir | 5104 | EHT (O&M) Division, Nuapada | W143 | 132/33 kV S/S S/D Nuapada | 3000001244 | 16 X 4MM THICK PACK / FLAT GI WASHER | NBW.GIWSR.A014 | ZSPR_ACT | ZSPR | KG | 0.792 | 88.1 | INR
5000 | Western Zone, Burla | 5100 | EHT (O&M) Circle, Balangir | 5104 | EHT (O&M) Division, Nuapada | W143 | 132/33 kV S/S S/D Nuapada | 3000001245 | 16 X 5MM THICK PACK / FLAT GI WASHER | NBW.GIWSR.A015 | ZSPR_ACT | ZSPR | KG | 10.052 | 1118.18 | INR
5000 | Western Zone, Burla | 5100 | EHT (O&M) Circle, Balangir | 5104 | EHT (O&M) Division, Nuapada | W143 | 132/33 kV S/S S/D Nuapada | 3000001246 | 16 X 6MM THICK PACK / FLAT GI WASHER | NBW.GIWSR.A016 | ZSPR_ACT | ZSPR | KG | 0.546 | 60.74 | INR
5000 | Western Zone, Burla | 5100 | EHT (O&M) Circle, Balangir | 5104 | EHT (O&M) Division, Nuapada | W143 | 132/33 kV S/S S/D Nuapada | 3000001247 | 16 X 8MM THICK PACK / FLAT GI WASHER | NBW.GIWSR.A017 | ZSPR_ACT | ZSPR | KG | 4.58 | 509.48 | INR
5000 | Western Zone, Burla | 5100 | EHT (O&M) Circle, Balangir | 5104 | EHT (O&M) Division, Nuapada | W143 | 132/33 kV S/S S/D Nuapada | 3000001248 | 16 X 10MM THICK PACK / FLAT GI WASHER | NBW.GIWSR.A018 | ZSPR_ACT | ZSPR | KG | 8.58 | 954.44 | INR
5000 | Western Zone, Burla | 5100 | EHT (O&M) Circle, Balangir | 5104 | EHT (O&M) Division, Nuapada | W145 | 132/33 kV S/S S/D Kantabanji | 3000001256 | STANDARD SIZE SPRING GI WASHER | NBW.GIWSR.B001 | ZSPR_ACT | ZSPR | KG | 19 | 1998 | INR
5000 | Western Zone, Burla | 5100 | EHT (O&M) Circle, Balangir | 5104 | EHT (O&M) Division, Nuapada | W143 | 132/33 kV S/S S/D Nuapada | 3000001257 | GI Spring washer M-16( 3.5MM Thickness) | NBW.GIWSR.B002 | ZSPR_ACT | ZSPR | KG | 91.302 | 10156.43 | INR
5000 | Western Zone, Burla | 5100 | EHT (O&M) Circle, Balangir | 5104 | EHT (O&M) Division, Nuapada | W143 | 132/33 kV S/S S/D Nuapada | 3000001268 | Antitheft Nuts and bolts of 16x45 mm | NBW.MSNB.A010 | ZSPR_ACT | ZSPR | KG | 26.496 | 2947.42 | INR
5000 | Western Zone, Burla | 5100 | EHT (O&M) Circle, Balangir | 5104 | EHT (O&M) Division, Nuapada | W144 | 132/33 kV S/S S/D Padampur | 3000001309 | SWITCH YARD RECEPTACLE BOARD | PNL.SY.BOARD.A001 | ZSPR_US | ZSPR | NOS | 1 | 58898.88 | INR
5000 | Western Zone, Burla | 5100 | EHT (O&M) Circle, Balangir | 5104 | EHT (O&M) Division, Nuapada | W144 | 132/33 kV S/S S/D Padampur | 3000001309 | SWITCH YARD RECEPTACLE BOARD | PNL.SY.BOARD.A001 | ZSPR_ACT | ZSPR | NOS | 1 | 28309.4 | INR
5000 | Western Zone, Burla | 5100 | EHT (O&M) Circle, Balangir | 5104 | EHT (O&M) Division, Nuapada | W143 | 132/33 kV S/S S/D Nuapada | 3000001309 | SWITCH YARD RECEPTACLE BOARD | PNL.SY.BOARD.A001 | ZSPR_ACT | ZSPR | NOS | 1 | 28309.4 | INR
5000 | Western Zone, Burla | 5100 | EHT (O&M) Circle, Balangir | 5104 | EHT (O&M) Division, Nuapada | W144 | 132/33 kV S/S S/D Padampur | 3000001320 | Used Numerical Relay | RCVR.EF.RLAY.A001 | ZSPR_US | ZSPR | NOS | 4 | 720 | INR
5000 | Western Zone, Burla | 5100 | EHT (O&M) Circle, Balangir | 5104 | EHT (O&M) Division, Nuapada | W145 | 132/33 kV S/S S/D Kantabanji | 3000001323 | Air Break Auxiliary contactor Relay | RLAY.AIR.ACR.A001 | ZSPR_ACT | ZSPR | NOS | 4 | 20537 | INR
5000 | Western Zone, Burla | 5100 | EHT (O&M) Circle, Balangir | 5104 | EHT (O&M) Division, Nuapada | W143 | 132/33 kV S/S S/D Nuapada | 3000001325 | 8 WINDOW FACIA ANNUNCIATOR RELAY | RLAY.ANCITOR.A001 | ZSPR_US | ZSPR | NOS | 2 | 10000 | INR
5000 | Western Zone, Burla | 5100 | EHT (O&M) Circle, Balangir | 5104 | EHT (O&M) Division, Nuapada | W145 | 132/33 kV S/S S/D Kantabanji | 3000001328 | 16 Window Annunciation fascia | RLAY.ANCITOR.A004 | ZSPR_ACT | ZSPR | NOS | 1 | 11747 | INR
5000 | Western Zone, Burla | 5100 | EHT (O&M) Circle, Balangir | 5104 | EHT (O&M) Division, Nuapada | W142 | 132/33 kV T/L S/S S/D Khariar | 3000001330 | AXU RELAY FOR ALARM AND TRIP | RLAY.AUX.A002 | ZSPR_ACT | ZSPR | NOS | 1 | 4000 | INR
5000 | Western Zone, Burla | 5100 | EHT (O&M) Circle, Balangir | 5104 | EHT (O&M) Division, Nuapada | W143 | 132/33 kV S/S S/D Nuapada | 3000001330 | AXU RELAY FOR ALARM AND TRIP | RLAY.AUX.A002 | ZSPR_ACT | ZSPR | NOS | 1 | 4000 | INR
5000 | Western Zone, Burla | 5100 | EHT (O&M) Circle, Balangir | 5104 | EHT (O&M) Division, Nuapada | W144 | 132/33 kV S/S S/D Padampur | 3000001330 | AXU RELAY FOR ALARM AND TRIP | RLAY.AUX.A002 | ZSPR_ACT | ZSPR | NOS | 4 | 16000 | INR
5000 | Western Zone, Burla | 5100 | EHT (O&M) Circle, Balangir | 5104 | EHT (O&M) Division, Nuapada | W145 | 132/33 kV S/S S/D Kantabanji | 3000001333 | Auxiliary relay | RLAY.AUX.A023 | ZSPR_ACT | ZSPR | NOS | 1 | 8751.33 | INR
5000 | Western Zone, Burla | 5100 | EHT (O&M) Circle, Balangir | 5104 | EHT (O&M) Division, Nuapada | W144 | 132/33 kV S/S S/D Padampur | 3000001333 | Auxiliary relay | RLAY.AUX.A023 | ZSPR_ACT | ZSPR | NOS | 1 | 8751.33 | INR
5000 | Western Zone, Burla | 5100 | EHT (O&M) Circle, Balangir | 5104 | EHT (O&M) Division, Nuapada | W143 | 132/33 kV S/S S/D Nuapada | 3000001333 | Auxiliary relay | RLAY.AUX.A023 | ZSPR_ACT | ZSPR | NOS | 4 | 35005.34 | INR
5000 | Western Zone, Burla | 5100 | EHT (O&M) Circle, Balangir | 5104 | EHT (O&M) Division, Nuapada | W143 | 132/33 kV S/S S/D Nuapada | 3000001347 | NUMERIC DIFFERENTIAL RELAY | RLAY.DIFFTIAL.C001 | ZSPR_ACT | ZSPR | NOS | 1 | 184599 | INR
5000 | Western Zone, Burla | 5100 | EHT (O&M) Circle, Balangir | 5104 | EHT (O&M) Division, Nuapada | W145 | 132/33 kV S/S S/D Kantabanji | 3000001347 | NUMERIC DIFFERENTIAL RELAY | RLAY.DIFFTIAL.C001 | ZSPR_ACT | ZSPR | NOS | 1 | 184599 | INR
5000 | Western Zone, Burla | 5100 | EHT (O&M) Circle, Balangir | 5104 | EHT (O&M) Division, Nuapada | W145 | 132/33 kV S/S S/D Kantabanji | 3000001351 | Numerical Feeder Management Relay | RLAY.DP.C001 | ZSPR_ACT | ZSPR | NOS | 1 | 155639.17 | INR
5000 | Western Zone, Burla | 5100 | EHT (O&M) Circle, Balangir | 5104 | EHT (O&M) Division, Nuapada | W143 | 132/33 kV S/S S/D Nuapada | 3000001351 | Numerical Feeder Management Relay | RLAY.DP.C001 | ZSPR_ACT | ZSPR | NOS | 1 | 155639.16 | INR
5000 | Western Zone, Burla | 5100 | EHT (O&M) Circle, Balangir | 5104 | EHT (O&M) Division, Nuapada | W144 | 132/33 kV S/S S/D Padampur | 3000001352 | Distance Protection Relay(Cat-A) | RLAY.DP.C003 | ZSPR_ACT | ZSPR | NOS | 2 | 258000 | INR
5000 | Western Zone, Burla | 5100 | EHT (O&M) Circle, Balangir | 5104 | EHT (O&M) Division, Nuapada | W143 | 132/33 kV S/S S/D Nuapada | 3000001367 | EARTH FAULT NON DIR BACK UP RELAY | RLAY.EMBACKUP.E001 | ZSPR_US | ZSPR | NOS | 2 | 2 | INR
5000 | Western Zone, Burla | 5100 | EHT (O&M) Circle, Balangir | 5104 | EHT (O&M) Division, Nuapada | W143 | 132/33 kV S/S S/D Nuapada | 3000001375 | Instantaneous High Set O/C relay | RLAY.INS.A001 | ZSPR_ACT | ZSPR | NOS | 1 | 6500 | INR
5000 | Western Zone, Burla | 5100 | EHT (O&M) Circle, Balangir | 5104 | EHT (O&M) Division, Nuapada | W144 | 132/33 kV S/S S/D Padampur | 3000001375 | Instantaneous High Set O/C relay | RLAY.INS.A001 | ZSPR_ACT | ZSPR | NOS | 1 | 6500 | INR
5000 | Western Zone, Burla | 5100 | EHT (O&M) Circle, Balangir | 5104 | EHT (O&M) Division, Nuapada | W143 | 132/33 kV S/S S/D Nuapada | 3000001377 | Instantaneous Earth Fault relay | RLAY.INS.A003 | ZSPR_ACT | ZSPR | NOS | 1 | 1830 | INR
5000 | Western Zone, Burla | 5100 | EHT (O&M) Circle, Balangir | 5104 | EHT (O&M) Division, Nuapada | W144 | 132/33 kV S/S S/D Padampur | 3000001377 | Instantaneous Earth Fault relay | RLAY.INS.A003 | ZSPR_ACT | ZSPR | NOS | 1 | 1830 | INR
5000 | Western Zone, Burla | 5100 | EHT (O&M) Circle, Balangir | 5104 | EHT (O&M) Division, Nuapada | W142 | 132/33 kV T/L S/S S/D Khariar | 3000001385 | ELECTROMAGNETIC MASTER TRIP RELAY | RLAY.MTRIP.A001 | ZSPR_ACT | ZSPR | NOS | 3 | 14676.19 | INR
5000 | Western Zone, Burla | 5100 | EHT (O&M) Circle, Balangir | 5104 | EHT (O&M) Division, Nuapada | W145 | 132/33 kV S/S S/D Kantabanji | 3000001385 | ELECTROMAGNETIC MASTER TRIP RELAY | RLAY.MTRIP.A001 | ZSPR_ACT | ZSPR | NOS | 1 | 4892.06 | INR
5000 | Western Zone, Burla | 5100 | EHT (O&M) Circle, Balangir | 5104 | EHT (O&M) Division, Nuapada | W143 | 132/33 kV S/S S/D Nuapada | 3000001389 | Master trip relay Numerical | RLAY.MTRIP.A006 | ZSPR_ACT | ZSPR | NOS | 1 | 3712.95 | INR
5000 | Western Zone, Burla | 5100 | EHT (O&M) Circle, Balangir | 5104 | EHT (O&M) Division, Nuapada | W144 | 132/33 kV S/S S/D Padampur | 3000001389 | Master trip relay Numerical | RLAY.MTRIP.A006 | ZSPR_ACT | ZSPR | NOS | 4 | 14851.8 | INR
5000 | Western Zone, Burla | 5100 | EHT (O&M) Circle, Balangir | 5104 | EHT (O&M) Division, Nuapada | W143 | 132/33 kV S/S S/D Nuapada | 3000001390 | High Burden Master Trip Relay | RLAY.MTRIP.A007 | ZSPR_ACT | ZSPR | NOS | 1 | 3500 | INR
5000 | Western Zone, Burla | 5100 | EHT (O&M) Circle, Balangir | 5104 | EHT (O&M) Division, Nuapada | W144 | 132/33 kV S/S S/D Padampur | 3000001391 | High Speed Tripping Relay | RLAY.MTRIP.A010 | ZSPR_ACT | ZSPR | NOS | 1 | 12000 | INR
5000 | Western Zone, Burla | 5100 | EHT (O&M) Circle, Balangir | 5104 | EHT (O&M) Division, Nuapada | W143 | 132/33 kV S/S S/D Nuapada | 3000001391 | High Speed Tripping Relay | RLAY.MTRIP.A010 | ZSPR_ACT | ZSPR | NOS | 1 | 12000 | INR
5000 | Western Zone, Burla | 5100 | EHT (O&M) Circle, Balangir | 5104 | EHT (O&M) Division, Nuapada | W142 | 132/33 kV T/L S/S S/D Khariar | 3000001396 | Restricted Earth fault Relay (with M&R) | RLAY.NU.REF.A001 | ZSPR_ACT | ZSPR | NOS | 4 | 44840 | INR
5000 | Western Zone, Burla | 5100 | EHT (O&M) Circle, Balangir | 5104 | EHT (O&M) Division, Nuapada | W145 | 132/33 kV S/S S/D Kantabanji | 3000001403 | OC E/F DIR NUMERIC BACKUP RELAY | RLAY.NUMBACKUP.B001 | ZSPR_ACT | ZSPR | NOS | 1 | 51920 | INR
5000 | Western Zone, Burla | 5100 | EHT (O&M) Circle, Balangir | 5104 | EHT (O&M) Division, Nuapada | W143 | 132/33 kV S/S S/D Nuapada | 3000001411 | Instantaneous Over Voltage Relay | RLAY.OVERVOLT.A001 | ZSPR_ACT | ZSPR | NOS | 2 | 23600 | INR
5000 | Western Zone, Burla | 5100 | EHT (O&M) Circle, Balangir | 5104 | EHT (O&M) Division, Nuapada | W144 | 132/33 kV S/S S/D Padampur | 3000001411 | Instantaneous Over Voltage Relay | RLAY.OVERVOLT.A001 | ZSPR_ACT | ZSPR | NOS | 2 | 23600 | INR
5000 | Western Zone, Burla | 5100 | EHT (O&M) Circle, Balangir | 5104 | EHT (O&M) Division, Nuapada | W144 | 132/33 kV S/S S/D Padampur | 3000001426 | Instantaneous Under Voltage Relay | RLAY.UNDRVOLT.A003 | ZSPR_ACT | ZSPR | NOS | 2 | 19160 | INR
5000 | Western Zone, Burla | 5100 | EHT (O&M) Circle, Balangir | 5104 | EHT (O&M) Division, Nuapada | W145 | 132/33 kV S/S S/D Kantabanji | 3000001469 | AVR SPARE CARD 48V BATTERY CHARGER | SPR.48CHRG.AVR.C001 | ZSPR_ACT | ZSPR | NOS | 1 | 73483 | INR
5000 | Western Zone, Burla | 5100 | EHT (O&M) Circle, Balangir | 5104 | EHT (O&M) Division, Nuapada | W142 | 132/33 kV T/L S/S S/D Khariar | 3000001479 | BATTERY JUNCTION BOX | SPR.BAT.CLDN.A001 | ZSPR_ACT | ZSPR | NOS | 1 | 1500 | INR
5000 | Western Zone, Burla | 5100 | EHT (O&M) Circle, Balangir | 5104 | EHT (O&M) Division, Nuapada | W145 | 132/33 kV S/S S/D Kantabanji | 3000001523 | One Pole assembly of 132KV SF6 CB | SPR.BKR132ABB.D021 | ZSPR_ACT | ZSPR | NOS | 1 | 367417 | INR
5000 | Western Zone, Burla | 5100 | EHT (O&M) Circle, Balangir | 5104 | EHT (O&M) Division, Nuapada | W145 | 132/33 kV S/S S/D Kantabanji | 3000001566 | DENSITY MONITOR 132KV CGL MAKE SF6 CB | SPR.BKR132CGL.D004 | ZSPR_ACT | ZSPR | NOS | 1 | 12247 | INR
5000 | Western Zone, Burla | 5100 | EHT (O&M) Circle, Balangir | 5104 | EHT (O&M) Division, Nuapada | W143 | 132/33 kV S/S S/D Nuapada | 3000001567 | CLOSING COIL FOR 132KV CGL MAKE SF6 CB | SPR.BKR132CGL.D005 | ZSPR_ACT | ZSPR | NOS | 3 | 5654.46 | INR
5000 | Western Zone, Burla | 5100 | EHT (O&M) Circle, Balangir | 5104 | EHT (O&M) Division, Nuapada | W145 | 132/33 kV S/S S/D Kantabanji | 3000001567 | CLOSING COIL FOR 132KV CGL MAKE SF6 CB | SPR.BKR132CGL.D005 | ZSPR_ACT | ZSPR | NOS | 2 | 3769.64 | INR
5000 | Western Zone, Burla | 5100 | EHT (O&M) Circle, Balangir | 5104 | EHT (O&M) Division, Nuapada | W144 | 132/33 kV S/S S/D Padampur | 3000001568 | TRIPPING/CLOSING COIL 132KV CGL SF6 CB | SPR.BKR132CGL.D006 | ZSPR_ACT | ZSPR | NOS | 4 | 6782.74 | INR
5000 | Western Zone, Burla | 5100 | EHT (O&M) Circle, Balangir | 5104 | EHT (O&M) Division, Nuapada | W143 | 132/33 kV S/S S/D Nuapada | 3000001572 | ONE POLE ASSEMBLE 132KV CGL MAKE SF6 CB | SPR.BKR132CGL.D010 | ZSPR_ACT | ZSPR | NOS | 1 | 75000 | INR
5000 | Western Zone, Burla | 5100 | EHT (O&M) Circle, Balangir | 5104 | EHT (O&M) Division, Nuapada | W143 | 132/33 kV S/S S/D Nuapada | 3000001580 | GAS PRESSURE GAUGE 132KV CGL SF6 CB | SPR.BKR132CGL.D019 | ZSPR_ACT | ZSPR | NOS | 1 | 1571 | INR
5000 | Western Zone, Burla | 5100 | EHT (O&M) Circle, Balangir | 5104 | EHT (O&M) Division, Nuapada | W143 | 132/33 kV S/S S/D Nuapada | 3000001581 | Shock absorber 132 kV CGL make SF6 CB | SPR.BKR132CGL.D020 | ZSPR_ACT | ZSPR | NOS | 1 | 1000 | INR
5000 | Western Zone, Burla | 5100 | EHT (O&M) Circle, Balangir | 5104 | EHT (O&M) Division, Nuapada | W144 | 132/33 kV S/S S/D Padampur | 3000001582 | GAS CONNECTING PIPE 132KV CGL SF6 CB | SPR.BKR132CGL.D021 | ZSPR_ACT | ZSPR | NOS | 2 | 1600 | INR
5000 | Western Zone, Burla | 5100 | EHT (O&M) Circle, Balangir | 5104 | EHT (O&M) Division, Nuapada | W143 | 132/33 kV S/S S/D Nuapada | 3000001582 | GAS CONNECTING PIPE 132KV CGL SF6 CB | SPR.BKR132CGL.D021 | ZSPR_THEFT | ZSPR | NOS | 1 | 800 | INR
5000 | Western Zone, Burla | 5100 | EHT (O&M) Circle, Balangir | 5104 | EHT (O&M) Division, Nuapada | W143 | 132/33 kV S/S S/D Nuapada | 3000001583 | NON RETURN VALVE 132KV CGL MAKE SF6 CB | SPR.BKR132CGL.D022 | ZSPR_ACT | ZSPR | NOS | 1 | 10 | INR
5000 | Western Zone, Burla | 5100 | EHT (O&M) Circle, Balangir | 5104 | EHT (O&M) Division, Nuapada | W144 | 132/33 kV S/S S/D Padampur | 3000001584 | Single pole limb set of 132KV CGL SF6 CB | SPR.BKR132CGL.D023 | ZSPR_ACT | ZSPR | NOS | 2 | 150000 | INR
5000 | Western Zone, Burla | 5100 | EHT (O&M) Circle, Balangir | 5104 | EHT (O&M) Division, Nuapada | W144 | 132/33 kV S/S S/D Padampur | 3000001593 | CLOSE COIL ASSEMBLY 132KV CGL SF6 | SPR.BKR132CGL.D034 | ZSPR_ACT | ZSPR | NOS | 2 | 1500 | INR
5000 | Western Zone, Burla | 5100 | EHT (O&M) Circle, Balangir | 5104 | EHT (O&M) Division, Nuapada | W143 | 132/33 kV S/S S/D Nuapada | 3000001593 | CLOSE COIL ASSEMBLY 132KV CGL SF6 | SPR.BKR132CGL.D034 | ZSPR_ACT | ZSPR | NOS | 1 | 750 | INR
5000 | Western Zone, Burla | 5100 | EHT (O&M) Circle, Balangir | 5104 | EHT (O&M) Division, Nuapada | W144 | 132/33 kV S/S S/D Padampur | 3000001594 | AUXILARY SWITCH 4NO+4NC 132KV CGL SF6 CB | SPR.BKR132CGL.D035 | ZSPR_ACT | ZSPR | NOS | 1 | 1200 | INR
5000 | Western Zone, Burla | 5100 | EHT (O&M) Circle, Balangir | 5104 | EHT (O&M) Division, Nuapada | W145 | 132/33 kV S/S S/D Kantabanji | 3000001595 | Auxiliary ContaCT132KV CGL SF6 CB | SPR.BKR132CGL.D036 | ZSPR_ACT | ZSPR | NOS | 1 | 5590.94 | INR
5000 | Western Zone, Burla | 5100 | EHT (O&M) Circle, Balangir | 5104 | EHT (O&M) Division, Nuapada | W143 | 132/33 kV S/S S/D Nuapada | 3000001595 | Auxiliary ContaCT132KV CGL SF6 CB | SPR.BKR132CGL.D036 | ZSPR_ACT | ZSPR | NOS | 3 | 16772.81 | INR
5000 | Western Zone, Burla | 5100 | EHT (O&M) Circle, Balangir | 5104 | EHT (O&M) Division, Nuapada | W143 | 132/33 kV S/S S/D Nuapada | 3000001599 | GAS DENSITY SWITCH 132KV CGL SF6 | SPR.BKR132CGL.D041 | ZSPR_ACT | ZSPR | NOS | 1 | 500 | INR
5000 | Western Zone, Burla | 5100 | EHT (O&M) Circle, Balangir | 5104 | EHT (O&M) Division, Nuapada | W144 | 132/33 kV S/S S/D Padampur | 3000001599 | GAS DENSITY SWITCH 132KV CGL SF6 | SPR.BKR132CGL.D041 | ZSPR_ACT | ZSPR | NOS | 2 | 1000 | INR
5000 | Western Zone, Burla | 5100 | EHT (O&M) Circle, Balangir | 5104 | EHT (O&M) Division, Nuapada | W144 | 132/33 kV S/S S/D Padampur | 3000001600 | TRIP COIL ASSEMBLY 132KV SF6 CGL | SPR.BKR132CGL.D043 | ZSPR_ACT | ZSPR | NOS | 3 | 3041 | INR
5000 | Western Zone, Burla | 5100 | EHT (O&M) Circle, Balangir | 5104 | EHT (O&M) Division, Nuapada | W143 | 132/33 kV S/S S/D Nuapada | 3000001601 | TRIP COIL OF 132KV SF6 CGL | SPR.BKR132CGL.D044 | ZSPR_THEFT | ZSPR | NOS | 2 | 1500 | INR
5000 | Western Zone, Burla | 5100 | EHT (O&M) Circle, Balangir | 5104 | EHT (O&M) Division, Nuapada | W144 | 132/33 kV S/S S/D Padampur | 3000001602 | TERMINAL PAD FOR 132 KV SF6 CGL BREAKER | SPR.BKR132CGL.D045 | ZSPR_ACT | ZSPR | NOS | 6 | 3066 | INR
5000 | Western Zone, Burla | 5100 | EHT (O&M) Circle, Balangir | 5104 | EHT (O&M) Division, Nuapada | W144 | 132/33 kV S/S S/D Padampur | 3000001606 | GAS PRESSURE GAUGE 132KV SF6 CGL | SPR.BKR132CGL.D049 | ZSPR_ACT | ZSPR | NOS | 2 | 3142.86 | INR
5000 | Western Zone, Burla | 5100 | EHT (O&M) Circle, Balangir | 5104 | EHT (O&M) Division, Nuapada | W143 | 132/33 kV S/S S/D Nuapada | 3000001607 | COUNTER FOR 132 KV SF6 CGL BREAKER | SPR.BKR132CGL.D050 | ZSPR_ACT | ZSPR | NOS | 1 | 1200 | INR
5000 | Western Zone, Burla | 5100 | EHT (O&M) Circle, Balangir | 5104 | EHT (O&M) Division, Nuapada | W143 | 132/33 kV S/S S/D Nuapada | 3000001612 | F & M joint 132KV CGL make SF6 BREAKER | SPR.BKR132CGL.D055 | ZSPR_ACT | ZSPR | NOS | 2 | 400 | INR
5000 | Western Zone, Burla | 5100 | EHT (O&M) Circle, Balangir | 5104 | EHT (O&M) Division, Nuapada | W142 | 132/33 kV T/L S/S S/D Khariar | 3000001615 | TNC SWITCH FOR 132KV CGL MAKE SF6 CB | SPR.BKR132CGL.D058 | ZSPR_ACT | ZSPR | NOS | 1 | 2875 | INR
5000 | Western Zone, Burla | 5100 | EHT (O&M) Circle, Balangir | 5104 | EHT (O&M) Division, Nuapada | W144 | 132/33 kV S/S S/D Padampur | 3000001615 | TNC SWITCH FOR 132KV CGL MAKE SF6 CB | SPR.BKR132CGL.D058 | ZSPR_ACT | ZSPR | NOS | 1 | 2875 | INR
5000 | Western Zone, Burla | 5100 | EHT (O&M) Circle, Balangir | 5104 | EHT (O&M) Division, Nuapada | W144 | 132/33 kV S/S S/D Padampur | 3000001617 | Opening Spring 132KV CGL make SF6 CB | SPR.BKR132CGL.D067 | ZSPR_ACT | ZSPR | NOS | 1 | 300 | INR
5000 | Western Zone, Burla | 5100 | EHT (O&M) Circle, Balangir | 5104 | EHT (O&M) Division, Nuapada | W144 | 132/33 kV S/S S/D Padampur | 3000001621 | ABSORBENT FOR 132KV CGL SF6 BKR | SPR.BKR132CGL.D082 | ZSPR_ACT | ZSPR | NOS | 1 | 1000 | INR
5000 | Western Zone, Burla | 5100 | EHT (O&M) Circle, Balangir | 5104 | EHT (O&M) Division, Nuapada | W143 | 132/33 kV S/S S/D Nuapada | 3000001623 | MCB 2Pole-B & C 132KV CGL make SF6 CB | SPR.BKR132CGL.D086 | ZSPR_ACT | ZSPR | NOS | 2 | 1400 | INR
5000 | Western Zone, Burla | 5100 | EHT (O&M) Circle, Balangir | 5104 | EHT (O&M) Division, Nuapada | W144 | 132/33 kV S/S S/D Padampur | 3000001624 | GAS FILLING DEVICE 132KV CGL SF6 CB | SPR.BKR132CGL.D087 | ZSPR_ACT | ZSPR | NOS | 1 | 4069.95 | INR
5000 | Western Zone, Burla | 5100 | EHT (O&M) Circle, Balangir | 5104 | EHT (O&M) Division, Nuapada | W145 | 132/33 kV S/S S/D Kantabanji | 3000001627 | Spring charging Motor 132KV SF6 CGL | SPR.BKR132CGL.D090 | ZSPR_ACT | ZSPR | NOS | 1 | 48989 | INR
5000 | Western Zone, Burla | 5100 | EHT (O&M) Circle, Balangir | 5104 | EHT (O&M) Division, Nuapada | W143 | 132/33 kV S/S S/D Nuapada | 3000001629 | Closing Trigger 132KV CGL make SF6 CB | SPR.BKR132CGL.D092 | ZSPR_ACT | ZSPR | NOS | 1 | 300 | INR
5000 | Western Zone, Burla | 5100 | EHT (O&M) Circle, Balangir | 5104 | EHT (O&M) Division, Nuapada | W144 | 132/33 kV S/S S/D Padampur | 3000001632 | TPN Aluminium Busbar 132KV CGL SF6 CB | SPR.BKR132CGL.D095 | ZSPR_ACT | ZSPR | NOS | 4 | 880 | INR
5000 | Western Zone, Burla | 5100 | EHT (O&M) Circle, Balangir | 5104 | EHT (O&M) Division, Nuapada | W143 | 132/33 kV S/S S/D Nuapada | 3000001632 | TPN Aluminium Busbar 132KV CGL SF6 CB | SPR.BKR132CGL.D095 | ZSPR_ACT | ZSPR | NOS | 4 | 880 | INR
5000 | Western Zone, Burla | 5100 | EHT (O&M) Circle, Balangir | 5104 | EHT (O&M) Division, Nuapada | W145 | 132/33 kV S/S S/D Kantabanji | 3000001638 | LIMIT SWITCH FOR 132KV CGL MAKE SF6 CB | SPR.BKR132CGL.D106 | ZSPR_ACT | ZSPR | NOS | 2 | 6124 | INR
5000 | Western Zone, Burla | 5100 | EHT (O&M) Circle, Balangir | 5104 | EHT (O&M) Division, Nuapada | W143 | 132/33 kV S/S S/D Nuapada | 3000001639 | CU CONNECTOR PIPE LINE 132KV CGL SF6 CB | SPR.BKR132CGL.D107 | ZSPR_ACT | ZSPR | NOS | 1 | 350 | INR
5000 | Western Zone, Burla | 5100 | EHT (O&M) Circle, Balangir | 5104 | EHT (O&M) Division, Nuapada | W143 | 132/33 kV S/S S/D Nuapada | 3000001645 | Auxillary switch 132KV CGL SF6 CB | SPR.BKR132CGL.D114 | ZSPR_ACT | ZSPR | NOS | 1 | 750 | INR
5000 | Western Zone, Burla | 5100 | EHT (O&M) Circle, Balangir | 5104 | EHT (O&M) Division, Nuapada | W145 | 132/33 kV S/S S/D Kantabanji | 3000001660 | Relay PC for 132KV SMNS Bkr | SPR.BKR132SMNS.D009 | ZSPR_ACT | ZSPR | NOS | 1 | 48989 | INR
5000 | Western Zone, Burla | 5100 | EHT (O&M) Circle, Balangir | 5104 | EHT (O&M) Division, Nuapada | W143 | 132/33 kV S/S S/D Nuapada | 3000001664 | AUXILIARY SWITCH 132KV SIEMENS SF6 CB | SPR.BKR132SMNS.D014 | ZSPR_THEFT | ZSPR | NOS | 1 | 750.06 | INR
5000 | Western Zone, Burla | 5100 | EHT (O&M) Circle, Balangir | 5104 | EHT (O&M) Division, Nuapada | W142 | 132/33 kV T/L S/S S/D Khariar | 3000001666 | SF6 GAS LEAKAGE DETECTOR | SPR.BKR132SMNS.D016 | ZSPR_ACT | ZSPR | NOS | 1 | 20133 | INR
5000 | Western Zone, Burla | 5100 | EHT (O&M) Circle, Balangir | 5104 | EHT (O&M) Division, Nuapada | W145 | 132/33 kV S/S S/D Kantabanji | 3000001671 | GASKETS,O-RINGS,SEALS 132KV SMNS SF6 CB | SPR.BKR132SMNS.D021 | ZSPR_ACT | ZSPR | NOS | 1 | 24494 | INR
5000 | Western Zone, Burla | 5100 | EHT (O&M) Circle, Balangir | 5104 | EHT (O&M) Division, Nuapada | W145 | 132/33 kV S/S S/D Kantabanji | 3000001903 | CLOSING COIL FOR 36KV ALLIND VCB | SPR.BKR36ALND.E014 | ZSPR_ACT | ZSPR | NOS | 3 | 7347 | INR
5000 | Western Zone, Burla | 5100 | EHT (O&M) Circle, Balangir | 5104 | EHT (O&M) Division, Nuapada | W144 | 132/33 kV S/S S/D Padampur | 3000001934 | Tripping Coil for 33 KV CGL Make VCB | SPR.BKR36CGL.E007 | ZSPR_ACT | ZSPR | NOS | 2 | 2283.38 | INR
5000 | Western Zone, Burla | 5100 | EHT (O&M) Circle, Balangir | 5104 | EHT (O&M) Division, Nuapada | W143 | 132/33 kV S/S S/D Nuapada | 3000001939 | CLOSING SHAFT SPRING OF 33KV CGL VCB | SPR.BKR36CGL.E012 | ZSPR_ACT | ZSPR | NOS | 1 | 5782 | INR
5000 | Western Zone, Burla | 5100 | EHT (O&M) Circle, Balangir | 5104 | EHT (O&M) Division, Nuapada | W145 | 132/33 kV S/S S/D Kantabanji | 3000001955 | Single pole limb for 36KV VCB SEIL | SPR.BKR36SEIL.E001 | ZSPR_ACT | ZSPR | NOS | 1 | 116349 | INR
5000 | Western Zone, Burla | 5100 | EHT (O&M) Circle, Balangir | 5104 | EHT (O&M) Division, Nuapada | W145 | 132/33 kV S/S S/D Kantabanji | 3000001956 | Tripping coil for 36KV VCB SEIL | SPR.BKR36SEIL.E002 | ZSPR_ACT | ZSPR | NOS | 2 | 3424.94 | INR
5000 | Western Zone, Burla | 5100 | EHT (O&M) Circle, Balangir | 5104 | EHT (O&M) Division, Nuapada | W144 | 132/33 kV S/S S/D Padampur | 3000001956 | Tripping coil for 36KV VCB SEIL | SPR.BKR36SEIL.E002 | ZSPR_ACT | ZSPR | NOS | 1 | 1712.47 | INR
5000 | Western Zone, Burla | 5100 | EHT (O&M) Circle, Balangir | 5104 | EHT (O&M) Division, Nuapada | W145 | 132/33 kV S/S S/D Kantabanji | 3000001959 | Spring charging motor for 36KV VCB SEIL | SPR.BKR36SEIL.E005 | ZSPR_ACT | ZSPR | NOS | 1 | 36742 | INR
5000 | Western Zone, Burla | 5100 | EHT (O&M) Circle, Balangir | 5104 | EHT (O&M) Division, Nuapada | W145 | 132/33 kV S/S S/D Kantabanji | 3000001977 | GASKET,O-RING for 36KV VCB SMNS | SPR.BKR36SMNS.E007 | ZSPR_ACT | ZSPR | NOS | 1 | 30618 | INR
5000 | Western Zone, Burla | 5100 | EHT (O&M) Circle, Balangir | 5104 | EHT (O&M) Division, Nuapada | W144 | 132/33 kV S/S S/D Padampur | 3000002151 | 220 V DC Battery Earth Fault Relay | SPR.CHRG.CLDN.A045 | ZSPR_ACT | ZSPR | NOS | 1 | 1980 | INR
5000 | Western Zone, Burla | 5100 | EHT (O&M) Circle, Balangir | 5104 | EHT (O&M) Division, Nuapada | W143 | 132/33 kV S/S S/D Nuapada | 3000002151 | 220 V DC Battery Earth Fault Relay | SPR.CHRG.CLDN.A045 | ZSPR_ACT | ZSPR | NOS | 1 | 1980 | INR
5000 | Western Zone, Burla | 5100 | EHT (O&M) Circle, Balangir | 5104 | EHT (O&M) Division, Nuapada | W145 | 132/33 kV S/S S/D Kantabanji | 3000002165 | 220V FC-B 35A FLOAT+50A FC-B CHRG DUBAS | SPR.CHRG.DUBAS.A012 | ZSPR_ACT | ZSPR | NOS | 1 | 12950 | INR
5000 | Western Zone, Burla | 5100 | EHT (O&M) Circle, Balangir | 5104 | EHT (O&M) Division, Nuapada | W144 | 132/33 kV S/S S/D Padampur | 3000002193 | AMMETER WITH TRANSDUCER 132KV CR PANEL | SPR.CRPNL132AE.A001 | ZSPR_ACT | ZSPR | NOS | 1 | 3750 | INR
5000 | Western Zone, Burla | 5100 | EHT (O&M) Circle, Balangir | 5104 | EHT (O&M) Division, Nuapada | W144 | 132/33 kV S/S S/D Padampur | 3000002194 | VOLTMETER WITH TRANSDUCER-132KV CRP AE | SPR.CRPNL132AE.A002 | ZSPR_ACT | ZSPR | NOS | 1 | 10000 | INR
5000 | Western Zone, Burla | 5100 | EHT (O&M) Circle, Balangir | 5104 | EHT (O&M) Division, Nuapada | W144 | 132/33 kV S/S S/D Padampur | 3000002195 | WATTMETER WITH TRANSDUCER-132KV CRP AE | SPR.CRPNL132AE.A003 | ZSPR_ACT | ZSPR | NOS | 2 | 6000 | INR
5000 | Western Zone, Burla | 5100 | EHT (O&M) Circle, Balangir | 5104 | EHT (O&M) Division, Nuapada | W144 | 132/33 kV S/S S/D Padampur | 3000002196 | VAR METER WITH TRANSDUCER-132KV CRP AE | SPR.CRPNL132AE.A004 | ZSPR_ACT | ZSPR | NOS | 1 | 6000 | INR
5000 | Western Zone, Burla | 5100 | EHT (O&M) Circle, Balangir | 5104 | EHT (O&M) Division, Nuapada | W144 | 132/33 kV S/S S/D Padampur | 3000002198 | Synchronising Socket for 132KV CR Panel | SPR.CRPNL132AE.A006 | ZSPR_ACT | ZSPR | NOS | 1 | 600 | INR
5000 | Western Zone, Burla | 5100 | EHT (O&M) Circle, Balangir | 5104 | EHT (O&M) Division, Nuapada | W144 | 132/33 kV S/S S/D Padampur | 3000002200 | Voltmeter selector switch-132KV CRP AE | SPR.CRPNL132AE.A008 | ZSPR_ACT | ZSPR | NOS | 2 | 600 | INR
5000 | Western Zone, Burla | 5100 | EHT (O&M) Circle, Balangir | 5104 | EHT (O&M) Division, Nuapada | W144 | 132/33 kV S/S S/D Padampur | 3000002202 | Energy meter-132KV CR Pannel AE | SPR.CRPNL132AE.A010 | ZSPR_ACT | ZSPR | SET | 2 | 7000 | INR
5000 | Western Zone, Burla | 5100 | EHT (O&M) Circle, Balangir | 5104 | EHT (O&M) Division, Nuapada | W144 | 132/33 kV S/S S/D Padampur | 3000002203 | Annuciation window 132KV CR Pannel AE | SPR.CRPNL132AE.A011 | ZSPR_ACT | ZSPR | NOS | 1 | 5000 | INR
5000 | Western Zone, Burla | 5100 | EHT (O&M) Circle, Balangir | 5104 | EHT (O&M) Division, Nuapada | W145 | 132/33 kV S/S S/D Kantabanji | 3000002214 | CONTROL SWITCH OF 220V CRP-MME | SPR.CRPNL132MME.A001 | ZSPR_ACT | ZSPR | NOS | 4 | 18796 | INR
5000 | Western Zone, Burla | 5100 | EHT (O&M) Circle, Balangir | 5104 | EHT (O&M) Division, Nuapada | W145 | 132/33 kV S/S S/D Kantabanji | 3000002279 | HINGE PINS TC TPAD 132KV ISOLATOR | SPR.ISO.132SS.A002 | ZSPR_ACT | ZSPR | NOS | 2 | 11758 | INR
5000 | Western Zone, Burla | 5100 | EHT (O&M) Circle, Balangir | 5104 | EHT (O&M) Division, Nuapada | W145 | 132/33 kV S/S S/D Kantabanji | 3000002285 | Limit switch of Isolator M. box | SPR.ISO.33SS.A011 | ZSPR_ACT | ZSPR | NOS | 1 | 3062 | INR
5000 | Western Zone, Burla | 5100 | EHT (O&M) Circle, Balangir | 5104 | EHT (O&M) Division, Nuapada | W145 | 132/33 kV S/S S/D Kantabanji | 3000002287 | RPC,switch fuse for 132KV Isolator | SPR.ISO.MISC.A002 | ZSPR_ACT | ZSPR | NOS | 1 | 19596 | INR
5000 | Western Zone, Burla | 5100 | EHT (O&M) Circle, Balangir | 5104 | EHT (O&M) Division, Nuapada | W143 | 132/33 kV S/S S/D Nuapada | 3000002291 | Clamp female contaCTof 132KV Isolator | SPR.ISO.MISC.A006 | ZSPR_ACT | ZSPR | NOS | 3 | 7500 | INR
5000 | Western Zone, Burla | 5100 | EHT (O&M) Circle, Balangir | 5104 | EHT (O&M) Division, Nuapada | W143 | 132/33 kV S/S S/D Nuapada | 3000002319 | 132KV SI Base Channel of GRP Isolator | SPR.ISO132GRP.A001 | ZSPR_ACT | ZSPR | NOS | 1 | 2000 | INR
5000 | Western Zone, Burla | 5100 | EHT (O&M) Circle, Balangir | 5104 | EHT (O&M) Division, Nuapada | W144 | 132/33 kV S/S S/D Padampur | 3000002319 | 132KV SI Base Channel of GRP Isolator | SPR.ISO132GRP.A001 | ZSPR_ACT | ZSPR | NOS | 2 | 4000 | INR
5000 | Western Zone, Burla | 5100 | EHT (O&M) Circle, Balangir | 5104 | EHT (O&M) Division, Nuapada | W143 | 132/33 kV S/S S/D Nuapada | 3000002320 | 132KV SI Down Pipe of GR Power Isolator | SPR.ISO132GRP.A002 | ZSPR_ACT | ZSPR | NOS | 1 | 100 | INR
5000 | Western Zone, Burla | 5100 | EHT (O&M) Circle, Balangir | 5104 | EHT (O&M) Division, Nuapada | W144 | 132/33 kV S/S S/D Padampur | 3000002320 | 132KV SI Down Pipe of GR Power Isolator | SPR.ISO132GRP.A002 | ZSPR_ACT | ZSPR | NOS | 2 | 200 | INR
5000 | Western Zone, Burla | 5100 | EHT (O&M) Circle, Balangir | 5104 | EHT (O&M) Division, Nuapada | W143 | 132/33 kV S/S S/D Nuapada | 3000002321 | 132KV SI Female ContaCTof GRP Isolator | SPR.ISO132GRP.A003 | ZSPR_ACT | ZSPR | NOS | 2 | 4473.34 | INR
5000 | Western Zone, Burla | 5100 | EHT (O&M) Circle, Balangir | 5104 | EHT (O&M) Division, Nuapada | W144 | 132/33 kV S/S S/D Padampur | 3000002321 | 132KV SI Female ContaCTof GRP Isolator | SPR.ISO132GRP.A003 | ZSPR_ACT | ZSPR | NOS | 4 | 8946.68 | INR
5000 | Western Zone, Burla | 5100 | EHT (O&M) Circle, Balangir | 5104 | EHT (O&M) Division, Nuapada | W144 | 132/33 kV S/S S/D Padampur | 3000002322 | 132 kV SI MOM Box of GR Power Isolator | SPR.ISO132GRP.A004 | ZSPR_ACT | ZSPR | NOS | 2 | 11866.66 | INR
5000 | Western Zone, Burla | 5100 | EHT (O&M) Circle, Balangir | 5104 | EHT (O&M) Division, Nuapada | W143 | 132/33 kV S/S S/D Nuapada | 3000002322 | 132 kV SI MOM Box of GR Power Isolator | SPR.ISO132GRP.A004 | ZSPR_ACT | ZSPR | NOS | 1 | 5933.33 | INR
5000 | Western Zone, Burla | 5100 | EHT (O&M) Circle, Balangir | 5104 | EHT (O&M) Division, Nuapada | W143 | 132/33 kV S/S S/D Nuapada | 3000002323 | 132KV DI Base Channel of GRP Isolator | SPR.ISO132GRP.A005 | ZSPR_ACT | ZSPR | NOS | 1 | 4000 | INR
5000 | Western Zone, Burla | 5100 | EHT (O&M) Circle, Balangir | 5104 | EHT (O&M) Division, Nuapada | W144 | 132/33 kV S/S S/D Padampur | 3000002323 | 132KV DI Base Channel of GRP Isolator | SPR.ISO132GRP.A005 | ZSPR_ACT | ZSPR | NOS | 2 | 8000 | INR
5000 | Western Zone, Burla | 5100 | EHT (O&M) Circle, Balangir | 5104 | EHT (O&M) Division, Nuapada | W143 | 132/33 kV S/S S/D Nuapada | 3000002324 | 132KV DI Down Pipe of GR Power Isolator | SPR.ISO132GRP.A006 | ZSPR_ACT | ZSPR | NOS | 3 | 300 | INR
5000 | Western Zone, Burla | 5100 | EHT (O&M) Circle, Balangir | 5104 | EHT (O&M) Division, Nuapada | W144 | 132/33 kV S/S S/D Padampur | 3000002324 | 132KV DI Down Pipe of GR Power Isolator | SPR.ISO132GRP.A006 | ZSPR_ACT | ZSPR | NOS | 1 | 100 | INR
5000 | Western Zone, Burla | 5100 | EHT (O&M) Circle, Balangir | 5104 | EHT (O&M) Division, Nuapada | W143 | 132/33 kV S/S S/D Nuapada | 3000002325 | 132 kV DI MOM Box of GR Power Isolator | SPR.ISO132GRP.A007 | ZSPR_ACT | ZSPR | NOS | 3 | 17799.99 | INR
5000 | Western Zone, Burla | 5100 | EHT (O&M) Circle, Balangir | 5104 | EHT (O&M) Division, Nuapada | W144 | 132/33 kV S/S S/D Padampur | 3000002325 | 132 kV DI MOM Box of GR Power Isolator | SPR.ISO132GRP.A007 | ZSPR_ACT | ZSPR | NOS | 6 | 35599.98 | INR
5000 | Western Zone, Burla | 5100 | EHT (O&M) Circle, Balangir | 5104 | EHT (O&M) Division, Nuapada | W143 | 132/33 kV S/S S/D Nuapada | 3000002326 | 132KV DI Female ContaCTof GRP Isolator | SPR.ISO132GRP.A008 | ZSPR_ACT | ZSPR | NOS | 3 | 9000 | INR
5000 | Western Zone, Burla | 5100 | EHT (O&M) Circle, Balangir | 5104 | EHT (O&M) Division, Nuapada | W144 | 132/33 kV S/S S/D Padampur | 3000002326 | 132KV DI Female ContaCTof GRP Isolator | SPR.ISO132GRP.A008 | ZSPR_ACT | ZSPR | NOS | 2 | 6000 | INR
5000 | Western Zone, Burla | 5100 | EHT (O&M) Circle, Balangir | 5104 | EHT (O&M) Division, Nuapada | W144 | 132/33 kV S/S S/D Padampur | 3000002327 | 132KV DI assembly of GRP Isolator | SPR.ISO132GRP.A009 | ZSPR_ACT | ZSPR | NOS | 2 | 6000 | INR
5000 | Western Zone, Burla | 5100 | EHT (O&M) Circle, Balangir | 5104 | EHT (O&M) Division, Nuapada | W144 | 132/33 kV S/S S/D Padampur | 3000002328 | 132KV DI Gear box assembly of GRP | SPR.ISO132GRP.A010 | ZSPR_ACT | ZSPR | NOS | 2 | 8000 | INR
5000 | Western Zone, Burla | 5100 | EHT (O&M) Circle, Balangir | 5104 | EHT (O&M) Division, Nuapada | W143 | 132/33 kV S/S S/D Nuapada | 3000002328 | 132KV DI Gear box assembly of GRP | SPR.ISO132GRP.A010 | ZSPR_ACT | ZSPR | NOS | 1 | 4000 | INR
5000 | Western Zone, Burla | 5100 | EHT (O&M) Circle, Balangir | 5104 | EHT (O&M) Division, Nuapada | W144 | 132/33 kV S/S S/D Padampur | 3000002329 | 132KV DI Counter Weight of GRP Isolator | SPR.ISO132GRP.A011 | ZSPR_ACT | ZSPR | NOS | 2 | 200 | INR
5000 | Western Zone, Burla | 5100 | EHT (O&M) Circle, Balangir | 5104 | EHT (O&M) Division, Nuapada | W144 | 132/33 kV S/S S/D Padampur | 3000002330 | Male&female Contact-132KV Isolator | SPR.ISO132GRP.A012 | ZSPR_ACT | ZSPR | NOS | 58 | 7519.12 | INR
5000 | Western Zone, Burla | 5100 | EHT (O&M) Circle, Balangir | 5104 | EHT (O&M) Division, Nuapada | W144 | 132/33 kV S/S S/D Padampur | 3000002331 | 132KV Isolator FC Finger of GRP | SPR.ISO132GRP.A013 | ZSPR_ACT | ZSPR | NOS | 56 | 8400 | INR
5000 | Western Zone, Burla | 5100 | EHT (O&M) Circle, Balangir | 5104 | EHT (O&M) Division, Nuapada | W144 | 132/33 kV S/S S/D Padampur | 3000002332 | 132KV Isolator Arcing Horns of GR Power | SPR.ISO132GRP.A014 | ZSPR_ACT | ZSPR | NOS | 46 | 6279.92 | INR
5000 | Western Zone, Burla | 5100 | EHT (O&M) Circle, Balangir | 5104 | EHT (O&M) Division, Nuapada | W144 | 132/33 kV S/S S/D Padampur | 3000002333 | 132KV Isolator Motor of GR Power Make | SPR.ISO132GRP.A015 | ZSPR_ACT | ZSPR | NOS | 4 | 96000 | INR
5000 | Western Zone, Burla | 5100 | EHT (O&M) Circle, Balangir | 5104 | EHT (O&M) Division, Nuapada | W143 | 132/33 kV S/S S/D Nuapada | 3000002334 | 132 KV DI Moving ContaCTof GRP Make | SPR.ISO132GRP.A016 | ZSPR_THEFT | ZSPR | NOS | 2 | 40000 | INR
5000 | Western Zone, Burla | 5100 | EHT (O&M) Circle, Balangir | 5104 | EHT (O&M) Division, Nuapada | W143 | 132/33 kV S/S S/D Nuapada | 3000002334 | 132 KV DI Moving ContaCTof GRP Make | SPR.ISO132GRP.A016 | ZSPR_ACT | ZSPR | NOS | 2 | 7272 | INR
5000 | Western Zone, Burla | 5100 | EHT (O&M) Circle, Balangir | 5104 | EHT (O&M) Division, Nuapada | W143 | 132/33 kV S/S S/D Nuapada | 3000002335 | 132 KV Earth switch contaCTpipe of GRP | SPR.ISO132GRP.A017 | ZSPR_ACT | ZSPR | NOS | 1 | 100 | INR
5000 | Western Zone, Burla | 5100 | EHT (O&M) Circle, Balangir | 5104 | EHT (O&M) Division, Nuapada | W143 | 132/33 kV S/S S/D Nuapada | 3000002336 | 132 KV SI Moving ContaCTof GRP make | SPR.ISO132GRP.A018 | ZSPR_ACT | ZSPR | NOS | 1 | 3636 | INR
5000 | Western Zone, Burla | 5100 | EHT (O&M) Circle, Balangir | 5104 | EHT (O&M) Division, Nuapada | W142 | 132/33 kV T/L S/S S/D Khariar | 3000002364 | 132 KV Isolator pad clamp for Zebra | SPR.ISO132SS.A012 | ZSPR_ACT | ZSPR | NOS | 16 | 14821.82 | INR
5000 | Western Zone, Burla | 5100 | EHT (O&M) Circle, Balangir | 5104 | EHT (O&M) Division, Nuapada | W144 | 132/33 kV S/S S/D Padampur | 3000002364 | 132 KV Isolator pad clamp for Zebra | SPR.ISO132SS.A012 | ZSPR_ACT | ZSPR | NOS | 3 | 2779.09 | INR
5000 | Western Zone, Burla | 5100 | EHT (O&M) Circle, Balangir | 5104 | EHT (O&M) Division, Nuapada | W143 | 132/33 kV S/S S/D Nuapada | 3000002364 | 132 KV Isolator pad clamp for Zebra | SPR.ISO132SS.A012 | ZSPR_ACT | ZSPR | NOS | 3 | 2779.09 | INR
5000 | Western Zone, Burla | 5100 | EHT (O&M) Circle, Balangir | 5104 | EHT (O&M) Division, Nuapada | W145 | 132/33 kV S/S S/D Kantabanji | 3000002370 | FC WITH JUMPER PAD 132KV SS ISOLATOR | SPR.ISO132SS.A018 | ZSPR_ACT | ZSPR | NOS | 1 | 1 | INR
5000 | Western Zone, Burla | 5100 | EHT (O&M) Circle, Balangir | 5104 | EHT (O&M) Division, Nuapada | W145 | 132/33 kV S/S S/D Kantabanji | 3000002371 | MALE CONTACTFOR 132 KV SS MAKE ISOLATOR | SPR.ISO132SS.A019 | ZSPR_ACT | ZSPR | NOS | 1 | 132269 | INR
5000 | Western Zone, Burla | 5100 | EHT (O&M) Circle, Balangir | 5104 | EHT (O&M) Division, Nuapada | W145 | 132/33 kV S/S S/D Kantabanji | 3000002377 | EARTHING ROD & BLADE 132KV ISOLATOR | SPR.ISO132SS.A027 | ZSPR_ACT | ZSPR | NOS | 2 | 19596 | INR
5000 | Western Zone, Burla | 5100 | EHT (O&M) Circle, Balangir | 5104 | EHT (O&M) Division, Nuapada | W145 | 132/33 kV S/S S/D Kantabanji | 3000002378 | MOTOR WITH GEAR ASSEMBLY 132KV ISOLATOR | SPR.ISO132SS.A029 | ZSPR_ACT | ZSPR | NOS | 1 | 14697 | INR
5000 | Western Zone, Burla | 5100 | EHT (O&M) Circle, Balangir | 5104 | EHT (O&M) Division, Nuapada | W145 | 132/33 kV S/S S/D Kantabanji | 3000002381 | AUX ASSEMBLY 4NO+4NC 132KV SS ISOLATOR | SPR.ISO132SS.A032 | ZSPR_ACT | ZSPR | NOS | 1 | 3062 | INR
5000 | Western Zone, Burla | 5100 | EHT (O&M) Circle, Balangir | 5104 | EHT (O&M) Division, Nuapada | W144 | 132/33 kV S/S S/D Padampur | 3000002454 | 33KV SI Base Channel of GRP Isolator | SPR.ISO33GRP.A001 | ZSPR_ACT | ZSPR | NOS | 1 | 1000 | INR
5000 | Western Zone, Burla | 5100 | EHT (O&M) Circle, Balangir | 5104 | EHT (O&M) Division, Nuapada | W143 | 132/33 kV S/S S/D Nuapada | 3000002454 | 33KV SI Base Channel of GRP Isolator | SPR.ISO33GRP.A001 | ZSPR_ACT | ZSPR | NOS | 1 | 1000 | INR
5000 | Western Zone, Burla | 5100 | EHT (O&M) Circle, Balangir | 5104 | EHT (O&M) Division, Nuapada | W144 | 132/33 kV S/S S/D Padampur | 3000002455 | 33 kV SI MOM Box of GR Power Isolator | SPR.ISO33GRP.A002 | ZSPR_ACT | ZSPR | NOS | 1 | 4000 | INR
5000 | Western Zone, Burla | 5100 | EHT (O&M) Circle, Balangir | 5104 | EHT (O&M) Division, Nuapada | W143 | 132/33 kV S/S S/D Nuapada | 3000002455 | 33 kV SI MOM Box of GR Power Isolator | SPR.ISO33GRP.A002 | ZSPR_ACT | ZSPR | NOS | 1 | 4000 | INR
5000 | Western Zone, Burla | 5100 | EHT (O&M) Circle, Balangir | 5104 | EHT (O&M) Division, Nuapada | W144 | 132/33 kV S/S S/D Padampur | 3000002456 | 33KV DI Base Channel of GRP Isolator | SPR.ISO33GRP.A004 | ZSPR_ACT | ZSPR | NOS | 1 | 2000 | INR
5000 | Western Zone, Burla | 5100 | EHT (O&M) Circle, Balangir | 5104 | EHT (O&M) Division, Nuapada | W143 | 132/33 kV S/S S/D Nuapada | 3000002456 | 33KV DI Base Channel of GRP Isolator | SPR.ISO33GRP.A004 | ZSPR_ACT | ZSPR | NOS | 1 | 2000 | INR
5000 | Western Zone, Burla | 5100 | EHT (O&M) Circle, Balangir | 5104 | EHT (O&M) Division, Nuapada | W144 | 132/33 kV S/S S/D Padampur | 3000002457 | 33KV DI Moving ContaCTof GRP Isolator | SPR.ISO33GRP.A005 | ZSPR_ACT | ZSPR | NOS | 2 | 7272 | INR
5000 | Western Zone, Burla | 5100 | EHT (O&M) Circle, Balangir | 5104 | EHT (O&M) Division, Nuapada | W143 | 132/33 kV S/S S/D Nuapada | 3000002457 | 33KV DI Moving ContaCTof GRP Isolator | SPR.ISO33GRP.A005 | ZSPR_ACT | ZSPR | NOS | 2 | 7272 | INR
5000 | Western Zone, Burla | 5100 | EHT (O&M) Circle, Balangir | 5104 | EHT (O&M) Division, Nuapada | W143 | 132/33 kV S/S S/D Nuapada | 3000002458 | 33 kV DI MOM Box of GR Power Isolator | SPR.ISO33GRP.A006 | ZSPR_ACT | ZSPR | NOS | 3 | 12000 | INR
5000 | Western Zone, Burla | 5100 | EHT (O&M) Circle, Balangir | 5104 | EHT (O&M) Division, Nuapada | W144 | 132/33 kV S/S S/D Padampur | 3000002458 | 33 kV DI MOM Box of GR Power Isolator | SPR.ISO33GRP.A006 | ZSPR_ACT | ZSPR | NOS | 3 | 12000 | INR
5000 | Western Zone, Burla | 5100 | EHT (O&M) Circle, Balangir | 5104 | EHT (O&M) Division, Nuapada | W143 | 132/33 kV S/S S/D Nuapada | 3000002459 | 33 KV SI Down Pipe(GR Power) | SPR.ISO33GRP.A007 | ZSPR_ACT | ZSPR | NOS | 1 | 100 | INR
5000 | Western Zone, Burla | 5100 | EHT (O&M) Circle, Balangir | 5104 | EHT (O&M) Division, Nuapada | W143 | 132/33 kV S/S S/D Nuapada | 3000002460 | 33 KV SI Moving ContaCT(GR Power) | SPR.ISO33GRP.A008 | ZSPR_ACT | ZSPR | NOS | 1 | 2200 | INR
5000 | Western Zone, Burla | 5100 | EHT (O&M) Circle, Balangir | 5104 | EHT (O&M) Division, Nuapada | W143 | 132/33 kV S/S S/D Nuapada | 3000002461 | 33 KV DI Down Pipe (GR Power) | SPR.ISO33GRP.A009 | ZSPR_ACT | ZSPR | NOS | 3 | 300 | INR
5000 | Western Zone, Burla | 5100 | EHT (O&M) Circle, Balangir | 5104 | EHT (O&M) Division, Nuapada | W144 | 132/33 kV S/S S/D Padampur | 3000002462 | 33 KV SI female Contact | SPR.ISO33GRP.A012 | ZSPR_ACT | ZSPR | NOS | 4 | 11200 | INR
5000 | Western Zone, Burla | 5100 | EHT (O&M) Circle, Balangir | 5104 | EHT (O&M) Division, Nuapada | W145 | 132/33 kV S/S S/D Kantabanji | 3000002477 | AUX SW CONTACTASSEMBLY 36KV ISOLATOR | SPR.ISO33SMNS.A008 | ZSPR_ACT | ZSPR | NOS | 1 | 12247 | INR
5000 | Western Zone, Burla | 5100 | EHT (O&M) Circle, Balangir | 5104 | EHT (O&M) Division, Nuapada | W145 | 132/33 kV S/S S/D Kantabanji | 3000002497 | MOTOR WITH GEAR ASSEMBLY 36KV ISOLATOR | SPR.ISO33SS.A024 | ZSPR_ACT | ZSPR | NOS | 1 | 14697 | INR
5000 | Western Zone, Burla | 5100 | EHT (O&M) Circle, Balangir | 5104 | EHT (O&M) Division, Nuapada | W145 | 132/33 kV S/S S/D Kantabanji | 3000002558 | SELECTOR SWITCH | SPR.MISC.A011 | ZSPR_ACT | ZSPR | NOS | 2 | 515.6 | INR
5000 | Western Zone, Burla | 5100 | EHT (O&M) Circle, Balangir | 5104 | EHT (O&M) Division, Nuapada | W143 | 132/33 kV S/S S/D Nuapada | 3000002571 | Trip Transfer Switch | SPR.MISC.A032 | ZSPR_ACT | ZSPR | NOS | 1 | 2000 | INR
5000 | Western Zone, Burla | 5100 | EHT (O&M) Circle, Balangir | 5104 | EHT (O&M) Division, Nuapada | W142 | 132/33 kV T/L S/S S/D Khariar | 3000002571 | Trip Transfer Switch | SPR.MISC.A032 | ZSPR_ACT | ZSPR | NOS | 1 | 2000 | INR
5000 | Western Zone, Burla | 5100 | EHT (O&M) Circle, Balangir | 5104 | EHT (O&M) Division, Nuapada | W143 | 132/33 kV S/S S/D Nuapada | 3000002572 | TNC Switch 25 AMP | SPR.MISC.A035 | ZSPR_ACT | ZSPR | NOS | 1 | 350 | INR
5000 | Western Zone, Burla | 5100 | EHT (O&M) Circle, Balangir | 5104 | EHT (O&M) Division, Nuapada | W145 | 132/33 kV S/S S/D Kantabanji | 3000002576 | ISOLATOR CONTROL SWITCH | SPR.MISC.A050 | ZSPR_ACT | ZSPR | NOS | 2 | 9398 | INR
5000 | Western Zone, Burla | 5100 | EHT (O&M) Circle, Balangir | 5104 | EHT (O&M) Division, Nuapada | W143 | 132/33 kV S/S S/D Nuapada | 3000002592 | PT, 50 VA, Class-0.5, Resin Cast | SPR.MISC.A093 | ZSPR_ACT | ZSPR | NOS | 1 | 500 | INR
5000 | Western Zone, Burla | 5100 | EHT (O&M) Circle, Balangir | 5104 | EHT (O&M) Division, Nuapada | W144 | 132/33 kV S/S S/D Padampur | 3000002592 | PT, 50 VA, Class-0.5, Resin Cast | SPR.MISC.A093 | ZSPR_ACT | ZSPR | NOS | 1 | 500 | INR
5000 | Western Zone, Burla | 5100 | EHT (O&M) Circle, Balangir | 5104 | EHT (O&M) Division, Nuapada | W143 | 132/33 kV S/S S/D Nuapada | 3000002594 | Different type Selector Switch | SPR.MISC.A095 | ZSPR_ACT | ZSPR | NOS | 1 | 365 | INR
5000 | Western Zone, Burla | 5100 | EHT (O&M) Circle, Balangir | 5104 | EHT (O&M) Division, Nuapada | W143 | 132/33 kV S/S S/D Nuapada | 3000002595 | 48 V DC Battery Earth Fault Relay | SPR.MISC.A097 | ZSPR_ACT | ZSPR | NOS | 1 | 1980 | INR
5000 | Western Zone, Burla | 5100 | EHT (O&M) Circle, Balangir | 5104 | EHT (O&M) Division, Nuapada | W144 | 132/33 kV S/S S/D Padampur | 3000002595 | 48 V DC Battery Earth Fault Relay | SPR.MISC.A097 | ZSPR_ACT | ZSPR | NOS | 1 | 1980 | INR
5000 | Western Zone, Burla | 5100 | EHT (O&M) Circle, Balangir | 5104 | EHT (O&M) Division, Nuapada | W144 | 132/33 kV S/S S/D Padampur | 3000002596 | Pressure Measuring Gauge | SPR.MISC.A098 | ZSPR_ACT | ZSPR | NOS | 1 | 550 | INR
5000 | Western Zone, Burla | 5100 | EHT (O&M) Circle, Balangir | 5104 | EHT (O&M) Division, Nuapada | W144 | 132/33 kV S/S S/D Padampur | 3000002597 | Metering CT600/1 Resin Cast | SPR.MISC.A099 | ZSPR_ACT | ZSPR | NOS | 1 | 500 | INR
5000 | Western Zone, Burla | 5100 | EHT (O&M) Circle, Balangir | 5104 | EHT (O&M) Division, Nuapada | W143 | 132/33 kV S/S S/D Nuapada | 3000002597 | Metering CT600/1 Resin Cast | SPR.MISC.A099 | ZSPR_ACT | ZSPR | NOS | 1 | 500 | INR
5000 | Western Zone, Burla | 5100 | EHT (O&M) Circle, Balangir | 5104 | EHT (O&M) Division, Nuapada | W143 | 132/33 kV S/S S/D Nuapada | 3000002599 | Protection CT600/1 Resin cast | SPR.MISC.A100 | ZSPR_ACT | ZSPR | NOS | 1 | 500 | INR
5000 | Western Zone, Burla | 5100 | EHT (O&M) Circle, Balangir | 5104 | EHT (O&M) Division, Nuapada | W144 | 132/33 kV S/S S/D Padampur | 3000002599 | Protection CT600/1 Resin cast | SPR.MISC.A100 | ZSPR_ACT | ZSPR | NOS | 1 | 500 | INR
5000 | Western Zone, Burla | 5100 | EHT (O&M) Circle, Balangir | 5104 | EHT (O&M) Division, Nuapada | W145 | 132/33 kV S/S S/D Kantabanji | 3000002625 | POWER CONTACTOR | SPR.MISC.A193 | ZSPR_ACT | ZSPR | NOS | 2 | 3640.6 | INR
5000 | Western Zone, Burla | 5100 | EHT (O&M) Circle, Balangir | 5104 | EHT (O&M) Division, Nuapada | W145 | 132/33 kV S/S S/D Kantabanji | 3000002636 | NITROGEN MONITORING METER | SPR.MISC.A209 | ZSPR_ACT | ZSPR | NOS | 2 | 6400 | INR
5000 | Western Zone, Burla | 5100 | EHT (O&M) Circle, Balangir | 5104 | EHT (O&M) Division, Nuapada | W143 | 132/33 kV S/S S/D Nuapada | 3000002639 | SPARE 16 POLE TNC SWITCH | SPR.MISC.A219 | ZSPR_ACT | ZSPR | NOS | 1 | 350 | INR
5000 | Western Zone, Burla | 5100 | EHT (O&M) Circle, Balangir | 5104 | EHT (O&M) Division, Nuapada | W142 | 132/33 kV T/L S/S S/D Khariar | 3000002715 | PI Clamps for 33 KV | SPR.MISC.A344 | ZSPR_ACT | ZSPR | NOS | 13 | 8660.06 | INR
5000 | Western Zone, Burla | 5100 | EHT (O&M) Circle, Balangir | 5104 | EHT (O&M) Division, Nuapada | W145 | 132/33 kV S/S S/D Kantabanji | 3000002715 | PI Clamps for 33 KV | SPR.MISC.A344 | ZSPR_ACT | ZSPR | NOS | 3 | 1998.47 | INR
5000 | Western Zone, Burla | 5100 | EHT (O&M) Circle, Balangir | 5104 | EHT (O&M) Division, Nuapada | W145 | 132/33 kV S/S S/D Kantabanji | 3000002720 | LA Clamp | SPR.MISC.A353 | ZSPR_ACT | ZSPR | NOS | 4 | 2600 | INR
5000 | Western Zone, Burla | 5100 | EHT (O&M) Circle, Balangir | 5104 | EHT (O&M) Division, Nuapada | W143 | 132/33 kV S/S S/D Nuapada | 3000002720 | LA Clamp | SPR.MISC.A353 | ZSPR_ACT | ZSPR | NOS | 6 | 3900 | INR
5000 | Western Zone, Burla | 5100 | EHT (O&M) Circle, Balangir | 5104 | EHT (O&M) Division, Nuapada | W142 | 132/33 kV T/L S/S S/D Khariar | 3000002759 | 33 KV Pad Clamp for ACSR zebra conductor | SPR.MISC.A482 | ZSPR_ACT | ZSPR | NOS | 24 | 24720 | INR
5000 | Western Zone, Burla | 5100 | EHT (O&M) Circle, Balangir | 5104 | EHT (O&M) Division, Nuapada | W144 | 132/33 kV S/S S/D Padampur | 3000002760 | GPS based Time synchronising equipment | SPR.MISC.A483 | ZSPR_ACT | ZSPR | NOS | 1 | 9000 | INR
5000 | Western Zone, Burla | 5100 | EHT (O&M) Circle, Balangir | 5104 | EHT (O&M) Division, Nuapada | W142 | 132/33 kV T/L S/S S/D Khariar | 3000002764 | 33KV BIMETALIC PAD CLAMP | SPR.MISC.A501 | ZSPR_ACT | ZSPR | NOS | 10 | 10700 | INR
5000 | Western Zone, Burla | 5100 | EHT (O&M) Circle, Balangir | 5104 | EHT (O&M) Division, Nuapada | W143 | 132/33 kV S/S S/D Nuapada | 3000002809 | Mandatory spares for LT panel | SPR.PNL.A003 | ZSPR_ACT | ZSPR | SET | 24 | 24097.92 | INR
5000 | Western Zone, Burla | 5100 | EHT (O&M) Circle, Balangir | 5104 | EHT (O&M) Division, Nuapada | W145 | 132/33 kV S/S S/D Kantabanji | 3000002813 | Protection Transfer Switch(NIT) | SPR.PNL33.A001 | ZSPR_ACT | ZSPR | NOS | 2 | 7048 | INR
5000 | Western Zone, Burla | 5100 | EHT (O&M) Circle, Balangir | 5104 | EHT (O&M) Division, Nuapada | W143 | 132/33 kV S/S S/D Nuapada | 3000002815 | Voltmeter Selector Switch | SPR.PNL33.A003 | ZSPR_ACT | ZSPR | NOS | 2 | 665 | INR
5000 | Western Zone, Burla | 5100 | EHT (O&M) Circle, Balangir | 5104 | EHT (O&M) Division, Nuapada | W144 | 132/33 kV S/S S/D Padampur | 3000003032 | BUCHOLZ RELAY FOR 20MVA BHEL Tfr | SPR.TFR20BHEL.DC02 | ZSPR_ACT | ZSPR | NOS | 2 | 10000 | INR
5000 | Western Zone, Burla | 5100 | EHT (O&M) Circle, Balangir | 5104 | EHT (O&M) Division, Nuapada | W144 | 132/33 kV S/S S/D Padampur | 3000003033 | PRV FOR 20MVA 132/33KV BHEL Tfr | SPR.TFR20BHEL.EC10 | ZSPR_ACT | ZSPR | NOS | 2 | 10000 | INR
5000 | Western Zone, Burla | 5100 | EHT (O&M) Circle, Balangir | 5104 | EHT (O&M) Division, Nuapada | W144 | 132/33 kV S/S S/D Padampur | 3000003036 | Cooling Fan&Motor 132/33KV 20MVABHEL Tfr | SPR.TFR20BHEL.ED04 | ZSPR_ACT | ZSPR | NOS | 2 | 8000 | INR
5000 | Western Zone, Burla | 5100 | EHT (O&M) Circle, Balangir | 5104 | EHT (O&M) Division, Nuapada | W144 | 132/33 kV S/S S/D Padampur | 3000003037 | 132kV Bushing -132/33KV 20MVA BHEL Tfr | SPR.TFR20BHEL.ED05 | ZSPR_ACT | ZSPR | NOS | 2 | 300000 | INR
5000 | Western Zone, Burla | 5100 | EHT (O&M) Circle, Balangir | 5104 | EHT (O&M) Division, Nuapada | W144 | 132/33 kV S/S S/D Padampur | 3000003038 | 36KV Bushing 132/33KV 20MVA BHEL Tfr | SPR.TFR20BHEL.ED06 | ZSPR_ACT | ZSPR | NOS | 1 | 30000 | INR
5000 | Western Zone, Burla | 5100 | EHT (O&M) Circle, Balangir | 5104 | EHT (O&M) Division, Nuapada | W144 | 132/33 kV S/S S/D Padampur | 3000003046 | Time Delay Relay 132/33kV 20MVA BHEL Tfr | SPR.TFR20BHEL.ED17 | ZSPR_ACT | ZSPR | NOS | 1 | 2000 | INR
5000 | Western Zone, Burla | 5100 | EHT (O&M) Circle, Balangir | 5104 | EHT (O&M) Division, Nuapada | W144 | 132/33 kV S/S S/D Padampur | 3000003047 | MOLG 20MVA 132/33kV BHEL Tfr | SPR.TFR20BHEL.ED18 | ZSPR_ACT | ZSPR | NOS | 2 | 8000 | INR
5000 | Western Zone, Burla | 5100 | EHT (O&M) Circle, Balangir | 5104 | EHT (O&M) Division, Nuapada | W144 | 132/33 kV S/S S/D Padampur | 3000003048 | WTI(LOCAL) FOR 20MVA BHEL Tfr | SPR.TFR20BHEL.ED19 | ZSPR_ACT | ZSPR | NOS | 1 | 6000 | INR
5000 | Western Zone, Burla | 5100 | EHT (O&M) Circle, Balangir | 5104 | EHT (O&M) Division, Nuapada | W144 | 132/33 kV S/S S/D Padampur | 3000003049 | OTI 20MVA 132/33kV BHEL Tfr | SPR.TFR20BHEL.ED20 | ZSPR_ACT | ZSPR | NOS | 2 | 12000 | INR
5000 | Western Zone, Burla | 5100 | EHT (O&M) Circle, Balangir | 5104 | EHT (O&M) Division, Nuapada | W143 | 132/33 kV S/S S/D Nuapada | 3000003060 | WTI for 20MVA 132/33KV IMP Tfr | SPR.TFR20IMP.BC01 | ZSPR_ACT | ZSPR | NOS | 8 | 22000 | INR
5000 | Western Zone, Burla | 5100 | EHT (O&M) Circle, Balangir | 5104 | EHT (O&M) Division, Nuapada | W143 | 132/33 kV S/S S/D Nuapada | 3000003061 | OTI with contacts 20MVA 132/33KV IMP Tfr | SPR.TFR20IMP.BC02 | ZSPR_ACT | ZSPR | NOS | 8 | 26400 | INR
5000 | Western Zone, Burla | 5100 | EHT (O&M) Circle, Balangir | 5104 | EHT (O&M) Division, Nuapada | W143 | 132/33 kV S/S S/D Nuapada | 3000003062 | PRD of 20MVA 132/33KV IMP Tfr | SPR.TFR20IMP.BC03 | ZSPR_ACT | ZSPR | NOS | 2 | 10000 | INR
5000 | Western Zone, Burla | 5100 | EHT (O&M) Circle, Balangir | 5104 | EHT (O&M) Division, Nuapada | W143 | 132/33 kV S/S S/D Nuapada | 3000003063 | MOLG for 20MVA 132/33KV IMP Tfr | SPR.TFR20IMP.BC04 | ZSPR_ACT | ZSPR | NOS | 2 | 8000 | INR
5000 | Western Zone, Burla | 5100 | EHT (O&M) Circle, Balangir | 5104 | EHT (O&M) Division, Nuapada | W143 | 132/33 kV S/S S/D Nuapada | 3000003064 | CF with motor 20MVA 132/33KV IMP Tfr | SPR.TFR20IMP.BC05 | ZSPR_ACT | ZSPR | NOS | 2 | 8000 | INR
5000 | Western Zone, Burla | 5100 | EHT (O&M) Circle, Balangir | 5104 | EHT (O&M) Division, Nuapada | W143 | 132/33 kV S/S S/D Nuapada | 3000003065 | Buchholz relay 20MVA 132/33KV IMP Tfr | SPR.TFR20IMP.BC06 | ZSPR_ACT | ZSPR | NOS | 1 | 5000 | INR
5000 | Western Zone, Burla | 5100 | EHT (O&M) Circle, Balangir | 5104 | EHT (O&M) Division, Nuapada | W143 | 132/33 kV S/S S/D Nuapada | 3000003065 | Buchholz relay 20MVA 132/33KV IMP Tfr | SPR.TFR20IMP.BC06 | ZSPR_US | ZSPR | NOS | 1 | 1 | INR
5000 | Western Zone, Burla | 5100 | EHT (O&M) Circle, Balangir | 5104 | EHT (O&M) Division, Nuapada | W143 | 132/33 kV S/S S/D Nuapada | 3000003066 | Starter&Relay for 20MVA 132/33KV IMP Tfr | SPR.TFR20IMP.BC07 | ZSPR_ACT | ZSPR | NOS | 115 | 37541.75 | INR
5000 | Western Zone, Burla | 5100 | EHT (O&M) Circle, Balangir | 5104 | EHT (O&M) Division, Nuapada | W143 | 132/33 kV S/S S/D Nuapada | 3000003076 | HV Bushing &Rod-20MVA 220/33 kV Tfr | SPR.TFR20T&R.DB01 | ZSPR_THEFT | ZSPR | NOS | 1 | 125000 | INR
5000 | Western Zone, Burla | 5100 | EHT (O&M) Circle, Balangir | 5104 | EHT (O&M) Division, Nuapada | W143 | 132/33 kV S/S S/D Nuapada | 3000003077 | LV Bushing&Rod for 20MVA 220/33kV Tfr | SPR.TFR20T&R.DB02 | ZSPR_THEFT | ZSPR | NOS | 2 | 60000 | INR
5000 | Western Zone, Burla | 5100 | EHT (O&M) Circle, Balangir | 5104 | EHT (O&M) Division, Nuapada | W143 | 132/33 kV S/S S/D Nuapada | 3000003078 | HV N. Bushing for 20MVA,220/33kVT&R Tfr | SPR.TFR20T&R.DB03 | ZSPR_THEFT | ZSPR | NOS | 2 | 30000 | INR
5000 | Western Zone, Burla | 5100 | EHT (O&M) Circle, Balangir | 5104 | EHT (O&M) Division, Nuapada | W143 | 132/33 kV S/S S/D Nuapada | 3000003079 | LV N. Bushing for 20MVA,220/33kVT&R Tfr | SPR.TFR20T&R.DB04 | ZSPR_THEFT | ZSPR | NOS | 2 | 30000 | INR
5000 | Western Zone, Burla | 5100 | EHT (O&M) Circle, Balangir | 5104 | EHT (O&M) Division, Nuapada | W144 | 132/33 kV S/S S/D Padampur | 3000003099 | HV NBushing of 20MVA 132/33kV Tfr | SPR.TFR20TAL.EA03 | ZSPR_ACT | ZSPR | NOS | 2 | 30000 | INR
5000 | Western Zone, Burla | 5100 | EHT (O&M) Circle, Balangir | 5104 | EHT (O&M) Division, Nuapada | W144 | 132/33 kV S/S S/D Padampur | 3000003100 | LV NBushing of 20MVA 132/33kV Tfr | SPR.TFR20TAL.EA04 | ZSPR_ACT | ZSPR | NOS | 1 | 15000 | INR
5000 | Western Zone, Burla | 5100 | EHT (O&M) Circle, Balangir | 5104 | EHT (O&M) Division, Nuapada | W142 | 132/33 kV T/L S/S S/D Khariar | 3000003152 | CF & MOTOR 40MVA 132/33KV AREVA Tfr | SPR.TFR40ARVA.EA01 | ZSPR_ACT | ZSPR | NOS | 1 | 5000 | INR
5000 | Western Zone, Burla | 5100 | EHT (O&M) Circle, Balangir | 5104 | EHT (O&M) Division, Nuapada | W142 | 132/33 kV T/L S/S S/D Khariar | 3000003154 | BUCHHOLZ RELAY 40MVA 132/33KV AREVA Tfr | SPR.TFR40ARVA.EC01 | ZSPR_ACT | ZSPR | NOS | 1 | 5000 | INR
5000 | Western Zone, Burla | 5100 | EHT (O&M) Circle, Balangir | 5104 | EHT (O&M) Division, Nuapada | W142 | 132/33 kV T/L S/S S/D Khariar | 3000003157 | MOLG of 40MVA 132/33KV AREVA Tfr | SPR.TFR40ARVA.EC04 | ZSPR_ACT | ZSPR | NOS | 1 | 2000 | INR
5000 | Western Zone, Burla | 5100 | EHT (O&M) Circle, Balangir | 5104 | EHT (O&M) Division, Nuapada | W142 | 132/33 kV T/L S/S S/D Khariar | 3000003158 | OTI&CONTACTOF 40MVA 132/33KV AREVA Tfr | SPR.TFR40ARVA.EC05 | ZSPR_ACT | ZSPR | NOS | 1 | 5000 | INR
5000 | Western Zone, Burla | 5100 | EHT (O&M) Circle, Balangir | 5104 | EHT (O&M) Division, Nuapada | W142 | 132/33 kV T/L S/S S/D Khariar | 3000003159 | PRD 40MVA 132/33KV AREVA Tfr | SPR.TFR40ARVA.EC06 | ZSPR_ACT | ZSPR | NOS | 1 | 2000 | INR
5000 | Western Zone, Burla | 5100 | EHT (O&M) Circle, Balangir | 5104 | EHT (O&M) Division, Nuapada | W142 | 132/33 kV T/L S/S S/D Khariar | 3000003161 | WTI with Contact-40MVA Tfr | SPR.TFR40ARVA.EC08 | ZSPR_ACT | ZSPR | NOS | 1 | 5000 | INR
5000 | Western Zone, Burla | 5100 | EHT (O&M) Circle, Balangir | 5104 | EHT (O&M) Division, Nuapada | W145 | 132/33 kV S/S S/D Kantabanji | 3000003230 | FANWITHMOTOR FOR 40MVA 132/33KV BHEL Tfr | SPR.TFR40BHEL.EA02 | ZSPR_ACT | ZSPR | NOS | 2 | 16000 | INR
5000 | Western Zone, Burla | 5100 | EHT (O&M) Circle, Balangir | 5104 | EHT (O&M) Division, Nuapada | W145 | 132/33 kV S/S S/D Kantabanji | 3000003231 | FAN MC FOR 132/33KV 40MVA BHEL Tfr | SPR.TFR40BHEL.EA03 | ZSPR_ACT | ZSPR | NOS | 2 | 2410.72 | INR
5000 | Western Zone, Burla | 5100 | EHT (O&M) Circle, Balangir | 5104 | EHT (O&M) Division, Nuapada | W145 | 132/33 kV S/S S/D Kantabanji | 3000003232 | FAN CS FOR 132/33KV 40MVA BHEL Tfr | SPR.TFR40BHEL.EA04 | ZSPR_ACT | ZSPR | NOS | 4 | 1221.8 | INR
5000 | Western Zone, Burla | 5100 | EHT (O&M) Circle, Balangir | 5104 | EHT (O&M) Division, Nuapada | W145 | 132/33 kV S/S S/D Kantabanji | 3000003233 | THERMAL RELAY OF 132/33KV 40MVA BHEL Tfr | SPR.TFR40BHEL.EA05 | ZSPR_ACT | ZSPR | NOS | 2 | 3175.6 | INR
5000 | Western Zone, Burla | 5100 | EHT (O&M) Circle, Balangir | 5104 | EHT (O&M) Division, Nuapada | W145 | 132/33 kV S/S S/D Kantabanji | 3000003234 | FAN FOR 132/33KV 40MVA BHEL Tfr | SPR.TFR40BHEL.EA06 | ZSPR_ACT | ZSPR | NOS | 2 | 4460.6 | INR
5000 | Western Zone, Burla | 5100 | EHT (O&M) Circle, Balangir | 5104 | EHT (O&M) Division, Nuapada | W145 | 132/33 kV S/S S/D Kantabanji | 3000003236 | TDR FOR 132/33KV 40MVA BHEL Tfr | SPR.TFR40BHEL.EA08 | ZSPR_ACT | ZSPR | NOS | 2 | 2800 | INR
5000 | Western Zone, Burla | 5100 | EHT (O&M) Circle, Balangir | 5104 | EHT (O&M) Division, Nuapada | W145 | 132/33 kV S/S S/D Kantabanji | 3000003240 | PRV FOR 40MVA 132/33KV BHEL Tfr | SPR.TFR40BHEL.EC02 | ZSPR_ACT | ZSPR | NOS | 1 | 10000 | INR
5000 | Western Zone, Burla | 5100 | EHT (O&M) Circle, Balangir | 5104 | EHT (O&M) Division, Nuapada | W145 | 132/33 kV S/S S/D Kantabanji | 3000003241 | WTI FOR 40MVA 132/33KV BHEL Tfr | SPR.TFR40BHEL.EC03 | ZSPR_ACT | ZSPR | NOS | 1 | 25000 | INR
5000 | Western Zone, Burla | 5100 | EHT (O&M) Circle, Balangir | 5104 | EHT (O&M) Division, Nuapada | W145 | 132/33 kV S/S S/D Kantabanji | 3000003242 | OTI FOR 40MVA 132/33KV BHEL Tfr | SPR.TFR40BHEL.EC05 | ZSPR_ACT | ZSPR | NOS | 1 | 15765.85 | INR
5000 | Western Zone, Burla | 5100 | EHT (O&M) Circle, Balangir | 5104 | EHT (O&M) Division, Nuapada | W142 | 132/33 kV T/L S/S S/D Khariar | 3000003242 | OTI FOR 40MVA 132/33KV BHEL Tfr | SPR.TFR40BHEL.EC05 | ZSPR_ACT | ZSPR | NOS | 1 | 15765.85 | INR
5000 | Western Zone, Burla | 5100 | EHT (O&M) Circle, Balangir | 5104 | EHT (O&M) Division, Nuapada | W145 | 132/33 kV S/S S/D Kantabanji | 3000003244 | BUCHHOLZRELAY FOR 40MVA 132/33KV BHELTfr | SPR.TFR40BHEL.EC07 | ZSPR_ACT | ZSPR | NOS | 1 | 10000 | INR
5000 | Western Zone, Burla | 5100 | EHT (O&M) Circle, Balangir | 5104 | EHT (O&M) Division, Nuapada | W145 | 132/33 kV S/S S/D Kantabanji | 3000003245 | MOLG FOR 40MVA 132/33KV BHEL Tfr | SPR.TFR40BHEL.EC08 | ZSPR_ACT | ZSPR | NOS | 2 | 20000 | INR
5000 | Western Zone, Burla | 5100 | EHT (O&M) Circle, Balangir | 5104 | EHT (O&M) Division, Nuapada | W144 | 132/33 kV S/S S/D Padampur | 3000003246 | TPI FOR 132/33KV 40MVA BHEL Tfr | SPR.TFR40BHEL.EC10 | ZSPR_ACT | ZSPR | NOS | 2 | 13500 | INR
5000 | Western Zone, Burla | 5100 | EHT (O&M) Circle, Balangir | 5104 | EHT (O&M) Division, Nuapada | W145 | 132/33 kV S/S S/D Kantabanji | 3000003246 | TPI FOR 132/33KV 40MVA BHEL Tfr | SPR.TFR40BHEL.EC10 | ZSPR_ACT | ZSPR | NOS | 2 | 13500 | INR
5000 | Western Zone, Burla | 5100 | EHT (O&M) Circle, Balangir | 5104 | EHT (O&M) Division, Nuapada | W145 | 132/33 kV S/S S/D Kantabanji | 3000003247 | HV BUSHING FOR 40 MVA 132/33KV BHEL Tfr | SPR.TFR40BHEL.EF01 | ZSPR_ACT | ZSPR | NOS | 1 | 152000 | INR
5000 | Western Zone, Burla | 5100 | EHT (O&M) Circle, Balangir | 5104 | EHT (O&M) Division, Nuapada | W145 | 132/33 kV S/S S/D Kantabanji | 3000003248 | LV BUSHING FOR 40 MVA 132/33KV BHEL Tfr | SPR.TFR40BHEL.EF02 | ZSPR_ACT | ZSPR | NOS | 2 | 54000 | INR
5000 | Western Zone, Burla | 5100 | EHT (O&M) Circle, Balangir | 5104 | EHT (O&M) Division, Nuapada | W145 | 132/33 kV S/S S/D Kantabanji | 3000003249 | HV N bushing for 40MVA 132/33kV BHEL Tfr | SPR.TFR40BHEL.EF03 | ZSPR_ACT | ZSPR | NOS | 2 | 30000 | INR
5000 | Western Zone, Burla | 5100 | EHT (O&M) Circle, Balangir | 5104 | EHT (O&M) Division, Nuapada | W145 | 132/33 kV S/S S/D Kantabanji | 3000003251 | FUSES FOR 40MVA 132/33KV BHEL Tfr | SPR.TFR40BHEL.EF05 | ZSPR_ACT | ZSPR | NOS | 15 | 2250 | INR
5000 | Western Zone, Burla | 5100 | EHT (O&M) Circle, Balangir | 5104 | EHT (O&M) Division, Nuapada | W145 | 132/33 kV S/S S/D Kantabanji | 3000003252 | LAMPS FOR 40MVA 132/33KV BHEL Tfr | SPR.TFR40BHEL.EF06 | ZSPR_ACT | ZSPR | NOS | 15 | 4545 | INR
5000 | Western Zone, Burla | 5100 | EHT (O&M) Circle, Balangir | 5104 | EHT (O&M) Division, Nuapada | W144 | 132/33 kV S/S S/D Padampur | 3000003368 | 132KV-CT Clamp(Bimetallic, Single Moose) | SS.CLAMP.A017 | ZSPR_ACT | ZSPR | NOS | 10 | 9558 | INR
5000 | Western Zone, Burla | 5100 | EHT (O&M) Circle, Balangir | 5104 | EHT (O&M) Division, Nuapada | W144 | 132/33 kV S/S S/D Padampur | 3000003372 | 132KV-CB Clamp of Single Moose | SS.CLAMP.A021 | ZSPR_ACT | ZSPR | NOS | 6 | 7808.46 | INR
5000 | Western Zone, Burla | 5100 | EHT (O&M) Circle, Balangir | 5104 | EHT (O&M) Division, Nuapada | W144 | 132/33 kV S/S S/D Padampur | 3000003389 | PG Clamp for ACSR Moose to Moose | SS.CLAMP.A043 | ZSPR_ACT | ZSPR | NOS | 14 | 20661.62 | INR
5000 | Western Zone, Burla | 5100 | EHT (O&M) Circle, Balangir | 5104 | EHT (O&M) Division, Nuapada | W145 | 132/33 kV S/S S/D Kantabanji | 3000003390 | G1 132 KV BEAM STRUCTURE | STRS.132BEAM.A001 | ZSPR_ACT | ZSPR | MT | 3.895 | 471880.16 | INR
5000 | Western Zone, Burla | 5100 | EHT (O&M) Circle, Balangir | 5104 | EHT (O&M) Division, Nuapada | W144 | 132/33 kV S/S S/D Padampur | 3000003392 | G2 132 KV BEAM STRUCTURE | STRS.132BEAM.A003 | ZSPR_ACT | ZSPR | MT | 1.8 | 227974.88 | INR
5000 | Western Zone, Burla | 5100 | EHT (O&M) Circle, Balangir | 5104 | EHT (O&M) Division, Nuapada | W144 | 132/33 kV S/S S/D Padampur | 3000003395 | T4S 132 KV COLUMN STRUCTURE | STRS.132COLMN.A002 | ZSPR_ACT | ZSPR | MT | 0.95 | 120320.08 | INR
5000 | Western Zone, Burla | 5100 | EHT (O&M) Circle, Balangir | 5104 | EHT (O&M) Division, Nuapada | W145 | 132/33 kV S/S S/D Kantabanji | 3000003399 | Equipment structure of 132kV DI w/o ES | STRS.132EQPT.A016 | ZSPR_ACT | ZSPR | MT | 1.355 | 164174.37 | INR
5000 | Western Zone, Burla | 5100 | EHT (O&M) Circle, Balangir | 5104 | EHT (O&M) Division, Nuapada | W145 | 132/33 kV S/S S/D Kantabanji | 3000003405 | PA, PB, PC & UR TEMPLATE | STRS.132TMPL.A001 | ZSPR_ACT | ZSPR | MT | 4.849 | 447915.86 | INR
5000 | Western Zone, Burla | 5100 | EHT (O&M) Circle, Balangir | 5104 | EHT (O&M) Division, Nuapada | W145 | 132/33 kV S/S S/D Kantabanji | 3000003435 | Equipment structure - 33kV CT/NCT | STRS.33EQPT.A010 | ZSPR_ACT | ZSPR | MT | 6 | 109249.14 | INR
5000 | Western Zone, Burla | 5100 | EHT (O&M) Circle, Balangir | 5104 | EHT (O&M) Division, Nuapada | W144 | 132/33 kV S/S S/D Padampur | 3000003443 | Substation Assorted Structure as per BoQ | STRS.ASSORTED.A001 | ZSPR_ACT | ZSPR | MT | 7.619 | 815817.15 | INR
5000 | Western Zone, Burla | 5100 | EHT (O&M) Circle, Balangir | 5104 | EHT (O&M) Division, Nuapada | W143 | 132/33 kV S/S S/D Nuapada | 3000003451 | MW meter along with Transducer | TEL.MISC.A577 | ZSPR_ACT | ZSPR | NOS | 2 | 6000 | INR
5000 | Western Zone, Burla | 5100 | EHT (O&M) Circle, Balangir | 5104 | EHT (O&M) Division, Nuapada | W143 | 132/33 kV S/S S/D Nuapada | 3000003452 | VOLTAGE TRANSDUCER | TEL.MISC.A578 | ZSPR_ACT | ZSPR | NOS | 1 | 2500 | INR
5000 | Western Zone, Burla | 5100 | EHT (O&M) Circle, Balangir | 5104 | EHT (O&M) Division, Nuapada | W143 | 132/33 kV S/S S/D Nuapada | 3000003454 | MVAR TRANSDUCER | TEL.SPR.MISC.A564 | ZSPR_ACT | ZSPR | NOS | 3 | 10500 | INR
5000 | Western Zone, Burla | 5100 | EHT (O&M) Circle, Balangir | 5104 | EHT (O&M) Division, Nuapada | W145 | 132/33 kV S/S S/D Kantabanji | 3000003464 | Stub for 132 KV DC type tower in MT | TWR.132DC.STUB.B001 | ZSPR_ACT | ZSPR | MT | 0.216 | 14964.91 | INR
5000 | Western Zone, Burla | 5100 | EHT (O&M) Circle, Balangir | 5104 | EHT (O&M) Division, Nuapada | W142 | 132/33 kV T/L S/S S/D Khariar | 3000003468 | 132KV HP Type Tower Member | TWR.132HP.L.A001 | ZSPR_ACT | ZSPR | MT | 0.05 | 1650 | INR
5000 | Western Zone, Burla | 5100 | EHT (O&M) Circle, Balangir | 5104 | EHT (O&M) Division, Nuapada | W143 | 132/33 kV S/S S/D Nuapada | 3000003484 | 132 KV PA TYPE STUB | TWR.132PA.STUB.A001 | ZSPR_ACT | ZSPR | MT | 0.504 | 46884.1 | INR
5000 | Western Zone, Burla | 5100 | EHT (O&M) Circle, Balangir | 5104 | EHT (O&M) Division, Nuapada | W143 | 132/33 kV S/S S/D Nuapada | 3000003485 | 132 KV PA TYPE TEMPLATE | TWR.132PA.TMPL.A001 | ZSPR_ACT | ZSPR | MT | 2.336 | 217327.32 | INR
5000 | Western Zone, Burla | 5100 | EHT (O&M) Circle, Balangir | 5104 | EHT (O&M) Division, Nuapada | W143 | 132/33 kV S/S S/D Nuapada | 3000003490 | 132 KV PB TYPE TEMPLATE | TWR.132PB.TMPL.A001 | ZSPR_ACT | ZSPR | MT | 1.371 | 135831.43 | INR
5000 | Western Zone, Burla | 5100 | EHT (O&M) Circle, Balangir | 5104 | EHT (O&M) Division, Nuapada | W143 | 132/33 kV S/S S/D Nuapada | 3000003492 | 132 KV PC TYPE STUB | TWR.132PC.STUB.A001 | ZSPR_ACT | ZSPR | MT | 0.609 | 56651.62 | INR
5000 | Western Zone, Burla | 5100 | EHT (O&M) Circle, Balangir | 5104 | EHT (O&M) Division, Nuapada | W143 | 132/33 kV S/S S/D Nuapada | 3000003493 | 132 KV PC TYPE TEMPLATE | TWR.132PC.TMPL.A001 | ZSPR_ACT | ZSPR | MT | 3.115 | 289769.76 | INR
5000 | Western Zone, Burla | 5100 | EHT (O&M) Circle, Balangir | 5104 | EHT (O&M) Division, Nuapada | W143 | 132/33 kV S/S S/D Nuapada | 3000003555 | ANTICLIMBING DEVICE | TWR.ACD.A001 | ZSPR_ACT | ZSPR | SET | 2 | 1508 | INR
5000 | Western Zone, Burla | 5100 | EHT (O&M) Circle, Balangir | 5104 | EHT (O&M) Division, Nuapada | W143 | 132/33 kV S/S S/D Nuapada | 3000003557 | BIRD GUARD | TWR.BD.GRD.A001 | ZSPR_ACT | ZSPR | NOS | 40 | 52893.38 | INR
5000 | Western Zone, Burla | 5100 | EHT (O&M) Circle, Balangir | 5104 | EHT (O&M) Division, Nuapada | W144 | 132/33 kV S/S S/D Padampur | 3000003557 | BIRD GUARD | TWR.BD.GRD.A001 | ZSPR_ACT | ZSPR | NOS | 617 | 815880.38 | INR
5000 | Western Zone, Burla | 5100 | EHT (O&M) Circle, Balangir | 5104 | EHT (O&M) Division, Nuapada | W144 | 132/33 kV S/S S/D Padampur | 3000003562 | ASSORTED GI TOWER ANGLE | TWR.GI.ANGLE.A001 | ZSPR_ACT | ZSPR | MT | 0.2 | 14000 | INR
5000 | Western Zone, Burla | 5100 | EHT (O&M) Circle, Balangir | 5104 | EHT (O&M) Division, Nuapada | W142 | 132/33 kV T/L S/S S/D Khariar | 3000003565 | 50X50X6MM SIZE GI ANGLE | TWR.GI.ANGLE.A004 | ZSPR_ACT | ZSPR | MT | 0.15 | 16918.5 | INR
5000 | Western Zone, Burla | 5100 | EHT (O&M) Circle, Balangir | 5104 | EHT (O&M) Division, Nuapada | W143 | 132/33 kV S/S S/D Nuapada | 3000003574 | TOWER HANGER | TWR.HNGR.A001 | ZSPR_ACT | ZSPR | NOS | 4 | 3318.55 | INR
5000 | Western Zone, Burla | 5100 | EHT (O&M) Circle, Balangir | 5104 | EHT (O&M) Division, Nuapada | W144 | 132/33 kV S/S S/D Padampur | 3000003574 | TOWER HANGER | TWR.HNGR.A001 | ZSPR_ACT | ZSPR | NOS | 34 | 28207.69 | INR
5000 | Western Zone, Burla | 5100 | EHT (O&M) Circle, Balangir | 5104 | EHT (O&M) Division, Nuapada | W144 | 132/33 kV S/S S/D Padampur | 3000003579 | TOWER PHASE PLATE | TWR.PH.PLT.A001 | ZSPR_ACT | ZSPR | NOS | 84 | 8425.2 | INR
5000 | Western Zone, Burla | 5100 | EHT (O&M) Circle, Balangir | 5104 | EHT (O&M) Division, Nuapada | W143 | 132/33 kV S/S S/D Nuapada | 3000003581 | 16X175 MM TOWER STEP BOLT | TWR.STP.BLT.A001 | ZSPR_ACT | ZSPR | KG | 249.102 | 27547.05 | INR
5000 | Western Zone, Burla | 5100 | EHT (O&M) Circle, Balangir | 5104 | EHT (O&M) Division, Nuapada | W145 | 132/33 kV S/S S/D Kantabanji | 3000003581 | 16X175 MM TOWER STEP BOLT | TWR.STP.BLT.A001 | ZSPR_ACT | ZSPR | KG | 30 | 3317.56 | INR
5000 | Western Zone, Burla | 5100 | EHT (O&M) Circle, Balangir | 5104 | EHT (O&M) Division, Nuapada | W145 | 132/33 kV S/S S/D Kantabanji | 3000003586 | 132KV WAVE TRAP 800A/0.5mH | WT.132.E005 | ZSPR_ACT | ZSPR | NOS | 3 | 706176 | INR
5000 | Western Zone, Burla | 5100 | EHT (O&M) Circle, Balangir | 5104 | EHT (O&M) Division, Nuapada | W143 | 132/33 kV S/S S/D Nuapada | 3000003616 | Circuit Breaker (CB) control switch | SPR.MISC.A489 | ZSPR_ACT | ZSPR | NOS | 1 | 4404.6 | INR
5000 | Western Zone, Burla | 5100 | EHT (O&M) Circle, Balangir | 5104 | EHT (O&M) Division, Nuapada | W145 | 132/33 kV S/S S/D Kantabanji | 3000003616 | Circuit Breaker (CB) control switch | SPR.MISC.A489 | ZSPR_ACT | ZSPR | NOS | 2 | 8809.2 | INR
5000 | Western Zone, Burla | 5100 | EHT (O&M) Circle, Balangir | 5104 | EHT (O&M) Division, Nuapada | W144 | 132/33 kV S/S S/D Padampur | 3000003746 | 33KV recovery(Used) IVT/PT | RCVR.33PT.A001 | ZSPR_SH | ZSPR | NOS | 3 | 3 | INR
5000 | Western Zone, Burla | 5100 | EHT (O&M) Circle, Balangir | 5104 | EHT (O&M) Division, Nuapada | W142 | 132/33 kV T/L S/S S/D Khariar | 4000000030 | CHAINPULLY BLOCK & PULLY | TNP.CHAINPULLY.A001 | ZTNP_ACT | ZTNP | NOS | 1 | 738 | INR
5000 | Western Zone, Burla | 5100 | EHT (O&M) Circle, Balangir | 5104 | EHT (O&M) Division, Nuapada | W145 | 132/33 kV S/S S/D Kantabanji | 4000000051 | D' SHACKLE OF DIFFERENT SIZES | TNP.DSHAKLE.A006 | ZTNP_ACT | ZTNP | NOS | 23 | 7071.54 | INR
5000 | Western Zone, Burla | 5100 | EHT (O&M) Circle, Balangir | 5104 | EHT (O&M) Division, Nuapada | W144 | 132/33 kV S/S S/D Padampur | 4000000051 | D' SHACKLE OF DIFFERENT SIZES | TNP.DSHAKLE.A006 | ZTNP_ACT | ZTNP | NOS | 986 | 303153.66 | INR
5000 | Western Zone, Burla | 5100 | EHT (O&M) Circle, Balangir | 5104 | EHT (O&M) Division, Nuapada | W145 | 132/33 kV S/S S/D Kantabanji | 4000000059 | EHV DETECTOR FOR 33KV TO 220KV RANGE | TNP.EHV.DECTOR.A001 | ZTNP_ACT | ZTNP | SET | 1 | 27005.3 | INR
5000 | Western Zone, Burla | 5100 | EHT (O&M) Circle, Balangir | 5104 | EHT (O&M) Division, Nuapada | W145 | 132/33 kV S/S S/D Kantabanji | 4000000131 | DIGITAL MULTIFUNCTIONING METER | TNP.MULTIMETER.B001 | ZTNP_ACT | ZTNP | NOS | 2 | 65784 | INR
5000 | Western Zone, Burla | 5100 | EHT (O&M) Circle, Balangir | 5104 | EHT (O&M) Division, Nuapada | W142 | 132/33 kV T/L S/S S/D Khariar | 4000000145 | GAS FILLING DEVICE FOR SF6 BREAKER | TNP.SF6.GFD.A001 | ZTNP_ACT | ZTNP | NOS | 1 | 4069.95 | INR
5000 | Western Zone, Burla | 5100 | EHT (O&M) Circle, Balangir | 5104 | EHT (O&M) Division, Nuapada | W145 | 132/33 kV S/S S/D Kantabanji | 4000000147 | SF6 GAS EVACUATION DEVICE | TNP.SF6FLNGDVC.A001 | ZTNP_ACT | ZTNP | NOS | 1 | 12247 | INR
5000 | Western Zone, Burla | 5100 | EHT (O&M) Circle, Balangir | 5104 | EHT (O&M) Division, Nuapada | W142 | 132/33 kV T/L S/S S/D Khariar | 5000000069 | Scrap 33 KV VCB | SCRP.MISC.A136 | ZSRP_SCRAP | ZSRP | NOS | 1 | 10000 | INR
5000 | Western Zone, Burla | 5100 | EHT (O&M) Circle, Balangir | 5104 | EHT (O&M) Division, Nuapada | W144 | 132/33 kV S/S S/D Padampur | 5000000087 | 33KV VCB LIMB | SCRP.MISC.A228 | ZSRP_SCRAP | ZSRP | NOS | 2 | 400 | INR
5000 | Western Zone, Burla | 5200 | EHT (O&M) Circle, Burla | 5201 | E&MR Division, Burla | W214 | E&MR Sub-Division Jharsuguda | 3000002554 | MISCELLANEOUS SPARE ITEMS | SPR.MISC.A001 | ZSPR_THEFT | ZSPR | NOS | 1 | 50000 | INR
5000 | Western Zone, Burla | 5200 | EHT (O&M) Circle, Burla | 5202 | EHT (O&M) Division, Burla | W223 | 132/33 kV T/L S/S S/D Sambalpur | 1000000000 | 132KV SF6 CB with Strcture | BKR.145SF6.G.P.AI08 | ZCAP_SCRAP | ZCAP | NOS | 1 | 10000.5 | INR
5000 | Western Zone, Burla | 5200 | EHT (O&M) Circle, Burla | 5202 | EHT (O&M) Division, Burla | W223 | 132/33 kV T/L S/S S/D Sambalpur | 1000000000 | 132KV SF6 CB with Strcture | BKR.145SF6.G.P.AI08 | ZCAP_ACT | ZCAP | NOS | 1 | 554322.15 | INR
5000 | Western Zone, Burla | 5200 | EHT (O&M) Circle, Burla | 5202 | EHT (O&M) Division, Burla | W223 | 132/33 kV T/L S/S S/D Sambalpur | 1000000004 | 36KV VCB with Structure | BKR.36VCB.G.S.F005 | ZCAP_US | ZCAP | NOS | 2 | 150001 | INR
5000 | Western Zone, Burla | 5200 | EHT (O&M) Circle, Burla | 5202 | EHT (O&M) Division, Burla | W222 | 220/132/33 kV T/L S/S S/D Katapalli | 1000000004 | 36KV VCB with Structure | BKR.36VCB.G.S.F005 | ZCAP_US | ZCAP | NOS | 1 | 75000.5 | INR
5000 | Western Zone, Burla | 5200 | EHT (O&M) Circle, Burla | 5202 | EHT (O&M) Division, Burla | W224 | 132/33 kV T/L S/S S/D Rairakhol | 1000000004 | 36KV VCB with Structure | BKR.36VCB.G.S.F005 | ZCAP_SUP | ZCAP | NOS | 1 | 0 | INR
5000 | Western Zone, Burla | 5200 | EHT (O&M) Circle, Burla | 5202 | EHT (O&M) Division, Burla | W223 | 132/33 kV T/L S/S S/D Sambalpur | 1000000004 | 36KV VCB with Structure | BKR.36VCB.G.S.F005 | ZCAP_SCRAP | ZCAP | NOS | 1 | 20000 | INR
5000 | Western Zone, Burla | 5200 | EHT (O&M) Circle, Burla | 5202 | EHT (O&M) Division, Burla | W226 | 132/33 kV S/S S/D Hirakud | 1000000011 | 1CX300 SQMM 33KV XLPE CABLE | CBLE.XLPE.AL.AR.A004 | ZCAP_ACT | ZCAP | KM | 0.056 | 233923.2 | INR
5000 | Western Zone, Burla | 5200 | EHT (O&M) Circle, Burla | 5202 | EHT (O&M) Division, Burla | W222 | 220/132/33 kV T/L S/S S/D Katapalli | 1000000012 | 1CX1000Sqmm 220kV XLPE UG Cable | CBLE.XLPE.AL.AR.A005 | ZCAP_ACT | ZCAP | KM | 1.098 | 14103810 | INR
5000 | Western Zone, Burla | 5200 | EHT (O&M) Circle, Burla | 5202 | EHT (O&M) Division, Burla | W222 | 220/132/33 kV T/L S/S S/D Katapalli | 1000000014 | AAAC ZEBRA CONDUCTOR | COND.AAAC.A002 | ZCAP_ACT | ZCAP | KM | 5 | 928001.4 | INR
5000 | Western Zone, Burla | 5200 | EHT (O&M) Circle, Burla | 5202 | EHT (O&M) Division, Burla | W222 | 220/132/33 kV T/L S/S S/D Katapalli | 1000000016 | ACSR PANTHER CONDUCTOR | COND.ACSR.A002 | ZCAP_ACT | ZCAP | KM | 2.5 | 353320.76 | INR
5000 | Western Zone, Burla | 5200 | EHT (O&M) Circle, Burla | 5202 | EHT (O&M) Division, Burla | W225 | 132/33 kV S/S S/D Maneswar | 1000000016 | ACSR PANTHER CONDUCTOR | COND.ACSR.A002 | ZCAP_ACT | ZCAP | KM | 0.702 | 99212.47 | INR
5000 | Western Zone, Burla | 5200 | EHT (O&M) Circle, Burla | 5202 | EHT (O&M) Division, Burla | WLL3 | 132-33 kV T/L Burla_Line | 1000000016 | ACSR PANTHER CONDUCTOR | COND.ACSR.A002 | ZCAP_ACT | ZCAP | KM | 2.44 | 344841.07 | INR
5000 | Western Zone, Burla | 5200 | EHT (O&M) Circle, Burla | 5202 | EHT (O&M) Division, Burla | W226 | 132/33 kV S/S S/D Hirakud | 1000000016 | ACSR PANTHER CONDUCTOR | COND.ACSR.A002 | ZCAP_ACT | ZCAP | KM | 0.52 | 73490.72 | INR
5000 | Western Zone, Burla | 5200 | EHT (O&M) Circle, Burla | 5202 | EHT (O&M) Division, Burla | W223 | 132/33 kV T/L S/S S/D Sambalpur | 1000000017 | ACSR ZEBRA CONDUCTOR | COND.ACSR.A003 | ZCAP_ACT | ZCAP | KM | 2.658 | 777762.82 | INR
5000 | Western Zone, Burla | 5200 | EHT (O&M) Circle, Burla | 5202 | EHT (O&M) Division, Burla | W222 | 220/132/33 kV T/L S/S S/D Katapalli | 1000000017 | ACSR ZEBRA CONDUCTOR | COND.ACSR.A003 | ZCAP_ACT | ZCAP | KM | 5.52 | 1615218.51 | INR
5000 | Western Zone, Burla | 5200 | EHT (O&M) Circle, Burla | 5202 | EHT (O&M) Division, Burla | W226 | 132/33 kV S/S S/D Hirakud | 1000000018 | ACSR MOOSE CONDUCTOR | COND.ACSR.A004 | ZCAP_ACT | ZCAP | KM | 0.029 | 12486.51 | INR
5000 | Western Zone, Burla | 5200 | EHT (O&M) Circle, Burla | 5202 | EHT (O&M) Division, Burla | W222 | 220/132/33 kV T/L S/S S/D Katapalli | 1000000018 | ACSR MOOSE CONDUCTOR | COND.ACSR.A004 | ZCAP_ACT | ZCAP | KM | 1.55 | 667382.2 | INR
5000 | Western Zone, Burla | 5200 | EHT (O&M) Circle, Burla | 5202 | EHT (O&M) Division, Burla | W225 | 132/33 kV S/S S/D Maneswar | 1000000018 | ACSR MOOSE CONDUCTOR | COND.ACSR.A004 | ZCAP_ACT | ZCAP | KM | 0.839 | 361247.53 | INR
5000 | Western Zone, Burla | 5200 | EHT (O&M) Circle, Burla | 5202 | EHT (O&M) Division, Burla | WLL3 | 132-33 kV T/L Burla_Line | 1000000023 | CAPACITOR BANK UNIT | CPB.UNIT.A001 | ZCAP_SCRAP | ZCAP | NOS | 7 | 93800 | INR
5000 | Western Zone, Burla | 5200 | EHT (O&M) Circle, Burla | 5202 | EHT (O&M) Division, Burla | W224 | 132/33 kV T/L S/S S/D Rairakhol | 1000000032 | 36KV NCTOF PRIMARY CURRENT 600-300/1-1A | CT.36NCT600.B002 | ZCAP_ACT | ZCAP | NOS | 1 | 20000 | INR
5000 | Western Zone, Burla | 5200 | EHT (O&M) Circle, Burla | 5202 | EHT (O&M) Division, Burla | W223 | 132/33 kV T/L S/S S/D Sambalpur | 1000000033 | 36KV 1CORE NCTOF PRIMARY CURRENT 800A | CT.36NCT800.A001 | ZCAP_ACT | ZCAP | NOS | 1 | 20000 | INR
5000 | Western Zone, Burla | 5200 | EHT (O&M) Circle, Burla | 5202 | EHT (O&M) Division, Burla | W222 | 220/132/33 kV T/L S/S S/D Katapalli | 1000000034 | 36KV 2C NCTOF RATIO 800-400-200/1-1A | CT.36NCT800.A002 | ZCAP_ACT | ZCAP | NOS | 1 | 52048.28 | INR
5000 | Western Zone, Burla | 5200 | EHT (O&M) Circle, Burla | 5202 | EHT (O&M) Division, Burla | W225 | 132/33 kV S/S S/D Maneswar | 1000000034 | 36KV 2C NCTOF RATIO 800-400-200/1-1A | CT.36NCT800.A002 | ZCAP_ACT | ZCAP | NOS | 3 | 156144.84 | INR
5000 | Western Zone, Burla | 5200 | EHT (O&M) Circle, Burla | 5202 | EHT (O&M) Division, Burla | W222 | 220/132/33 kV T/L S/S S/D Katapalli | 1000000045 | 132KV CT OF RATIO 400-200-100/1-1-1-1A | CT1.132OIL400.C004 | ZCAP_US | ZCAP | NOS | 15 | 0 | INR
5000 | Western Zone, Burla | 5200 | EHT (O&M) Circle, Burla | 5202 | EHT (O&M) Division, Burla | W223 | 132/33 kV T/L S/S S/D Sambalpur | 1000000045 | 132KV CT OF RATIO 400-200-100/1-1-1-1A | CT1.132OIL400.C004 | ZCAP_US | ZCAP | NOS | 1 | 0 | INR
5000 | Western Zone, Burla | 5200 | EHT (O&M) Circle, Burla | 5202 | EHT (O&M) Division, Burla | W222 | 220/132/33 kV T/L S/S S/D Katapalli | 1000000045 | 132KV CT OF RATIO 400-200-100/1-1-1-1A | CT1.132OIL400.C004 | ZCAP_ACT | ZCAP | NOS | 8 | 2120639.15 | INR
5000 | Western Zone, Burla | 5200 | EHT (O&M) Circle, Burla | 5202 | EHT (O&M) Division, Burla | W223 | 132/33 kV T/L S/S S/D Sambalpur | 1000000045 | 132KV CT OF RATIO 400-200-100/1-1-1-1A | CT1.132OIL400.C004 | ZCAP_ACT | ZCAP | NOS | 1 | 265079.89 | INR
5000 | Western Zone, Burla | 5200 | EHT (O&M) Circle, Burla | 5202 | EHT (O&M) Division, Burla | W222 | 220/132/33 kV T/L S/S S/D Katapalli | 1000000048 | 132KV CT -600-300-150/1-1-1-1A | CT1.132OIL600.C004 | ZCAP_US | ZCAP | NOS | 3 | 3 | INR
5000 | Western Zone, Burla | 5200 | EHT (O&M) Circle, Burla | 5202 | EHT (O&M) Division, Burla | W222 | 220/132/33 kV T/L S/S S/D Katapalli | 1000000048 | 132KV CT -600-300-150/1-1-1-1A | CT1.132OIL600.C004 | ZCAP_ACT | ZCAP | NOS | 4 | 1043433.17 | INR
5000 | Western Zone, Burla | 5200 | EHT (O&M) Circle, Burla | 5202 | EHT (O&M) Division, Burla | W222 | 220/132/33 kV T/L S/S S/D Katapalli | 1000000049 | 132KV CT OF RATIO 800-400-200/1-1-1A | CT1.132OIL800.C003 | ZCAP_ACT | ZCAP | NOS | 1 | 130000 | INR
5000 | Western Zone, Burla | 5200 | EHT (O&M) Circle, Burla | 5202 | EHT (O&M) Division, Burla | W222 | 220/132/33 kV T/L S/S S/D Katapalli | 1000000051 | 132 KV CT(800-400-200/1-1-1-1A) | CT1.145OIL800.C004 | ZCAP_ACT | ZCAP | NOS | 6 | 1643190.48 | INR
5000 | Western Zone, Burla | 5200 | EHT (O&M) Circle, Burla | 5202 | EHT (O&M) Division, Burla | W222 | 220/132/33 kV T/L S/S S/D Katapalli | 1000000051 | 132 KV CT(800-400-200/1-1-1-1A) | CT1.145OIL800.C004 | ZCAP_US | ZCAP | NOS | 1 | 1 | INR
5000 | Western Zone, Burla | 5200 | EHT (O&M) Circle, Burla | 5202 | EHT (O&M) Division, Burla | W222 | 220/132/33 kV T/L S/S S/D Katapalli | 1000000053 | 220KV CT-1200-600-300/1A of 5C with TC | CT1.220OIL1200.A005 | ZCAP_US | ZCAP | NOS | 1 | 1 | INR
5000 | Western Zone, Burla | 5200 | EHT (O&M) Circle, Burla | 5202 | EHT (O&M) Division, Burla | W222 | 220/132/33 kV T/L S/S S/D Katapalli | 1000000053 | 220KV CT-1200-600-300/1A of 5C with TC | CT1.220OIL1200.A005 | ZCAP_ACT | ZCAP | NOS | 4 | 836293.36 | INR
5000 | Western Zone, Burla | 5200 | EHT (O&M) Circle, Burla | 5202 | EHT (O&M) Division, Burla | W222 | 220/132/33 kV T/L S/S S/D Katapalli | 1000000055 | 220KV CT OF 1200-600-300/1-1-1-1A | CT1.220OIL1200.C004 | ZCAP_US | ZCAP | NOS | 12 | 0 | INR
5000 | Western Zone, Burla | 5200 | EHT (O&M) Circle, Burla | 5202 | EHT (O&M) Division, Burla | W222 | 220/132/33 kV T/L S/S S/D Katapalli | 1000000055 | 220KV CT OF 1200-600-300/1-1-1-1A | CT1.220OIL1200.C004 | ZCAP_ACT | ZCAP | NOS | 4 | 1644129.32 | INR
5000 | Western Zone, Burla | 5200 | EHT (O&M) Circle, Burla | 5202 | EHT (O&M) Division, Burla | W222 | 220/132/33 kV T/L S/S S/D Katapalli | 1000000056 | 220KV CT OF RATIO 600-300-150/1-1-1-1-1A | CT1.220OIL600.C005 | ZCAP_US | ZCAP | NOS | 5 | 0 | INR
5000 | Western Zone, Burla | 5200 | EHT (O&M) Circle, Burla | 5202 | EHT (O&M) Division, Burla | W222 | 220/132/33 kV T/L S/S S/D Katapalli | 1000000058 | 36KV OIL 1200-600-300/1-1-1A CT | CT1.36OIL1200.C003 | ZCAP_ACT | ZCAP | NOS | 3 | 199702.71 | INR
5000 | Western Zone, Burla | 5200 | EHT (O&M) Circle, Burla | 5202 | EHT (O&M) Division, Burla | W224 | 132/33 kV T/L S/S S/D Rairakhol | 1000000060 | 36KV CT OF RATIO 200-100-50/1-1-1A | CT1.36OIL200.C003 | ZCAP_SUP | ZCAP | NOS | 1 | 0 | INR
5000 | Western Zone, Burla | 5200 | EHT (O&M) Circle, Burla | 5202 | EHT (O&M) Division, Burla | W223 | 132/33 kV T/L S/S S/D Sambalpur | 1000000062 | 36KV CT OF RATIO 400-200-100/1-1-1A | CT1.36OIL400.C003 | ZCAP_SCRAP | ZCAP | NOS | 2 | 4000 | INR
5000 | Western Zone, Burla | 5200 | EHT (O&M) Circle, Burla | 5202 | EHT (O&M) Division, Burla | W224 | 132/33 kV T/L S/S S/D Rairakhol | 1000000062 | 36KV CT OF RATIO 400-200-100/1-1-1A | CT1.36OIL400.C003 | ZCAP_SUP | ZCAP | NOS | 1 | 0 | INR
5000 | Western Zone, Burla | 5200 | EHT (O&M) Circle, Burla | 5202 | EHT (O&M) Division, Burla | W223 | 132/33 kV T/L S/S S/D Sambalpur | 1000000063 | 36KV CT OF RATIO 600-300-150/1-1-1A | CT1.36OIL600.C003 | ZCAP_SCRAP | ZCAP | NOS | 1 | 2000 | INR
5000 | Western Zone, Burla | 5200 | EHT (O&M) Circle, Burla | 5202 | EHT (O&M) Division, Burla | W223 | 132/33 kV T/L S/S S/D Sambalpur | 1000000063 | 36KV CT OF RATIO 600-300-150/1-1-1A | CT1.36OIL600.C003 | ZCAP_ACT | ZCAP | NOS | 5 | 355647.39 | INR
5000 | Western Zone, Burla | 5200 | EHT (O&M) Circle, Burla | 5202 | EHT (O&M) Division, Burla | W223 | 132/33 kV T/L S/S S/D Sambalpur | 1000000066 | 33kV CT (800-400-200/1-1-1) | CT1.36OIL800.C003 | ZCAP_SCRAP | ZCAP | NOS | 1 | 2000 | INR
5000 | Western Zone, Burla | 5200 | EHT (O&M) Circle, Burla | 5202 | EHT (O&M) Division, Burla | W223 | 132/33 kV T/L S/S S/D Sambalpur | 1000000066 | 33kV CT (800-400-200/1-1-1) | CT1.36OIL800.C003 | ZCAP_ACT | ZCAP | NOS | 3 | 70000 | INR
5000 | Western Zone, Burla | 5200 | EHT (O&M) Circle, Burla | 5202 | EHT (O&M) Division, Burla | W222 | 220/132/33 kV T/L S/S S/D Katapalli | 1000000069 | 132KV CVT | CVT.132OIL.S.C003 | ZCAP_US | ZCAP | NOS | 2 | 2 | INR
5000 | Western Zone, Burla | 5200 | EHT (O&M) Circle, Burla | 5202 | EHT (O&M) Division, Burla | W222 | 220/132/33 kV T/L S/S S/D Katapalli | 1000000070 | 220 KV CVT | CVT.220OIL.S.B002 | ZCAP_ACT | ZCAP | NOS | 3 | 641193 | INR
5000 | Western Zone, Burla | 5200 | EHT (O&M) Circle, Burla | 5202 | EHT (O&M) Division, Burla | W222 | 220/132/33 kV T/L S/S S/D Katapalli | 1000000070 | 220 KV CVT | CVT.220OIL.S.B002 | ZCAP_US | ZCAP | NOS | 8 | 8 | INR
5000 | Western Zone, Burla | 5200 | EHT (O&M) Circle, Burla | 5202 | EHT (O&M) Division, Burla | W222 | 220/132/33 kV T/L S/S S/D Katapalli | 1000000082 | 132KV DI with DB ES of 2000A | ISO.132DI.DB.B004 | ZCAP_ACT | ZCAP | SET | 5 | 2991807.97 | INR
5000 | Western Zone, Burla | 5200 | EHT (O&M) Circle, Burla | 5202 | EHT (O&M) Division, Burla | W222 | 220/132/33 kV T/L S/S S/D Katapalli | 1000000087 | 132KV SI W/o ES OF 1250A | ISO.132SI.DB.F002 | ZCAP_US | ZCAP | SET | 4 | 4 | INR
5000 | Western Zone, Burla | 5200 | EHT (O&M) Circle, Burla | 5202 | EHT (O&M) Division, Burla | W222 | 220/132/33 kV T/L S/S S/D Katapalli | 1000000087 | 132KV SI W/o ES OF 1250A | ISO.132SI.DB.F002 | ZCAP_ACT | ZCAP | SET | 13 | 3709251.65 | INR
5000 | Western Zone, Burla | 5200 | EHT (O&M) Circle, Burla | 5202 | EHT (O&M) Division, Burla | W222 | 220/132/33 kV T/L S/S S/D Katapalli | 1000000093 | 220KV SI WITH DB W/O ES OF 1250A | ISO.220SI.DB.A002 | ZCAP_ACT | ZCAP | SET | 1 | 300000 | INR
5000 | Western Zone, Burla | 5200 | EHT (O&M) Circle, Burla | 5202 | EHT (O&M) Division, Burla | W222 | 220/132/33 kV T/L S/S S/D Katapalli | 1000000096 | 220KV SI WITH DB With ES OF 2000A | ISO.220SI.DB.B002 | ZCAP_ACT | ZCAP | SET | 2 | 2 | INR
5000 | Western Zone, Burla | 5200 | EHT (O&M) Circle, Burla | 5202 | EHT (O&M) Division, Burla | W222 | 220/132/33 kV T/L S/S S/D Katapalli | 1000000109 | 33KV DI WITH DB WITH ES OF 2000A | ISO.33DI.DB.B003 | ZCAP_ACT | ZCAP | SET | 4 | 1188187.83 | INR
5000 | Western Zone, Burla | 5200 | EHT (O&M) Circle, Burla | 5202 | EHT (O&M) Division, Burla | W222 | 220/132/33 kV T/L S/S S/D Katapalli | 1000000109 | 33KV DI WITH DB WITH ES OF 2000A | ISO.33DI.DB.B003 | ZCAP_ACT | ZCAP | SET | 1 | 297046.96 | INR
5000 | Western Zone, Burla | 5200 | EHT (O&M) Circle, Burla | 5202 | EHT (O&M) Division, Burla | W222 | 220/132/33 kV T/L S/S S/D Katapalli | 1000000113 | 33KV SI W/O ES OF 1250A | ISO.33SI.DB.A002 | ZCAP_US | ZCAP | SET | 3 | 90000 | INR
5000 | Western Zone, Burla | 5200 | EHT (O&M) Circle, Burla | 5202 | EHT (O&M) Division, Burla | W223 | 132/33 kV T/L S/S S/D Sambalpur | 1000000113 | 33KV SI W/O ES OF 1250A | ISO.33SI.DB.A002 | ZCAP_US | ZCAP | SET | 2 | 60000 | INR
5000 | Western Zone, Burla | 5200 | EHT (O&M) Circle, Burla | 5202 | EHT (O&M) Division, Burla | W222 | 220/132/33 kV T/L S/S S/D Katapalli | 1000000115 | 33 KV 2000A W/O E/S Single Isolator | ISO.33SI.DB.A005 | ZCAP_ACT | ZCAP | SET | 4 | 588092 | INR
5000 | Western Zone, Burla | 5200 | EHT (O&M) Circle, Burla | 5202 | EHT (O&M) Division, Burla | W222 | 220/132/33 kV T/L S/S S/D Katapalli | 1000000118 | 132KV OIL SP 2C IVT/PT | IVT.132OIL.S.B004 | ZCAP_US | ZCAP | NOS | 3 | 3 | INR
5000 | Western Zone, Burla | 5200 | EHT (O&M) Circle, Burla | 5202 | EHT (O&M) Division, Burla | W222 | 220/132/33 kV T/L S/S S/D Katapalli | 1000000120 | 220KV OIL 2C IVT/PT | IVT.220OIL.S.B003 | ZCAP_US | ZCAP | NOS | 6 | 0 | INR
5000 | Western Zone, Burla | 5200 | EHT (O&M) Circle, Burla | 5202 | EHT (O&M) Division, Burla | W222 | 220/132/33 kV T/L S/S S/D Katapalli | 1000000121 | 36KV OIL SP 1C IVT | IVT.36OIL.S.A001 | ZCAP_ACT | ZCAP | NOS | 10 | 363440 | INR
5000 | Western Zone, Burla | 5200 | EHT (O&M) Circle, Burla | 5202 | EHT (O&M) Division, Burla | W224 | 132/33 kV T/L S/S S/D Rairakhol | 1000000121 | 36KV OIL SP 1C IVT | IVT.36OIL.S.A001 | ZCAP_ACT | ZCAP | NOS | 1 | 36344 | INR
5000 | Western Zone, Burla | 5200 | EHT (O&M) Circle, Burla | 5202 | EHT (O&M) Division, Burla | W222 | 220/132/33 kV T/L S/S S/D Katapalli | 1000000122 | 36KV 2C SP IVT/PT | IVT.36OIL.S.B003 | ZCAP_ACT | ZCAP | NOS | 3 | 91477.8 | INR
5000 | Western Zone, Burla | 5200 | EHT (O&M) Circle, Burla | 5202 | EHT (O&M) Division, Burla | W224 | 132/33 kV T/L S/S S/D Rairakhol | 1000000123 | 36KV POLY DRY TYPE SP 1C IVT | IVT.36POL.S.A001 | ZCAP_SUP | ZCAP | NOS | 1 | 0 | INR
5000 | Western Zone, Burla | 5200 | EHT (O&M) Circle, Burla | 5202 | EHT (O&M) Division, Burla | W222 | 220/132/33 kV T/L S/S S/D Katapalli | 1000000130 | 132KV SURGE ARRESTER OF 120 KV | SA.145MO.GL.A001 | ZCAP_ACT | ZCAP | NOS | 6 | 221121.38 | INR
5000 | Western Zone, Burla | 5200 | EHT (O&M) Circle, Burla | 5202 | EHT (O&M) Division, Burla | W224 | 132/33 kV T/L S/S S/D Rairakhol | 1000000130 | 132KV SURGE ARRESTER OF 120 KV | SA.145MO.GL.A001 | ZCAP_ACT | ZCAP | NOS | 3 | 110560.7 | INR
5000 | Western Zone, Burla | 5200 | EHT (O&M) Circle, Burla | 5202 | EHT (O&M) Division, Burla | W226 | 132/33 kV S/S S/D Hirakud | 1000000130 | 132KV SURGE ARRESTER OF 120 KV | SA.145MO.GL.A001 | ZCAP_ACT | ZCAP | NOS | 1 | 36853.57 | INR
5000 | Western Zone, Burla | 5200 | EHT (O&M) Circle, Burla | 5202 | EHT (O&M) Division, Burla | W222 | 220/132/33 kV T/L S/S S/D Katapalli | 1000000131 | 216KV SURGE ARRESTER & SAS integration | SA.216MO.A005 | ZCAP_ACT | ZCAP | NOS | 4 | 328667.34 | INR
5000 | Western Zone, Burla | 5200 | EHT (O&M) Circle, Burla | 5202 | EHT (O&M) Division, Burla | W222 | 220/132/33 kV T/L S/S S/D Katapalli | 1000000132 | 220KV MO WITH RING SURGE ARRESTER | SA.245MO.WR.A005 | ZCAP_US | ZCAP | NOS | 2 | 156075.32 | INR
5000 | Western Zone, Burla | 5200 | EHT (O&M) Circle, Burla | 5202 | EHT (O&M) Division, Burla | W226 | 132/33 kV S/S S/D Hirakud | 1000000133 | 30KV MO SURGE ARRESTER | SA.30MO.A001 | ZCAP_ACT | ZCAP | NOS | 1 | 7000 | INR
5000 | Western Zone, Burla | 5200 | EHT (O&M) Circle, Burla | 5202 | EHT (O&M) Division, Burla | W224 | 132/33 kV T/L S/S S/D Rairakhol | 1000000134 | 36KV MO W/O SURGE ARRESTER | SA.36MO.WOR.A001 | ZCAP_ACT | ZCAP | NOS | 4 | 61068.34 | INR
5000 | Western Zone, Burla | 5200 | EHT (O&M) Circle, Burla | 5202 | EHT (O&M) Division, Burla | W223 | 132/33 kV T/L S/S S/D Sambalpur | 1000000134 | 36KV MO W/O SURGE ARRESTER | SA.36MO.WOR.A001 | ZCAP_ACT | ZCAP | NOS | 5 | 76335.42 | INR
5000 | Western Zone, Burla | 5200 | EHT (O&M) Circle, Burla | 5202 | EHT (O&M) Division, Burla | W222 | 220/132/33 kV T/L S/S S/D Katapalli | 1000000134 | 36KV MO W/O SURGE ARRESTER | SA.36MO.WOR.A001 | ZCAP_ACT | ZCAP | NOS | 9 | 137403.76 | INR
5000 | Western Zone, Burla | 5200 | EHT (O&M) Circle, Burla | 5202 | EHT (O&M) Division, Burla | W223 | 132/33 kV T/L S/S S/D Sambalpur | 1000000134 | 36KV MO W/O SURGE ARRESTER | SA.36MO.WOR.A001 | ZCAP_SCRAP | ZCAP | NOS | 1 | 500 | INR
5000 | Western Zone, Burla | 5200 | EHT (O&M) Circle, Burla | 5202 | EHT (O&M) Division, Burla | W226 | 132/33 kV S/S S/D Hirakud | 1000000136 | Pipe Type structure (GI) Template | STRS.132TMPL.A008 | ZCAP_ACT | ZCAP | MT | 2.868 | 301874.21 | INR
5000 | Western Zone, Burla | 5200 | EHT (O&M) Circle, Burla | 5202 | EHT (O&M) Division, Burla | W222 | 220/132/33 kV T/L S/S S/D Katapalli | 1000000147 | 250KVA 33/0.4KV STATION Tfr or 200KVA | TFR.200ST11H.D001 | ZCAP_US | ZCAP | NOS | 1 | 376052.36 | INR
5000 | Western Zone, Burla | 5200 | EHT (O&M) Circle, Burla | 5202 | EHT (O&M) Division, Burla | W223 | 132/33 kV T/L S/S S/D Sambalpur | 1000000147 | 250KVA 33/0.4KV STATION Tfr or 200KVA | TFR.200ST11H.D001 | ZCAP_US | ZCAP | NOS | 1 | 376052.36 | INR
5000 | Western Zone, Burla | 5200 | EHT (O&M) Circle, Burla | 5202 | EHT (O&M) Division, Burla | W225 | 132/33 kV S/S S/D Maneswar | 1000000189 | 132 KV PA TYPE TOWER MEMBER | TWR.132PA.L.A003 | ZCAP_ACT | ZCAP | MT | 3 | 324858.66 | INR
5000 | Western Zone, Burla | 5200 | EHT (O&M) Circle, Burla | 5202 | EHT (O&M) Division, Burla | W225 | 132/33 kV S/S S/D Maneswar | 1000000190 | 3mtr extension to 132 KV PA type Tower | TWR.132PA+3.L.A001 | ZCAP_ACT | ZCAP | MT | 0.5 | 50859.79 | INR
5000 | Western Zone, Burla | 5200 | EHT (O&M) Circle, Burla | 5202 | EHT (O&M) Division, Burla | W226 | 132/33 kV S/S S/D Hirakud | 1000000205 | 220KV D Special Tower Template | TWR.220D.TMPL.C001 | ZCAP_ACT | ZCAP | MT | 0.829 | 41854 | INR
5000 | Western Zone, Burla | 5200 | EHT (O&M) Circle, Burla | 5202 | EHT (O&M) Division, Burla | W226 | 132/33 kV S/S S/D Hirakud | 1000000331 | 48 F OPGW CABLE | OPGW.DWSM.48F.A001 | ZCAP_ACT | ZCAP | KM | 0.586 | 118143.46 | INR
5000 | Western Zone, Burla | 5200 | EHT (O&M) Circle, Burla | 5202 | EHT (O&M) Division, Burla | W222 | 220/132/33 kV T/L S/S S/D Katapalli | 1000000401 | 315KVA 33/0.4KV STATION TRANSFORMER | TFR.315ST33H.A003 | ZCAP_US | ZCAP | NOS | 1 | 1 | INR
5000 | Western Zone, Burla | 5200 | EHT (O&M) Circle, Burla | 5202 | EHT (O&M) Division, Burla | W225 | 132/33 kV S/S S/D Maneswar | 2000000022 | SILICAGEL | CNSM.SILICAGEL.A001 | ZCON_ACT | ZCON | KG | 22 | 5126 | INR
5000 | Western Zone, Burla | 5200 | EHT (O&M) Circle, Burla | 5202 | EHT (O&M) Division, Burla | W226 | 132/33 kV S/S S/D Hirakud | 2000000022 | SILICAGEL | CNSM.SILICAGEL.A001 | ZCON_ACT | ZCON | KG | 2 | 466 | INR
5000 | Western Zone, Burla | 5200 | EHT (O&M) Circle, Burla | 5202 | EHT (O&M) Division, Burla | W223 | 132/33 kV T/L S/S S/D Sambalpur | 2000000083 | CASING & CAPING REAR JUNCTION BOX | ILWR.CSNG.CAPNG.AL.F001 | ZCON_ACT | ZCON | NOS | 3 | 10470 | INR
5000 | Western Zone, Burla | 5200 | EHT (O&M) Circle, Burla | 5202 | EHT (O&M) Division, Burla | W222 | 220/132/33 kV T/L S/S S/D Katapalli | 2000000089 | LED STREET LIGHT FITTING | ILWR.FL.FT.A001 | ZCON_ACT | ZCON | NOS | 12 | 44468.98 | INR
5000 | Western Zone, Burla | 5200 | EHT (O&M) Circle, Burla | 5202 | EHT (O&M) Division, Burla | W223 | 132/33 kV T/L S/S S/D Sambalpur | 2000000096 | HRC FUSE OF DIFFERENT RATINGS | ILWR.FUSE.B001 | ZCON_ACT | ZCON | NOS | 25 | 1216 | INR
5000 | Western Zone, Burla | 5200 | EHT (O&M) Circle, Burla | 5202 | EHT (O&M) Division, Burla | W223 | 132/33 kV T/L S/S S/D Sambalpur | 2000000097 | HRC FUSE 4A | ILWR.FUSE.B002 | ZCON_ACT | ZCON | NOS | 5 | 221.85 | INR
5000 | Western Zone, Burla | 5200 | EHT (O&M) Circle, Burla | 5202 | EHT (O&M) Division, Burla | W223 | 132/33 kV T/L S/S S/D Sambalpur | 2000000098 | HRC FUSE 6A | ILWR.FUSE.B003 | ZCON_ACT | ZCON | NOS | 5 | 331.3 | INR
5000 | Western Zone, Burla | 5200 | EHT (O&M) Circle, Burla | 5202 | EHT (O&M) Division, Burla | W223 | 132/33 kV T/L S/S S/D Sambalpur | 2000000099 | HRC FUSE 10A | ILWR.FUSE.B004 | ZCON_ACT | ZCON | NOS | 20 | 1193.6 | INR
5000 | Western Zone, Burla | 5200 | EHT (O&M) Circle, Burla | 5202 | EHT (O&M) Division, Burla | W223 | 132/33 kV T/L S/S S/D Sambalpur | 2000000100 | HRC FUSE 32A | ILWR.FUSE.B005 | ZCON_ACT | ZCON | NOS | 2 | 27.34 | INR
5000 | Western Zone, Burla | 5200 | EHT (O&M) Circle, Burla | 5202 | EHT (O&M) Division, Burla | W223 | 132/33 kV T/L S/S S/D Sambalpur | 2000000101 | HRC FUSE 16A | ILWR.FUSE.B006 | ZCON_ACT | ZCON | NOS | 24 | 1674.96 | INR
5000 | Western Zone, Burla | 5200 | EHT (O&M) Circle, Burla | 5202 | EHT (O&M) Division, Burla | W223 | 132/33 kV T/L S/S S/D Sambalpur | 2000000107 | Fuse of rating 125A | ILWR.FUSE.B019 | ZCON_ACT | ZCON | NOS | 2 | 21400 | INR
5000 | Western Zone, Burla | 5200 | EHT (O&M) Circle, Burla | 5202 | EHT (O&M) Division, Burla | W223 | 132/33 kV T/L S/S S/D Sambalpur | 2000000183 | FOUR POLE 63A METAL CLAD CIRCUIT BREAKER | ILWR.MCCB.B001 | ZCON_ACT | ZCON | NOS | 1 | 14900 | INR
5000 | Western Zone, Burla | 5200 | EHT (O&M) Circle, Burla | 5202 | EHT (O&M) Division, Burla | W222 | 220/132/33 kV T/L S/S S/D Katapalli | 2000000187 | 200A 3P MCCB | ILWR.MCCB.B005 | ZCON_ACT | ZCON | NOS | 4 | 41173.32 | INR
5000 | Western Zone, Burla | 5200 | EHT (O&M) Circle, Burla | 5202 | EHT (O&M) Division, Burla | W223 | 132/33 kV T/L S/S S/D Sambalpur | 2000000224 | 12MM GASKET RUBBERISED | MISC.GASKET.R.A005 | ZCON_ACT | ZCON | NOS | 7 | 3500 | INR
5000 | Western Zone, Burla | 5200 | EHT (O&M) Circle, Burla | 5202 | EHT (O&M) Division, Burla | W223 | 132/33 kV T/L S/S S/D Sambalpur | 2000000237 | REQUISITION/RETURN/PERMIT/MBOOK REGISTER | MISC.LOGBOOK.D001 | ZCON_ACT | ZCON | NOS | 45 | 15046.87 | INR
5000 | Western Zone, Burla | 5200 | EHT (O&M) Circle, Burla | 5202 | EHT (O&M) Division, Burla | W223 | 132/33 kV T/L S/S S/D Sambalpur | 2000000238 | LOG SHEET BOOK / Register | MISC.LOGBOOK.E001 | ZCON_ACT | ZCON | NOS | 3 | 5100 | INR
5000 | Western Zone, Burla | 5200 | EHT (O&M) Circle, Burla | 5202 | EHT (O&M) Division, Burla | W222 | 220/132/33 kV T/L S/S S/D Katapalli | 3000000025 | BHEL BUSHING W/O ROD- 20MVA ALSTOM Tfr | BUSH.132ASTM.AB04 | ZSPR_ACT | ZSPR | NOS | 2 | 62480 | INR
5000 | Western Zone, Burla | 5200 | EHT (O&M) Circle, Burla | 5202 | EHT (O&M) Division, Burla | W223 | 132/33 kV T/L S/S S/D Sambalpur | 3000000030 | HV BUSHINGWITH M.PART FOR 40MVA BHEL Tfr | BUSH.132BHEL.AB06 | ZSPR_ACT | ZSPR | NOS | 1 | 21818.44 | INR
5000 | Western Zone, Burla | 5200 | EHT (O&M) Circle, Burla | 5202 | EHT (O&M) Division, Burla | W222 | 220/132/33 kV T/L S/S S/D Katapalli | 3000000035 | LV BUSHING CGL FOR 220/132 KV AUTO Tfr | BUSH.132CGL.AA08 | ZSPR_US | ZSPR | NOS | 3 | 150000 | INR
5000 | Western Zone, Burla | 5200 | EHT (O&M) Circle, Burla | 5202 | EHT (O&M) Division, Burla | W224 | 132/33 kV T/L S/S S/D Rairakhol | 3000000036 | Bushing for 12.5MVA Tfr Of CGL | BUSH.132CGL.BB02 | ZSPR_ACT | ZSPR | NOS | 1 | 44000 | INR
5000 | Western Zone, Burla | 5200 | EHT (O&M) Circle, Burla | 5202 | EHT (O&M) Division, Burla | W222 | 220/132/33 kV T/L S/S S/D Katapalli | 3000000052 | HV BUSHING WITH ROD 20MVA CGL Tfr | BUSH.220CGL.AA04 | ZSPR_US | ZSPR | NOS | 3 | 210000 | INR
5000 | Western Zone, Burla | 5200 | EHT (O&M) Circle, Burla | 5202 | EHT (O&M) Division, Burla | W223 | 132/33 kV T/L S/S S/D Sambalpur | 3000000069 | BUSHING W/O ROD BHEL 40MVA Tfr | BUSH.33BHEL.BB06 | ZSPR_ACT | ZSPR | NOS | 4 | 87273.76 | INR
5000 | Western Zone, Burla | 5200 | EHT (O&M) Circle, Burla | 5202 | EHT (O&M) Division, Burla | W222 | 220/132/33 kV T/L S/S S/D Katapalli | 3000000107 | 2.5SQMM 4C CONTROL CABLE | CBLE.CTRL.AR.C004 | ZSPR_ACT | ZSPR | KM | 12.409 | 1180238.63 | INR
5000 | Western Zone, Burla | 5200 | EHT (O&M) Circle, Burla | 5202 | EHT (O&M) Division, Burla | W222 | 220/132/33 kV T/L S/S S/D Katapalli | 3000000107 | 2.5SQMM 4C CONTROL CABLE | CBLE.CTRL.AR.C004 | ZSPR_ACT | ZSPR | KM | 10.493 | 998004.99 | INR
5000 | Western Zone, Burla | 5200 | EHT (O&M) Circle, Burla | 5202 | EHT (O&M) Division, Burla | W223 | 132/33 kV T/L S/S S/D Sambalpur | 3000000107 | 2.5SQMM 4C CONTROL CABLE | CBLE.CTRL.AR.C004 | ZSPR_ACT | ZSPR | KM | 1.049 | 99771.97 | INR
5000 | Western Zone, Burla | 5200 | EHT (O&M) Circle, Burla | 5202 | EHT (O&M) Division, Burla | W224 | 132/33 kV T/L S/S S/D Rairakhol | 3000000107 | 2.5SQMM 4C CONTROL CABLE | CBLE.CTRL.AR.C004 | ZSPR_ACT | ZSPR | KM | 1.048 | 99676.85 | INR
5000 | Western Zone, Burla | 5200 | EHT (O&M) Circle, Burla | 5202 | EHT (O&M) Division, Burla | W226 | 132/33 kV S/S S/D Hirakud | 3000000123 | 2.5 SQMM 12C CONTROL CABLE CU | CBLE.CTRL.AR.D012 | ZSPR_ACT | ZSPR | KM | 0.246 | 49962.41 | INR
5000 | Western Zone, Burla | 5200 | EHT (O&M) Circle, Burla | 5202 | EHT (O&M) Division, Burla | W223 | 132/33 kV T/L S/S S/D Sambalpur | 3000000123 | 2.5 SQMM 12C CONTROL CABLE CU | CBLE.CTRL.AR.D012 | ZSPR_ACT | ZSPR | KM | 2.3 | 467128.2 | INR
5000 | Western Zone, Burla | 5200 | EHT (O&M) Circle, Burla | 5202 | EHT (O&M) Division, Burla | W223 | 132/33 kV T/L S/S S/D Sambalpur | 3000000134 | 2.5SQMM 3C CONTROL CABLE | CBLE.CTRL.UAR.C003 | ZSPR_SCRAP | ZSPR | KM | 1 | 20000 | INR
5000 | Western Zone, Burla | 5200 | EHT (O&M) Circle, Burla | 5202 | EHT (O&M) Division, Burla | W223 | 132/33 kV T/L S/S S/D Sambalpur | 3000000135 | 2.5 SQMM 4C CONTROL CABLE | CBLE.CTRL.UAR.C004 | ZSPR_SCRAP | ZSPR | KM | 1.5 | 22500 | INR
5000 | Western Zone, Burla | 5200 | EHT (O&M) Circle, Burla | 5202 | EHT (O&M) Division, Burla | W225 | 132/33 kV S/S S/D Maneswar | 3000000136 | 2.5 SQMM 5C CONTROL CABLE | CBLE.CTRL.UAR.C005 | ZSPR_ACT | ZSPR | KM | 0.169 | 24622.39 | INR
5000 | Western Zone, Burla | 5200 | EHT (O&M) Circle, Burla | 5202 | EHT (O&M) Division, Burla | W223 | 132/33 kV T/L S/S S/D Sambalpur | 3000000137 | 2.5 SQMM 7C UR CONTROL CABLE | CBLE.CTRL.UAR.C007 | ZSPR_SCRAP | ZSPR | KM | 1.5 | 30000 | INR
5000 | Western Zone, Burla | 5200 | EHT (O&M) Circle, Burla | 5202 | EHT (O&M) Division, Burla | W222 | 220/132/33 kV T/L S/S S/D Katapalli | 3000000139 | 2.5 SQMM 10C CONTROL CABLE | CBLE.CTRL.UAR.C010 | ZSPR_ACT | ZSPR | KM | 0.223 | 66010.23 | INR
5000 | Western Zone, Burla | 5200 | EHT (O&M) Circle, Burla | 5202 | EHT (O&M) Division, Burla | W225 | 132/33 kV S/S S/D Maneswar | 3000000140 | 2.5 SQMM 12C CONTROL CABLE | CBLE.CTRL.UAR.C012 | ZSPR_ACT | ZSPR | KM | 0.069 | 22116.41 | INR
5000 | Western Zone, Burla | 5200 | EHT (O&M) Circle, Burla | 5202 | EHT (O&M) Division, Burla | W222 | 220/132/33 kV T/L S/S S/D Katapalli | 3000000140 | 2.5 SQMM 12C CONTROL CABLE | CBLE.CTRL.UAR.C012 | ZSPR_ACT | ZSPR | KM | 0.165 | 52887.07 | INR
5000 | Western Zone, Burla | 5200 | EHT (O&M) Circle, Burla | 5202 | EHT (O&M) Division, Burla | W225 | 132/33 kV S/S S/D Maneswar | 3000000141 | 2.5 SQMM 16C CONTROL CABLE | CBLE.CTRL.UAR.C016 | ZSPR_ACT | ZSPR | KM | 2.457 | 853426.18 | INR
5000 | Western Zone, Burla | 5200 | EHT (O&M) Circle, Burla | 5202 | EHT (O&M) Division, Burla | W222 | 220/132/33 kV T/L S/S S/D Katapalli | 3000000142 | 2.5 SQMM 19C UR CONTROL CABLE | CBLE.CTRL.UAR.C019 | ZSPR_ACT | ZSPR | KM | 0.128 | 68422.4 | INR
5000 | Western Zone, Burla | 5200 | EHT (O&M) Circle, Burla | 5202 | EHT (O&M) Division, Burla | W225 | 132/33 kV S/S S/D Maneswar | 3000000144 | 12C X 2.5SQMM CONTROL UNARMOURED CABLE | CBLE.CTRL.UAR.D0012 | ZSPR_ACT | ZSPR | KM | 0.042 | 12475.68 | INR
5000 | Western Zone, Burla | 5200 | EHT (O&M) Circle, Burla | 5202 | EHT (O&M) Division, Burla | W224 | 132/33 kV T/L S/S S/D Rairakhol | 3000000145 | 2C X 2.5SQMM CONTROL UNARMOURED CABLE | CBLE.CTRL.UAR.D002 | ZSPR_ACT | ZSPR | KM | 0.818 | 51509.46 | INR
5000 | Western Zone, Burla | 5200 | EHT (O&M) Circle, Burla | 5202 | EHT (O&M) Division, Burla | W223 | 132/33 kV T/L S/S S/D Sambalpur | 3000000147 | 2.5sq.mm Control cable 4 Core | CBLE.CTRL.UAR.D004 | ZSPR_ACT | ZSPR | KM | 0.15 | 9982.5 | INR
5000 | Western Zone, Burla | 5200 | EHT (O&M) Circle, Burla | 5202 | EHT (O&M) Division, Burla | W226 | 132/33 kV S/S S/D Hirakud | 3000000148 | 5C X 2.5SQMM CONTROL UNARMOURED CABLE | CBLE.CTRL.UAR.D005 | ZSPR_ACT | ZSPR | KM | 0.284 | 33512 | INR
5000 | Western Zone, Burla | 5200 | EHT (O&M) Circle, Burla | 5202 | EHT (O&M) Division, Burla | W225 | 132/33 kV S/S S/D Maneswar | 3000000149 | 7C X 2.5SQMM CONTROL UNARMOURED CABLE | CBLE.CTRL.UAR.D007 | ZSPR_ACT | ZSPR | KM | 0.108 | 11553.63 | INR
5000 | Western Zone, Burla | 5200 | EHT (O&M) Circle, Burla | 5202 | EHT (O&M) Division, Burla | W226 | 132/33 kV S/S S/D Hirakud | 3000000149 | 7C X 2.5SQMM CONTROL UNARMOURED CABLE | CBLE.CTRL.UAR.D007 | ZSPR_ACT | ZSPR | KM | 0.101 | 10804.78 | INR
5000 | Western Zone, Burla | 5200 | EHT (O&M) Circle, Burla | 5202 | EHT (O&M) Division, Burla | W223 | 132/33 kV T/L S/S S/D Sambalpur | 3000000149 | 7C X 2.5SQMM CONTROL UNARMOURED CABLE | CBLE.CTRL.UAR.D007 | ZSPR_ACT | ZSPR | KM | 1 | 106978.03 | INR
5000 | Western Zone, Burla | 5200 | EHT (O&M) Circle, Burla | 5202 | EHT (O&M) Division, Burla | W223 | 132/33 kV T/L S/S S/D Sambalpur | 3000000150 | 9C X 2.5SQMM CONTROL UNARMOURED CABLE | CBLE.CTRL.UAR.D009 | ZSPR_ACT | ZSPR | KM | 0.9 | 105633 | INR
5000 | Western Zone, Burla | 5200 | EHT (O&M) Circle, Burla | 5202 | EHT (O&M) Division, Burla | W224 | 132/33 kV T/L S/S S/D Rairakhol | 3000000150 | 9C X 2.5SQMM CONTROL UNARMOURED CABLE | CBLE.CTRL.UAR.D009 | ZSPR_ACT | ZSPR | KM | 0.97 | 113848.9 | INR
5000 | Western Zone, Burla | 5200 | EHT (O&M) Circle, Burla | 5202 | EHT (O&M) Division, Burla | W226 | 132/33 kV S/S S/D Hirakud | 3000000151 | 2.5 SQMM MSTRAND 10C AR CCABLE | CBLE.CTRL.UAR.D010 | ZSPR_ACT | ZSPR | KM | 0.182 | 55622.84 | INR
5000 | Western Zone, Burla | 5200 | EHT (O&M) Circle, Burla | 5202 | EHT (O&M) Division, Burla | W224 | 132/33 kV T/L S/S S/D Rairakhol | 3000000153 | 19CX2.5SQMM CONTROL UR CABLE | CBLE.CTRL.UAR.D019 | ZSPR_ACT | ZSPR | KM | 0.5 | 129913.82 | INR
5000 | Western Zone, Burla | 5200 | EHT (O&M) Circle, Burla | 5202 | EHT (O&M) Division, Burla | W223 | 132/33 kV T/L S/S S/D Sambalpur | 3000000153 | 19CX2.5SQMM CONTROL UR CABLE | CBLE.CTRL.UAR.D019 | ZSPR_ACT | ZSPR | KM | 3.5 | 909396.71 | INR
5000 | Western Zone, Burla | 5200 | EHT (O&M) Circle, Burla | 5202 | EHT (O&M) Division, Burla | W226 | 132/33 kV S/S S/D Hirakud | 3000000153 | 19CX2.5SQMM CONTROL UR CABLE | CBLE.CTRL.UAR.D019 | ZSPR_ACT | ZSPR | KM | 0.027 | 7015.35 | INR
5000 | Western Zone, Burla | 5200 | EHT (O&M) Circle, Burla | 5202 | EHT (O&M) Division, Burla | W225 | 132/33 kV S/S S/D Maneswar | 3000000158 | 4 SQMM 4 C CONTROL CABLE | CBLE.CTRL.UAR.F004 | ZSPR_ACT | ZSPR | KM | 0.152 | 20088.32 | INR
5000 | Western Zone, Burla | 5200 | EHT (O&M) Circle, Burla | 5202 | EHT (O&M) Division, Burla | W226 | 132/33 kV S/S S/D Hirakud | 3000000189 | 2Cx10SQMM AL POWER CABLE | CBLE.PWR.AL.AR.A013 | ZSPR_ACT | ZSPR | KM | 0.541 | 51708.78 | INR
5000 | Western Zone, Burla | 5200 | EHT (O&M) Circle, Burla | 5202 | EHT (O&M) Division, Burla | W225 | 132/33 kV S/S S/D Maneswar | 3000000190 | 2Cx16SQMM AL POWER CABLE | CBLE.PWR.AL.AR.B017 | ZSPR_ACT | ZSPR | KM | 0.43 | 28145.48 | INR
5000 | Western Zone, Burla | 5200 | EHT (O&M) Circle, Burla | 5202 | EHT (O&M) Division, Burla | W222 | 220/132/33 kV T/L S/S S/D Katapalli | 3000000191 | 3.5Cx16 Sqmm AL PWR cable | CBLE.PWR.AL.AR.D002 | ZSPR_ACT | ZSPR | KM | 4 | 472960 | INR
5000 | Western Zone, Burla | 5200 | EHT (O&M) Circle, Burla | 5202 | EHT (O&M) Division, Burla | W224 | 132/33 kV T/L S/S S/D Rairakhol | 3000000192 | 3.5Cx25Sqmm AL PWR cable | CBLE.PWR.AL.AR.D003 | ZSPR_ACT | ZSPR | KM | 0.7 | 61173 | INR
5000 | Western Zone, Burla | 5200 | EHT (O&M) Circle, Burla | 5202 | EHT (O&M) Division, Burla | W223 | 132/33 kV T/L S/S S/D Sambalpur | 3000000192 | 3.5Cx25Sqmm AL PWR cable | CBLE.PWR.AL.AR.D003 | ZSPR_ACT | ZSPR | KM | 0.15 | 13108.5 | INR
5000 | Western Zone, Burla | 5200 | EHT (O&M) Circle, Burla | 5202 | EHT (O&M) Division, Burla | W226 | 132/33 kV S/S S/D Hirakud | 3000000193 | 3.5Cx35 Sqmm AL PWR cable | CBLE.PWR.AL.AR.D004 | ZSPR_ACT | ZSPR | KM | 0.319 | 60386.7 | INR
5000 | Western Zone, Burla | 5200 | EHT (O&M) Circle, Burla | 5202 | EHT (O&M) Division, Burla | W226 | 132/33 kV S/S S/D Hirakud | 3000000195 | 3.5Cx70 Sqmm AL PWR cable | CBLE.PWR.AL.AR.D006 | ZSPR_ACT | ZSPR | KM | 0.983 | 378140.44 | INR
5000 | Western Zone, Burla | 5200 | EHT (O&M) Circle, Burla | 5202 | EHT (O&M) Division, Burla | W223 | 132/33 kV T/L S/S S/D Sambalpur | 3000000196 | 3.5Cx95 Sqmm AL PWR cable | CBLE.PWR.AL.AR.D007 | ZSPR_ACT | ZSPR | KM | 0.7 | 226100 | INR
5000 | Western Zone, Burla | 5200 | EHT (O&M) Circle, Burla | 5202 | EHT (O&M) Division, Burla | W222 | 220/132/33 kV T/L S/S S/D Katapalli | 3000000197 | 3.5Cx120 Sqmm AL PWR cable | CBLE.PWR.AL.AR.D008 | ZSPR_ACT | ZSPR | KM | 0.5 | 205998.75 | INR
5000 | Western Zone, Burla | 5200 | EHT (O&M) Circle, Burla | 5202 | EHT (O&M) Division, Burla | W226 | 132/33 kV S/S S/D Hirakud | 3000000197 | 3.5Cx120 Sqmm AL PWR cable | CBLE.PWR.AL.AR.D008 | ZSPR_ACT | ZSPR | KM | 0.086 | 35431.79 | INR
5000 | Western Zone, Burla | 5200 | EHT (O&M) Circle, Burla | 5202 | EHT (O&M) Division, Burla | W223 | 132/33 kV T/L S/S S/D Sambalpur | 3000000198 | 3.5Cx185 Sqmm AL PWR cable | CBLE.PWR.AL.AR.D010 | ZSPR_ACT | ZSPR | KM | 0.4 | 250250.96 | INR
5000 | Western Zone, Burla | 5200 | EHT (O&M) Circle, Burla | 5202 | EHT (O&M) Division, Burla | W226 | 132/33 kV S/S S/D Hirakud | 3000000198 | 3.5Cx185 Sqmm AL PWR cable | CBLE.PWR.AL.AR.D010 | ZSPR_ACT | ZSPR | KM | 0.14 | 87587.84 | INR
5000 | Western Zone, Burla | 5200 | EHT (O&M) Circle, Burla | 5202 | EHT (O&M) Division, Burla | W226 | 132/33 kV S/S S/D Hirakud | 3000000199 | 3.5Cx300 Sqmm AL PWR cable | CBLE.PWR.AL.AR.D011 | ZSPR_ACT | ZSPR | KM | 0.326 | 265788.34 | INR
5000 | Western Zone, Burla | 5200 | EHT (O&M) Circle, Burla | 5202 | EHT (O&M) Division, Burla | W222 | 220/132/33 kV T/L S/S S/D Katapalli | 3000000199 | 3.5Cx300 Sqmm AL PWR cable | CBLE.PWR.AL.AR.D011 | ZSPR_ACT | ZSPR | KM | 0.5 | 407650.84 | INR
5000 | Western Zone, Burla | 5200 | EHT (O&M) Circle, Burla | 5202 | EHT (O&M) Division, Burla | W225 | 132/33 kV S/S S/D Maneswar | 3000000200 | 4Cx16 Sqmm AL PWR cable | CBLE.PWR.AL.AR.E002 | ZSPR_ACT | ZSPR | KM | 0.08 | 12535.6 | INR
5000 | Western Zone, Burla | 5200 | EHT (O&M) Circle, Burla | 5202 | EHT (O&M) Division, Burla | W226 | 132/33 kV S/S S/D Hirakud | 3000000200 | 4Cx16 Sqmm AL PWR cable | CBLE.PWR.AL.AR.E002 | ZSPR_ACT | ZSPR | KM | 0.4 | 62678 | INR
5000 | Western Zone, Burla | 5200 | EHT (O&M) Circle, Burla | 5202 | EHT (O&M) Division, Burla | W225 | 132/33 kV S/S S/D Maneswar | 3000000208 | 4Cx6 Sqmm AL POWER CABLE | CBLE.PWR.AL.AR.E018 | ZSPR_ACT | ZSPR | KM | 0.634 | 53550.43 | INR
5000 | Western Zone, Burla | 5200 | EHT (O&M) Circle, Burla | 5202 | EHT (O&M) Division, Burla | W225 | 132/33 kV S/S S/D Maneswar | 3000000218 | 1Cx120 SQMM POWER CABLE CU | CBLE.PWR.CU.UAR.A008 | ZSPR_ACT | ZSPR | KM | 0.233 | 189411.66 | INR
5000 | Western Zone, Burla | 5200 | EHT (O&M) Circle, Burla | 5202 | EHT (O&M) Division, Burla | W226 | 132/33 kV S/S S/D Hirakud | 3000000253 | G.I Cable Trays(size: 450x75x2500mm) | CBLE.TRAY.A008 | ZSPR_ACT | ZSPR | M | 33.75 | 9492.19 | INR
5000 | Western Zone, Burla | 5200 | EHT (O&M) Circle, Burla | 5202 | EHT (O&M) Division, Burla | W225 | 132/33 kV S/S S/D Maneswar | 3000000253 | G.I Cable Trays(size: 450x75x2500mm) | CBLE.TRAY.A008 | ZSPR_ACT | ZSPR | M | 10.5 | 2953.12 | INR
5000 | Western Zone, Burla | 5200 | EHT (O&M) Circle, Burla | 5202 | EHT (O&M) Division, Burla | W222 | 220/132/33 kV T/L S/S S/D Katapalli | 3000000253 | G.I Cable Trays(size: 450x75x2500mm) | CBLE.TRAY.A008 | ZSPR_ACT | ZSPR | M | 15 | 4218.75 | INR
5000 | Western Zone, Burla | 5200 | EHT (O&M) Circle, Burla | 5202 | EHT (O&M) Division, Burla | W226 | 132/33 kV S/S S/D Hirakud | 3000000254 | 300x75x2500 cable tray in mtr | CBLE.TRAY.A015 | ZSPR_ACT | ZSPR | M | 8.5 | 6080.14 | INR
5000 | Western Zone, Burla | 5200 | EHT (O&M) Circle, Burla | 5202 | EHT (O&M) Division, Burla | W225 | 132/33 kV S/S S/D Maneswar | 3000000254 | 300x75x2500 cable tray in mtr | CBLE.TRAY.A015 | ZSPR_ACT | ZSPR | M | 11 | 7868.42 | INR
5000 | Western Zone, Burla | 5200 | EHT (O&M) Circle, Burla | 5202 | EHT (O&M) Division, Burla | W225 | 132/33 kV S/S S/D Maneswar | 3000000255 | 150x75x2500 cable tray in mtr | CBLE.TRAY.A016 | ZSPR_ACT | ZSPR | M | 875 | 477756.1 | INR
5000 | Western Zone, Burla | 5200 | EHT (O&M) Circle, Burla | 5202 | EHT (O&M) Division, Burla | W223 | 132/33 kV T/L S/S S/D Sambalpur | 3000000274 | 60mm dia Tfr bushing stud clamp-Zebra | CLMP.ASRT.A017 | ZSPR_ACT | ZSPR | NOS | 8 | 16000 | INR
5000 | Western Zone, Burla | 5200 | EHT (O&M) Circle, Burla | 5202 | EHT (O&M) Division, Burla | W225 | 132/33 kV S/S S/D Maneswar | 3000000286 | 132kV CVT clamp | CLMP.CVT.A002 | ZSPR_ACT | ZSPR | NOS | 3 | 4316.97 | INR
5000 | Western Zone, Burla | 5200 | EHT (O&M) Circle, Burla | 5202 | EHT (O&M) Division, Burla | W222 | 220/132/33 kV T/L S/S S/D Katapalli | 3000000292 | ISOLATOR CLAMP AL BIMETALIC-MOOSE | CLMP.ISO.AL.A003 | ZSPR_ACT | ZSPR | NOS | 11 | 4782.14 | INR
5000 | Western Zone, Burla | 5200 | EHT (O&M) Circle, Burla | 5202 | EHT (O&M) Division, Burla | W223 | 132/33 kV T/L S/S S/D Sambalpur | 3000000313 | 132KV LA calmp for Moose | CLMP.LPAD.AL.A005 | ZSPR_ACT | ZSPR | NOS | 5 | 1138.95 | INR
5000 | Western Zone, Burla | 5200 | EHT (O&M) Circle, Burla | 5202 | EHT (O&M) Division, Burla | W222 | 220/132/33 kV T/L S/S S/D Katapalli | 3000000320 | PAD CLAMP AL FOR MOOSE | CLMP.PAD.AL.A003 | ZSPR_ACT | ZSPR | NOS | 91 | 40544.14 | INR
5000 | Western Zone, Burla | 5200 | EHT (O&M) Circle, Burla | 5202 | EHT (O&M) Division, Burla | W222 | 220/132/33 kV T/L S/S S/D Katapalli | 3000000331 | BIMETALIC PAD CLAMP FOR PANTHER | CLMP.PAD.BI.A001 | ZSPR_ACT | ZSPR | NOS | 20 | 3852.6 | INR
5000 | Western Zone, Burla | 5200 | EHT (O&M) Circle, Burla | 5202 | EHT (O&M) Division, Burla | W222 | 220/132/33 kV T/L S/S S/D Katapalli | 3000000332 | BIMETALIC PAD CLAMP FOR MOOSE | CLMP.PAD.BI.A003 | ZSPR_ACT | ZSPR | NOS | 5 | 1951 | INR
5000 | Western Zone, Burla | 5200 | EHT (O&M) Circle, Burla | 5202 | EHT (O&M) Division, Burla | W223 | 132/33 kV T/L S/S S/D Sambalpur | 3000000334 | Bimetallic Isolator Pad clamp-zebra | CLMP.PAD.BI.A008 | ZSPR_SH | ZSPR | NOS | 15 | 11775 | INR
5000 | Western Zone, Burla | 5200 | EHT (O&M) Circle, Burla | 5202 | EHT (O&M) Division, Burla | W222 | 220/132/33 kV T/L S/S S/D Katapalli | 3000000342 | 1 BOLTED PG CLAMP FOR PANTHER - PANTHER | CLMP.PG.A001 | ZSPR_ACT | ZSPR | NOS | 15 | 1450.35 | INR
5000 | Western Zone, Burla | 5200 | EHT (O&M) Circle, Burla | 5202 | EHT (O&M) Division, Burla | W222 | 220/132/33 kV T/L S/S S/D Katapalli | 3000000347 | 2 BOLTED PG CLAMP FOR PANTHER -PANTHER | CLMP.PG.B001 | ZSPR_ACT | ZSPR | NOS | 14 | 2431.84 | INR
5000 | Western Zone, Burla | 5200 | EHT (O&M) Circle, Burla | 5202 | EHT (O&M) Division, Burla | WLL3 | 132-33 kV T/L Burla_Line | 3000000347 | 2 BOLTED PG CLAMP FOR PANTHER -PANTHER | CLMP.PG.B001 | ZSPR_ACT | ZSPR | NOS | 139 | 24144.66 | INR
5000 | Western Zone, Burla | 5200 | EHT (O&M) Circle, Burla | 5202 | EHT (O&M) Division, Burla | W222 | 220/132/33 kV T/L S/S S/D Katapalli | 3000000355 | 3 BOLTED PG CLAMP FOR PANTHER -PANTHER | CLMP.PG.C001 | ZSPR_ACT | ZSPR | NOS | 20 | 4495.4 | INR
5000 | Western Zone, Burla | 5200 | EHT (O&M) Circle, Burla | 5202 | EHT (O&M) Division, Burla | W223 | 132/33 kV T/L S/S S/D Sambalpur | 3000000356 | 3 BOLTED PG CLAMP FOR ZEBRA - ZEBRA | CLMP.PG.C002 | ZSPR_ACT | ZSPR | NOS | 16 | 5484.31 | INR
5000 | Western Zone, Burla | 5200 | EHT (O&M) Circle, Burla | 5202 | EHT (O&M) Division, Burla | WLL3 | 132-33 kV T/L Burla_Line | 3000000356 | 3 BOLTED PG CLAMP FOR ZEBRA - ZEBRA | CLMP.PG.C002 | ZSPR_ACT | ZSPR | NOS | 341 | 116884.3 | INR
5000 | Western Zone, Burla | 5200 | EHT (O&M) Circle, Burla | 5202 | EHT (O&M) Division, Burla | W226 | 132/33 kV S/S S/D Hirakud | 3000000363 | 4 BOLTED PG CLAMP FOR PANTHER -PANTHER | CLMP.PG.D001 | ZSPR_ACT | ZSPR | NOS | 30 | 15900 | INR
5000 | Western Zone, Burla | 5200 | EHT (O&M) Circle, Burla | 5202 | EHT (O&M) Division, Burla | W222 | 220/132/33 kV T/L S/S S/D Katapalli | 3000000377 | P.I Clamp for single ACSR Moose | CLMP.PI.AL.D002 | ZSPR_ACT | ZSPR | NOS | 5 | 2550 | INR
5000 | Western Zone, Burla | 5200 | EHT (O&M) Circle, Burla | 5202 | EHT (O&M) Division, Burla | W223 | 132/33 kV T/L S/S S/D Sambalpur | 3000000385 | 6bolt-Bi.CT stud clamp-ACSR zebra | CLMP.SP.CT.AL.A016 | ZSPR_ACT | ZSPR | NOS | 32 | 26880 | INR
5000 | Western Zone, Burla | 5200 | EHT (O&M) Circle, Burla | 5202 | EHT (O&M) Division, Burla | W222 | 220/132/33 kV T/L S/S S/D Katapalli | 3000000388 | T Clamp for Panther run-Panther Drop | CLMP.T.AL.A001 | ZSPR_ACT | ZSPR | NOS | 25 | 27597.77 | INR
5000 | Western Zone, Burla | 5200 | EHT (O&M) Circle, Burla | 5202 | EHT (O&M) Division, Burla | W223 | 132/33 kV T/L S/S S/D Sambalpur | 3000000389 | T CLAMP ALFOR PANTHER RUN-ZEBRA DROP | CLMP.T.AL.A002 | ZSPR_ACT | ZSPR | NOS | 4 | 3260 | INR
5000 | Western Zone, Burla | 5200 | EHT (O&M) Circle, Burla | 5202 | EHT (O&M) Division, Burla | W222 | 220/132/33 kV T/L S/S S/D Katapalli | 3000000391 | T CLAMP ALFOR ZEBRA RUN - ZEBRA DROP | CLMP.T.AL.A004 | ZSPR_ACT | ZSPR | NOS | 9 | 6481.62 | INR
5000 | Western Zone, Burla | 5200 | EHT (O&M) Circle, Burla | 5202 | EHT (O&M) Division, Burla | W225 | 132/33 kV S/S S/D Maneswar | 3000000394 | T-CLAMP ACSR MOOSE RUN AND MOOSE DROP | CLMP.T.AL.A007 | ZSPR_ACT | ZSPR | NOS | 66 | 75221.64 | INR
5000 | Western Zone, Burla | 5200 | EHT (O&M) Circle, Burla | 5202 | EHT (O&M) Division, Burla | W222 | 220/132/33 kV T/L S/S S/D Katapalli | 3000000397 | T CLAMP AL FOR PANTHER RUN-LINK DROP | CLMP.T.AL.A010 | ZSPR_ACT | ZSPR | NOS | 8 | 4099.2 | INR
5000 | Western Zone, Burla | 5200 | EHT (O&M) Circle, Burla | 5202 | EHT (O&M) Division, Burla | W225 | 132/33 kV S/S S/D Maneswar | 3000000403 | T clamp twin Moose run to Moose drop | CLMP.T.AL.A027 | ZSPR_ACT | ZSPR | NOS | 17 | 42679.69 | INR
5000 | Western Zone, Burla | 5200 | EHT (O&M) Circle, Burla | 5202 | EHT (O&M) Division, Burla | W222 | 220/132/33 kV T/L S/S S/D Katapalli | 3000000406 | SPR T CLAMP AL TWIN MOOSE RUN-ZEBRA DROP | CLMP.T.AL.B002 | ZSPR_ACT | ZSPR | NOS | 9 | 8100 | INR
5000 | Western Zone, Burla | 5200 | EHT (O&M) Circle, Burla | 5202 | EHT (O&M) Division, Burla | W222 | 220/132/33 kV T/L S/S S/D Katapalli | 3000000409 | SPR T CLAMP AL H. TWIN MOOSE RUN-DROP | CLMP.T.AL.B005 | ZSPR_ACT | ZSPR | NOS | 20 | 9000 | INR
5000 | Western Zone, Burla | 5200 | EHT (O&M) Circle, Burla | 5202 | EHT (O&M) Division, Burla | W225 | 132/33 kV S/S S/D Maneswar | 3000000427 | PA ROD ACSR PANTHER IN SET | COND.ACCES.B002 | ZSPR_ACT | ZSPR | NOS | 59 | 40245.66 | INR
5000 | Western Zone, Burla | 5200 | EHT (O&M) Circle, Burla | 5202 | EHT (O&M) Division, Burla | W222 | 220/132/33 kV T/L S/S S/D Katapalli | 3000000434 | PA (PREFORMED ARMOUR) ROD FOR SP IN SET | COND.ACCES.B011 | ZSPR_ACT | ZSPR | NOS | 10 | 2800 | INR
5000 | Western Zone, Burla | 5200 | EHT (O&M) Circle, Burla | 5202 | EHT (O&M) Division, Burla | W225 | 132/33 kV S/S S/D Maneswar | 3000000437 | MS JOINT FOR ACSR PANTHER CONDUCTOR | COND.ACCES.C002 | ZSPR_ACT | ZSPR | NOS | 22 | 12100.84 | INR
5000 | Western Zone, Burla | 5200 | EHT (O&M) Circle, Burla | 5202 | EHT (O&M) Division, Burla | WLL3 | 132-33 kV T/L Burla_Line | 3000000437 | MS JOINT FOR ACSR PANTHER CONDUCTOR | COND.ACCES.C002 | ZSPR_ACT | ZSPR | NOS | 14 | 7700.54 | INR
5000 | Western Zone, Burla | 5200 | EHT (O&M) Circle, Burla | 5202 | EHT (O&M) Division, Burla | W226 | 132/33 kV S/S S/D Hirakud | 3000000437 | MS JOINT FOR ACSR PANTHER CONDUCTOR | COND.ACCES.C002 | ZSPR_ACT | ZSPR | NOS | 6 | 3300.23 | INR
5000 | Western Zone, Burla | 5200 | EHT (O&M) Circle, Burla | 5202 | EHT (O&M) Division, Burla | W222 | 220/132/33 kV T/L S/S S/D Katapalli | 3000000438 | MS JOINT FOR ACSR ZEBRA CONDUCTOR | COND.ACCES.C003 | ZSPR_ACT | ZSPR | NOS | 43 | 23380.82 | INR
5000 | Western Zone, Burla | 5200 | EHT (O&M) Circle, Burla | 5202 | EHT (O&M) Division, Burla | WL22 | 220/132/33 kV T/L S/S S/D Katapalli _Lin | 3000000442 | MS JOINT AAAC PANTHER EQUIVALENT | COND.ACCES.C007 | ZSPR_ACT | ZSPR | NOS | 8 | 5192.24 | INR
5000 | Western Zone, Burla | 5200 | EHT (O&M) Circle, Burla | 5202 | EHT (O&M) Division, Burla | W222 | 220/132/33 kV T/L S/S S/D Katapalli | 3000000443 | MS JOINT AAAC ZEBRA EQUIVALENT | COND.ACCES.C008 | ZSPR_ACT | ZSPR | NOS | 12 | 7440 | INR
5000 | Western Zone, Burla | 5200 | EHT (O&M) Circle, Burla | 5202 | EHT (O&M) Division, Burla | W222 | 220/132/33 kV T/L S/S S/D Katapalli | 3000000444 | MS JOINT AAAC MOOSE EQUIVALENT | COND.ACCES.C009 | ZSPR_ACT | ZSPR | NOS | 40 | 29400 | INR
5000 | Western Zone, Burla | 5200 | EHT (O&M) Circle, Burla | 5202 | EHT (O&M) Division, Burla | W222 | 220/132/33 kV T/L S/S S/D Katapalli | 3000000447 | SPACER FOR ACSR TWIN ZEBRA CONDUCTOR | COND.ACCES.D001 | ZSPR_ACT | ZSPR | NOS | 56 | 15624 | INR
5000 | Western Zone, Burla | 5200 | EHT (O&M) Circle, Burla | 5202 | EHT (O&M) Division, Burla | W222 | 220/132/33 kV T/L S/S S/D Katapalli | 3000000448 | SPACER FOR ACSR TWIN MOOSE CONDUCTOR | COND.ACCES.D002 | ZSPR_ACT | ZSPR | NOS | 82 | 27103.46 | INR
5000 | Western Zone, Burla | 5200 | EHT (O&M) Circle, Burla | 5202 | EHT (O&M) Division, Burla | W225 | 132/33 kV S/S S/D Maneswar | 3000000455 | VD OFACSR PANTHER CONDUCTOR | COND.ACCES.E002 | ZSPR_ACT | ZSPR | NOS | 14 | 9607.36 | INR
5000 | Western Zone, Burla | 5200 | EHT (O&M) Circle, Burla | 5202 | EHT (O&M) Division, Burla | W222 | 220/132/33 kV T/L S/S S/D Katapalli | 3000000461 | VD AAAC ZEBRA EQUIVALENT | COND.ACCES.E008 | ZSPR_ACT | ZSPR | NOS | 66 | 42900 | INR
5000 | Western Zone, Burla | 5200 | EHT (O&M) Circle, Burla | 5202 | EHT (O&M) Division, Burla | W226 | 132/33 kV S/S S/D Hirakud | 3000000465 | REPAIR SLEEVE FOR ACSR PANTHER CONDUCTOR | COND.ACCES.F002 | ZSPR_ACT | ZSPR | NOS | 1 | 220.7 | INR
5000 | Western Zone, Burla | 5200 | EHT (O&M) Circle, Burla | 5202 | EHT (O&M) Division, Burla | W222 | 220/132/33 kV T/L S/S S/D Katapalli | 3000000465 | REPAIR SLEEVE FOR ACSR PANTHER CONDUCTOR | COND.ACCES.F002 | ZSPR_ACT | ZSPR | NOS | 10 | 2207 | INR
5000 | Western Zone, Burla | 5200 | EHT (O&M) Circle, Burla | 5202 | EHT (O&M) Division, Burla | W225 | 132/33 kV S/S S/D Maneswar | 3000000465 | REPAIR SLEEVE FOR ACSR PANTHER CONDUCTOR | COND.ACCES.F002 | ZSPR_ACT | ZSPR | NOS | 10 | 2207 | INR
5000 | Western Zone, Burla | 5200 | EHT (O&M) Circle, Burla | 5202 | EHT (O&M) Division, Burla | W222 | 220/132/33 kV T/L S/S S/D Katapalli | 3000000466 | REPAIR SLEEVE FOR ACSR ZEBRA CONDUCTOR | COND.ACCES.F003 | ZSPR_ACT | ZSPR | NOS | 40 | 9355.6 | INR
5000 | Western Zone, Burla | 5200 | EHT (O&M) Circle, Burla | 5202 | EHT (O&M) Division, Burla | W222 | 220/132/33 kV T/L S/S S/D Katapalli | 3000000470 | REPAIR SLEEVE FOR AAAC ZEBRA | COND.ACCES.F008 | ZSPR_ACT | ZSPR | NOS | 12 | 3072 | INR
5000 | Western Zone, Burla | 5200 | EHT (O&M) Circle, Burla | 5202 | EHT (O&M) Division, Burla | W222 | 220/132/33 kV T/L S/S S/D Katapalli | 3000000472 | REPAIR SLEEVE AAAC HIGHER MOOSE | COND.ACCES.F010 | ZSPR_ACT | ZSPR | NOS | 43 | 15351 | INR
5000 | Western Zone, Burla | 5200 | EHT (O&M) Circle, Burla | 5202 | EHT (O&M) Division, Burla | WLL3 | 132-33 kV T/L Burla_Line | 3000000484 | 36KV POLYCRETE CT1200-600-300/1-1-1-1A | CT1.36POL1200.D002 | ZSPR_SCRAP | ZSPR | NOS | 1 | 20500 | INR
5000 | Western Zone, Burla | 5200 | EHT (O&M) Circle, Burla | 5202 | EHT (O&M) Division, Burla | W223 | 132/33 kV T/L S/S S/D Sambalpur | 3000000582 | EARTHING:50X6mm GI Flat | ERTH.FLAT.GI.A005 | ZSPR_ACT | ZSPR | KG | 20 | 1783.65 | INR
5000 | Western Zone, Burla | 5200 | EHT (O&M) Circle, Burla | 5202 | EHT (O&M) Division, Burla | W225 | 132/33 kV S/S S/D Maneswar | 3000000582 | EARTHING:50X6mm GI Flat | ERTH.FLAT.GI.A005 | ZSPR_ACT | ZSPR | KG | 160 | 14269.16 | INR
5000 | Western Zone, Burla | 5200 | EHT (O&M) Circle, Burla | 5202 | EHT (O&M) Division, Burla | W226 | 132/33 kV S/S S/D Hirakud | 3000000582 | EARTHING:50X6mm GI Flat | ERTH.FLAT.GI.A005 | ZSPR_ACT | ZSPR | KG | 2534.45 | 226027.96 | INR
5000 | Western Zone, Burla | 5200 | EHT (O&M) Circle, Burla | 5202 | EHT (O&M) Division, Burla | W226 | 132/33 kV S/S S/D Hirakud | 3000000583 | 75 X 10 MM GI EARTH FLAT in KG | ERTH.FLAT.GI.A006 | ZSPR_ACT | ZSPR | KG | 588 | 40196.48 | INR
5000 | Western Zone, Burla | 5200 | EHT (O&M) Circle, Burla | 5202 | EHT (O&M) Division, Burla | W223 | 132/33 kV T/L S/S S/D Sambalpur | 3000000583 | 75 X 10 MM GI EARTH FLAT in KG | ERTH.FLAT.GI.A006 | ZSPR_ACT | ZSPR | KG | 900 | 61525.22 | INR
5000 | Western Zone, Burla | 5200 | EHT (O&M) Circle, Burla | 5202 | EHT (O&M) Division, Burla | W225 | 132/33 kV S/S S/D Maneswar | 3000000586 | 75 X 10mm GI Earth Flat in Mt | ERTH.FLAT.GI.A012 | ZSPR_ACT | ZSPR | MT | 2.16 | 204575.69 | INR
5000 | Western Zone, Burla | 5200 | EHT (O&M) Circle, Burla | 5202 | EHT (O&M) Division, Burla | W223 | 132/33 kV T/L S/S S/D Sambalpur | 3000000591 | 40 MM GI PLAIN EARTHING PIPE | ERTH.PIPE.GI.A004 | ZSPR_ACT | ZSPR | NOS | 20 | 43020 | INR
5000 | Western Zone, Burla | 5200 | EHT (O&M) Circle, Burla | 5202 | EHT (O&M) Division, Burla | W225 | 132/33 kV S/S S/D Maneswar | 3000000595 | 50 MM GI PORFORATED EARTHING PIPE | ERTH.PIPE.GI.B005 | ZSPR_ACT | ZSPR | NOS | 7 | 17367.07 | INR
5000 | Western Zone, Burla | 5200 | EHT (O&M) Circle, Burla | 5202 | EHT (O&M) Division, Burla | W225 | 132/33 kV S/S S/D Maneswar | 3000000603 | 40x3000 MM MS ROD FOR EARTHING | ERTH.ROD.MS.A001 | ZSPR_ACT | ZSPR | NOS | 46 | 111719.06 | INR
5000 | Western Zone, Burla | 5200 | EHT (O&M) Circle, Burla | 5202 | EHT (O&M) Division, Burla | W226 | 132/33 kV S/S S/D Hirakud | 3000000603 | 40x3000 MM MS ROD FOR EARTHING | ERTH.ROD.MS.A001 | ZSPR_ACT | ZSPR | NOS | 16 | 38858.8 | INR
5000 | Western Zone, Burla | 5200 | EHT (O&M) Circle, Burla | 5202 | EHT (O&M) Division, Burla | W222 | 220/132/33 kV T/L S/S S/D Katapalli | 3000000613 | MID SPAN JOINT FOR 7/3.15MM EARTH WIRE | EW.ACCES.A002 | ZSPR_ACT | ZSPR | NOS | 59 | 5482.23 | INR
5000 | Western Zone, Burla | 5200 | EHT (O&M) Circle, Burla | 5202 | EHT (O&M) Division, Burla | W225 | 132/33 kV S/S S/D Maneswar | 3000000613 | MID SPAN JOINT FOR 7/3.15MM EARTH WIRE | EW.ACCES.A002 | ZSPR_ACT | ZSPR | NOS | 3 | 278.76 | INR
5000 | Western Zone, Burla | 5200 | EHT (O&M) Circle, Burla | 5202 | EHT (O&M) Division, Burla | W226 | 132/33 kV S/S S/D Hirakud | 3000000613 | MID SPAN JOINT FOR 7/3.15MM EARTH WIRE | EW.ACCES.A002 | ZSPR_ACT | ZSPR | NOS | 2 | 185.84 | INR
5000 | Western Zone, Burla | 5200 | EHT (O&M) Circle, Burla | 5202 | EHT (O&M) Division, Burla | WLL3 | 132-33 kV T/L Burla_Line | 3000000613 | MID SPAN JOINT FOR 7/3.15MM EARTH WIRE | EW.ACCES.A002 | ZSPR_ACT | ZSPR | NOS | 20 | 1858.38 | INR
5000 | Western Zone, Burla | 5200 | EHT (O&M) Circle, Burla | 5202 | EHT (O&M) Division, Burla | WL23 | 132/33 kV T/L S/S S/D Sambalpur_Line | 3000000613 | MID SPAN JOINT FOR 7/3.15MM EARTH WIRE | EW.ACCES.A002 | ZSPR_ACT | ZSPR | NOS | 60 | 5575.14 | INR
5000 | Western Zone, Burla | 5200 | EHT (O&M) Circle, Burla | 5202 | EHT (O&M) Division, Burla | W225 | 132/33 kV S/S S/D Maneswar | 3000000616 | VD FOR 7/3.15MM GI EARTHWIRE | EW.ACCES.B002 | ZSPR_ACT | ZSPR | NOS | 13 | 3642.65 | INR
5000 | Western Zone, Burla | 5200 | EHT (O&M) Circle, Burla | 5202 | EHT (O&M) Division, Burla | WL23 | 132/33 kV T/L S/S S/D Sambalpur_Line | 3000000616 | VD FOR 7/3.15MM GI EARTHWIRE | EW.ACCES.B002 | ZSPR_ACT | ZSPR | NOS | 70 | 19614.3 | INR
5000 | Western Zone, Burla | 5200 | EHT (O&M) Circle, Burla | 5202 | EHT (O&M) Division, Burla | WLL3 | 132-33 kV T/L Burla_Line | 3000000618 | REPAIR SLEEVE FOR 7/3.15 MM EARTH WIRE | EW.ACCES.C002 | ZSPR_ACT | ZSPR | NOS | 20 | 2031.58 | INR
5000 | Western Zone, Burla | 5200 | EHT (O&M) Circle, Burla | 5202 | EHT (O&M) Division, Burla | W225 | 132/33 kV S/S S/D Maneswar | 3000000618 | REPAIR SLEEVE FOR 7/3.15 MM EARTH WIRE | EW.ACCES.C002 | ZSPR_ACT | ZSPR | NOS | 2 | 203.16 | INR
5000 | Western Zone, Burla | 5200 | EHT (O&M) Circle, Burla | 5202 | EHT (O&M) Division, Burla | W222 | 220/132/33 kV T/L S/S S/D Katapalli | 3000000618 | REPAIR SLEEVE FOR 7/3.15 MM EARTH WIRE | EW.ACCES.C002 | ZSPR_ACT | ZSPR | NOS | 80 | 8126.32 | INR
5000 | Western Zone, Burla | 5200 | EHT (O&M) Circle, Burla | 5202 | EHT (O&M) Division, Burla | W225 | 132/33 kV S/S S/D Maneswar | 3000000619 | Damaged Cut Pieces GI Earthwire | EW.CUTPIECE.A001 | ZSPR_SCRAP | ZSPR | KG | 1200 | 1200 | INR
5000 | Western Zone, Burla | 5200 | EHT (O&M) Circle, Burla | 5202 | EHT (O&M) Division, Burla | W225 | 132/33 kV S/S S/D Maneswar | 3000000799 | DT Hard ware fittings -120 KN insulator | HWF.DT.A002 | ZSPR_ACT | ZSPR | NOS | 2 | 8192.92 | INR
5000 | Western Zone, Burla | 5200 | EHT (O&M) Circle, Burla | 5202 | EHT (O&M) Division, Burla | WLL3 | 132-33 kV T/L Burla_Line | 3000000799 | DT Hard ware fittings -120 KN insulator | HWF.DT.A002 | ZSPR_ACT | ZSPR | NOS | 12 | 49157.54 | INR
5000 | Western Zone, Burla | 5200 | EHT (O&M) Circle, Burla | 5202 | EHT (O&M) Division, Burla | WLL3 | 132-33 kV T/L Burla_Line | 3000000800 | DT HARDWARE FITTING ACSR ZEBRA | HWF.DT.A003 | ZSPR_SCRAP | ZSPR | NOS | 14 | 28653.52 | INR
5000 | Western Zone, Burla | 5200 | EHT (O&M) Circle, Burla | 5202 | EHT (O&M) Division, Burla | WL22 | 220/132/33 kV T/L S/S S/D Katapalli _Lin | 3000000804 | DT HARDWARE FITTING AAAC PANTHER | HWF.DT.A009 | ZSPR_ACT | ZSPR | NOS | 8 | 54394.88 | INR
5000 | Western Zone, Burla | 5200 | EHT (O&M) Circle, Burla | 5202 | EHT (O&M) Division, Burla | WLL3 | 132-33 kV T/L Burla_Line | 3000000805 | DT HARDWARE FITTING AAAC ZEBRA | HWF.DT.A010 | ZSPR_SCRAP | ZSPR | NOS | 13 | 44395 | INR
5000 | Western Zone, Burla | 5200 | EHT (O&M) Circle, Burla | 5202 | EHT (O&M) Division, Burla | W225 | 132/33 kV S/S S/D Maneswar | 3000000822 | SUSPENSION HANGER OF HARDWARE FITTING | HWF.S.HANGER.A001 | ZSPR_ACT | ZSPR | NOS | 60 | 16469.4 | INR
5000 | Western Zone, Burla | 5200 | EHT (O&M) Circle, Burla | 5202 | EHT (O&M) Division, Burla | WLL3 | 132-33 kV T/L Burla_Line | 3000000824 | SUSPENSION CLAMP FOR 7/3.15MM EARTHWIRE | HWF.SC.EW.A002 | ZSPR_ACT | ZSPR | NOS | 304 | 129852.69 | INR
5000 | Western Zone, Burla | 5200 | EHT (O&M) Circle, Burla | 5202 | EHT (O&M) Division, Burla | W225 | 132/33 kV S/S S/D Maneswar | 3000000824 | SUSPENSION CLAMP FOR 7/3.15MM EARTHWIRE | HWF.SC.EW.A002 | ZSPR_ACT | ZSPR | NOS | 16 | 6834.35 | INR
5000 | Western Zone, Burla | 5200 | EHT (O&M) Circle, Burla | 5202 | EHT (O&M) Division, Burla | W222 | 220/132/33 kV T/L S/S S/D Katapalli | 3000000824 | SUSPENSION CLAMP FOR 7/3.15MM EARTHWIRE | HWF.SC.EW.A002 | ZSPR_ACT | ZSPR | NOS | 226 | 96535.23 | INR
5000 | Western Zone, Burla | 5200 | EHT (O&M) Circle, Burla | 5202 | EHT (O&M) Division, Burla | W226 | 132/33 kV S/S S/D Hirakud | 3000000846 | SS HARDWARE FITTING ACSR PANTHER | HWF.SS.A002 | ZSPR_ACT | ZSPR | NOS | 9 | 11610 | INR
5000 | Western Zone, Burla | 5200 | EHT (O&M) Circle, Burla | 5202 | EHT (O&M) Division, Burla | WLL3 | 132-33 kV T/L Burla_Line | 3000000847 | SS HARDWARE FITTING ACSR ZEBRA | HWF.SS.A003 | ZSPR_ACT | ZSPR | NOS | 8 | 9633.92 | INR
5000 | Western Zone, Burla | 5200 | EHT (O&M) Circle, Burla | 5202 | EHT (O&M) Division, Burla | WLL3 | 132-33 kV T/L Burla_Line | 3000000847 | SS HARDWARE FITTING ACSR ZEBRA | HWF.SS.A003 | ZSPR_US | ZSPR | NOS | 2 | 2408 | INR
5000 | Western Zone, Burla | 5200 | EHT (O&M) Circle, Burla | 5202 | EHT (O&M) Division, Burla | W225 | 132/33 kV S/S S/D Maneswar | 3000000857 | SS HWF AGS type for 90 KN insulator | HWF.SS.A016 | ZSPR_ACT | ZSPR | NOS | 57 | 144726.99 | INR
5000 | Western Zone, Burla | 5200 | EHT (O&M) Circle, Burla | 5202 | EHT (O&M) Division, Burla | W225 | 132/33 kV S/S S/D Maneswar | 3000000867 | CLAMP OF SS HWF FOR ACSR MOOSE | HWF.SS.C004 | ZSPR_ACT | ZSPR | NOS | 9 | 19202.94 | INR
5000 | Western Zone, Burla | 5200 | EHT (O&M) Circle, Burla | 5202 | EHT (O&M) Division, Burla | WLL3 | 132-33 kV T/L Burla_Line | 3000000877 | ST Hard wares fittings 120KN insulator | HWF.ST.A002 | ZSPR_ACT | ZSPR | NOS | 3 | 7550.64 | INR
5000 | Western Zone, Burla | 5200 | EHT (O&M) Circle, Burla | 5202 | EHT (O&M) Division, Burla | W226 | 132/33 kV S/S S/D Hirakud | 3000000877 | ST Hard wares fittings 120KN insulator | HWF.ST.A002 | ZSPR_ACT | ZSPR | NOS | 3 | 7550.64 | INR
5000 | Western Zone, Burla | 5200 | EHT (O&M) Circle, Burla | 5202 | EHT (O&M) Division, Burla | W225 | 132/33 kV S/S S/D Maneswar | 3000000877 | ST Hard wares fittings 120KN insulator | HWF.ST.A002 | ZSPR_ACT | ZSPR | NOS | 3 | 7550.63 | INR
5000 | Western Zone, Burla | 5200 | EHT (O&M) Circle, Burla | 5202 | EHT (O&M) Division, Burla | W222 | 220/132/33 kV T/L S/S S/D Katapalli | 3000000878 | ST HWF FOR ACSR ZEBRA | HWF.ST.A003 | ZSPR_ACT | ZSPR | NOS | 9 | 21609.26 | INR
5000 | Western Zone, Burla | 5200 | EHT (O&M) Circle, Burla | 5202 | EHT (O&M) Division, Burla | W225 | 132/33 kV S/S S/D Maneswar | 3000000879 | Single Tension H/W Fitting ACSR Moose | HWF.ST.A004 | ZSPR_ACT | ZSPR | SET | 3 | 12450.42 | INR
5000 | Western Zone, Burla | 5200 | EHT (O&M) Circle, Burla | 5202 | EHT (O&M) Division, Burla | W222 | 220/132/33 kV T/L S/S S/D Katapalli | 3000000884 | ST HARDWARE FITTING AAAC ZEBRA | HWF.ST.A010 | ZSPR_ACT | ZSPR | NOS | 20 | 48945.4 | INR
5000 | Western Zone, Burla | 5200 | EHT (O&M) Circle, Burla | 5202 | EHT (O&M) Division, Burla | WLL3 | 132-33 kV T/L Burla_Line | 3000000906 | TENSION CLAMP FOR EARTHWIRE | HWF.TC.EW.A002 | ZSPR_ACT | ZSPR | NOS | 30 | 11807.1 | INR
5000 | Western Zone, Burla | 5200 | EHT (O&M) Circle, Burla | 5202 | EHT (O&M) Division, Burla | W223 | 132/33 kV T/L S/S S/D Sambalpur | 3000000925 | ROTARY SWITCH | ILWR.SWITCH.G001 | ZSPR_ACT | ZSPR | NOS | 2 | 3000 | INR
5000 | Western Zone, Burla | 5200 | EHT (O&M) Circle, Burla | 5202 | EHT (O&M) Division, Burla | W225 | 132/33 kV S/S S/D Maneswar | 3000000931 | 90KN ANTIFOG DISC INSULATOR | INS.AF.DISC.B002 | ZSPR_ACT | ZSPR | NOS | 488 | 540967.52 | INR
5000 | Western Zone, Burla | 5200 | EHT (O&M) Circle, Burla | 5202 | EHT (O&M) Division, Burla | W222 | 220/132/33 kV T/L S/S S/D Katapalli | 3000000933 | 160KN ANTIFOG DISC INSULATOR | INS.AF.DISC.B004 | ZSPR_ACT | ZSPR | NOS | 200 | 188530 | INR
5000 | Western Zone, Burla | 5200 | EHT (O&M) Circle, Burla | 5202 | EHT (O&M) Division, Burla | WL24 | 132/33 kV T/L S/S S/D Rairakhol_Line | 3000000933 | 160KN ANTIFOG DISC INSULATOR | INS.AF.DISC.B004 | ZSPR_ACT | ZSPR | NOS | 300 | 282795 | INR
5000 | Western Zone, Burla | 5200 | EHT (O&M) Circle, Burla | 5202 | EHT (O&M) Division, Burla | W226 | 132/33 kV S/S S/D Hirakud | 3000000940 | 120KN POLYMER LONG ROD INSULATOR | INS.PLYMR.A001 | ZSPR_ACT | ZSPR | NOS | 6 | 12814.8 | INR
5000 | Western Zone, Burla | 5200 | EHT (O&M) Circle, Burla | 5202 | EHT (O&M) Division, Burla | W224 | 132/33 kV T/L S/S S/D Rairakhol | 3000000943 | 33 KV Bus Post Insulator | INS.POR.BPI.C001 | ZSPR_ACT | ZSPR | NOS | 13 | 11221.6 | INR
5000 | Western Zone, Burla | 5200 | EHT (O&M) Circle, Burla | 5202 | EHT (O&M) Division, Burla | WLL3 | 132-33 kV T/L Burla_Line | 3000000947 | 90KN PORCELAIN DISC INSULATOR | INS.POR.DISC.B002 | ZSPR_ACT | ZSPR | NOS | 557 | 189408.72 | INR
5000 | Western Zone, Burla | 5200 | EHT (O&M) Circle, Burla | 5202 | EHT (O&M) Division, Burla | W226 | 132/33 kV S/S S/D Hirakud | 3000000947 | 90KN PORCELAIN DISC INSULATOR | INS.POR.DISC.B002 | ZSPR_US | ZSPR | NOS | 12 | 10881 | INR
5000 | Western Zone, Burla | 5200 | EHT (O&M) Circle, Burla | 5202 | EHT (O&M) Division, Burla | W226 | 132/33 kV S/S S/D Hirakud | 3000000947 | 90KN PORCELAIN DISC INSULATOR | INS.POR.DISC.B002 | ZSPR_ACT | ZSPR | NOS | 38 | 12921.96 | INR
5000 | Western Zone, Burla | 5200 | EHT (O&M) Circle, Burla | 5202 | EHT (O&M) Division, Burla | W226 | 132/33 kV S/S S/D Hirakud | 3000000948 | 120KN PORCELAIN DISC INSULATOR | INS.POR.DISC.B003 | ZSPR_ACT | ZSPR | NOS | 157 | 125871.31 | INR
5000 | Western Zone, Burla | 5200 | EHT (O&M) Circle, Burla | 5202 | EHT (O&M) Division, Burla | W226 | 132/33 kV S/S S/D Hirakud | 3000000948 | 120KN PORCELAIN DISC INSULATOR | INS.POR.DISC.B003 | ZSPR_US | ZSPR | NOS | 15 | 10866.3 | INR
5000 | Western Zone, Burla | 5200 | EHT (O&M) Circle, Burla | 5202 | EHT (O&M) Division, Burla | W222 | 220/132/33 kV T/L S/S S/D Katapalli | 3000000954 | 132KV LR 90KN PORCELAIN INSULATOR | INS.POR.LR.D002 | ZSPR_ACT | ZSPR | NOS | 312 | 1844041.68 | INR
5000 | Western Zone, Burla | 5200 | EHT (O&M) Circle, Burla | 5202 | EHT (O&M) Division, Burla | WL23 | 132/33 kV T/L S/S S/D Sambalpur_Line | 3000000954 | 132KV LR 90KN PORCELAIN INSULATOR | INS.POR.LR.D002 | ZSPR_ACT | ZSPR | NOS | 55 | 325071.45 | INR
5000 | Western Zone, Burla | 5200 | EHT (O&M) Circle, Burla | 5202 | EHT (O&M) Division, Burla | W225 | 132/33 kV S/S S/D Maneswar | 3000000975 | Console Box for StreetLight | MISC.AC.CONSOLE.A003 | ZSPR_ACT | ZSPR | NOS | 1 | 212627.24 | INR
5000 | Western Zone, Burla | 5200 | EHT (O&M) Circle, Burla | 5202 | EHT (O&M) Division, Burla | W223 | 132/33 kV T/L S/S S/D Sambalpur | 3000000976 | ACDB for Yard Kiosk | MISC.ACDB.A001 | ZSPR_ACT | ZSPR | NOS | 3 | 4275 | INR
5000 | Western Zone, Burla | 5200 | EHT (O&M) Circle, Burla | 5202 | EHT (O&M) Division, Burla | W224 | 132/33 kV T/L S/S S/D Rairakhol | 3000000982 | ALLUMINIUM BINDING TAPE | MISC.ALBINDTAPE.A001 | ZSPR_ACT | ZSPR | KG | 1 | 213.21 | INR
5000 | Western Zone, Burla | 5200 | EHT (O&M) Circle, Burla | 5202 | EHT (O&M) Division, Burla | W223 | 132/33 kV T/L S/S S/D Sambalpur | 3000000992 | PT/IVT/CVT CONSOLE BOX | MISC.CONSOLE.A001 | ZSPR_SCRAP | ZSPR | NOS | 2 | 400 | INR
5000 | Western Zone, Burla | 5200 | EHT (O&M) Circle, Burla | 5202 | EHT (O&M) Division, Burla | W226 | 132/33 kV S/S S/D Hirakud | 3000000992 | PT/IVT/CVT CONSOLE BOX | MISC.CONSOLE.A001 | ZSPR_ACT | ZSPR | NOS | 2 | 30135.33 | INR
5000 | Western Zone, Burla | 5200 | EHT (O&M) Circle, Burla | 5202 | EHT (O&M) Division, Burla | W225 | 132/33 kV S/S S/D Maneswar | 3000000992 | PT/IVT/CVT CONSOLE BOX | MISC.CONSOLE.A001 | ZSPR_ACT | ZSPR | NOS | 1 | 15067.66 | INR
5000 | Western Zone, Burla | 5200 | EHT (O&M) Circle, Burla | 5202 | EHT (O&M) Division, Burla | W223 | 132/33 kV T/L S/S S/D Sambalpur | 3000000992 | PT/IVT/CVT CONSOLE BOX | MISC.CONSOLE.A001 | ZSPR_ACT | ZSPR | NOS | 2 | 30135.33 | INR
5000 | Western Zone, Burla | 5200 | EHT (O&M) Circle, Burla | 5202 | EHT (O&M) Division, Burla | W223 | 132/33 kV T/L S/S S/D Sambalpur | 3000000996 | CT CONSOLE BOX | MISC.CT.CONSOLE.A001 | ZSPR_SCRAP | ZSPR | NOS | 11 | 2200 | INR
5000 | Western Zone, Burla | 5200 | EHT (O&M) Circle, Burla | 5202 | EHT (O&M) Division, Burla | W223 | 132/33 kV T/L S/S S/D Sambalpur | 3000000997 | D.C DISTRIBUTION BOARD | MISC.DCDB.A001 | ZSPR_SCRAP | ZSPR | NOS | 1 | 1250 | INR
5000 | Western Zone, Burla | 5200 | EHT (O&M) Circle, Burla | 5202 | EHT (O&M) Division, Burla | W226 | 132/33 kV S/S S/D Hirakud | 3000001002 | EMPTY Tfr OIL BARREL | MISC.EMPTYBRL.A001 | ZSPR_ACT | ZSPR | NOS | 68 | 3400 | INR
5000 | Western Zone, Burla | 5200 | EHT (O&M) Circle, Burla | 5202 | EHT (O&M) Division, Burla | W224 | 132/33 kV T/L S/S S/D Rairakhol | 3000001002 | EMPTY Tfr OIL BARREL | MISC.EMPTYBRL.A001 | ZSPR_SUP | ZSPR | NOS | 37 | 4551.74 | INR
5000 | Western Zone, Burla | 5200 | EHT (O&M) Circle, Burla | 5202 | EHT (O&M) Division, Burla | W225 | 132/33 kV S/S S/D Maneswar | 3000001007 | FLEXIBLE COPPER EARTH BOND | MISC.FL.CU.BOND.A001 | ZSPR_ACT | ZSPR | NOS | 2 | 1424.54 | INR
5000 | Western Zone, Burla | 5200 | EHT (O&M) Circle, Burla | 5202 | EHT (O&M) Division, Burla | W223 | 132/33 kV T/L S/S S/D Sambalpur | 3000001067 | 50 Kg SF6 gas Cylinder | MISC.SF6CYLNDR.A002 | ZSPR_ACT | ZSPR | NOS | 1 | 47699.5 | INR
5000 | Western Zone, Burla | 5200 | EHT (O&M) Circle, Burla | 5202 | EHT (O&M) Division, Burla | W226 | 132/33 kV S/S S/D Hirakud | 3000001090 | GI TUBULAR POLE FOR STREET LIGHT | MISC.TBULR.POLE.A001 | ZSPR_ACT | ZSPR | NOS | 20 | 433626.4 | INR
5000 | Western Zone, Burla | 5200 | EHT (O&M) Circle, Burla | 5202 | EHT (O&M) Division, Burla | W226 | 132/33 kV S/S S/D Hirakud | 3000001094 | NEW EHV GRADE Napthelin based Tfr OIL | MISC.TFROIL.A001 | ZSPR_FREE | ZSPR | L | 1672 | 0 | INR
5000 | Western Zone, Burla | 5200 | EHT (O&M) Circle, Burla | 5202 | EHT (O&M) Division, Burla | W222 | 220/132/33 kV T/L S/S S/D Katapalli | 3000001094 | NEW EHV GRADE Napthelin based Tfr OIL | MISC.TFROIL.A001 | ZSPR_ACT | ZSPR | L | 410 | 38657.52 | INR
5000 | Western Zone, Burla | 5200 | EHT (O&M) Circle, Burla | 5202 | EHT (O&M) Division, Burla | W223 | 132/33 kV T/L S/S S/D Sambalpur | 3000001094 | NEW EHV GRADE Napthelin based Tfr OIL | MISC.TFROIL.A001 | ZSPR_ACT | ZSPR | L | 790 | 74486.44 | INR
5000 | Western Zone, Burla | 5200 | EHT (O&M) Circle, Burla | 5202 | EHT (O&M) Division, Burla | W223 | 132/33 kV T/L S/S S/D Sambalpur | 3000001095 | USED/ OLD Tfr OIL | MISC.TFROIL.A002 | ZSPR_ACT | ZSPR | L | 560 | 22943.2 | INR
5000 | Western Zone, Burla | 5200 | EHT (O&M) Circle, Burla | 5202 | EHT (O&M) Division, Burla | W222 | 220/132/33 kV T/L S/S S/D Katapalli | 3000001116 | 3 PHASE 3 WIRE 110VOLT 1AMP APEX METER | MTR.APEX.A001 | ZSPR_US | ZSPR | NOS | 1 | 1 | INR
5000 | Western Zone, Burla | 5200 | EHT (O&M) Circle, Burla | 5202 | EHT (O&M) Division, Burla | W223 | 132/33 kV T/L S/S S/D Sambalpur | 3000001120 | APEX METERING PANEL | MTR.APEXPNL.A001 | ZSPR_US | ZSPR | NOS | 1 | 2500.75 | INR
5000 | Western Zone, Burla | 5200 | EHT (O&M) Circle, Burla | 5202 | EHT (O&M) Division, Burla | W222 | 220/132/33 kV T/L S/S S/D Katapalli | 3000001120 | APEX METERING PANEL | MTR.APEXPNL.A001 | ZSPR_US | ZSPR | NOS | 3 | 7502.25 | INR
5000 | Western Zone, Burla | 5200 | EHT (O&M) Circle, Burla | 5202 | EHT (O&M) Division, Burla | W225 | 132/33 kV S/S S/D Maneswar | 3000001154 | NUTS AND BOLTS | NBW.ASRT.GINB.A001 | ZSPR_ACT | ZSPR | KG | 10077.3 | 1115416.49 | INR
5000 | Western Zone, Burla | 5200 | EHT (O&M) Circle, Burla | 5202 | EHT (O&M) Division, Burla | W226 | 132/33 kV S/S S/D Hirakud | 3000001154 | NUTS AND BOLTS | NBW.ASRT.GINB.A001 | ZSPR_ACT | ZSPR | KG | 94.892 | 10503.22 | INR
5000 | Western Zone, Burla | 5200 | EHT (O&M) Circle, Burla | 5202 | EHT (O&M) Division, Burla | WL24 | 132/33 kV T/L S/S S/D Rairakhol_Line | 3000001183 | 16 X 40 MM GI HALF THREAD NUT & BOLT | NBW.GINB.A007 | ZSPR_ACT | ZSPR | KG | 50 | 4010 | INR
5000 | Western Zone, Burla | 5200 | EHT (O&M) Circle, Burla | 5202 | EHT (O&M) Division, Burla | WL24 | 132/33 kV T/L S/S S/D Rairakhol_Line | 3000001184 | 16 X 45 MM GI HALF THREAD NUT & BOLT | NBW.GINB.A008 | ZSPR_ACT | ZSPR | KG | 50 | 4274.5 | INR
5000 | Western Zone, Burla | 5200 | EHT (O&M) Circle, Burla | 5202 | EHT (O&M) Division, Burla | WL24 | 132/33 kV T/L S/S S/D Rairakhol_Line | 3000001185 | 16X50MM GI HALF THREAD NUT & BOLT | NBW.GINB.A009 | ZSPR_ACT | ZSPR | KG | 50 | 4036.5 | INR
5000 | Western Zone, Burla | 5200 | EHT (O&M) Circle, Burla | 5202 | EHT (O&M) Division, Burla | WL24 | 132/33 kV T/L S/S S/D Rairakhol_Line | 3000001245 | 16 X 5MM THICK PACK / FLAT GI WASHER | NBW.GIWSR.A015 | ZSPR_ACT | ZSPR | KG | 20 | 1847.8 | INR
5000 | Western Zone, Burla | 5200 | EHT (O&M) Circle, Burla | 5202 | EHT (O&M) Division, Burla | W226 | 132/33 kV S/S S/D Hirakud | 3000001273 | 48F Joint Box (Splice enclosure) | OPGW.HWF.24F.A007 | ZSPR_ACT | ZSPR | NOS | 2 | 16520 | INR
5000 | Western Zone, Burla | 5200 | EHT (O&M) Circle, Burla | 5202 | EHT (O&M) Division, Burla | W223 | 132/33 kV T/L S/S S/D Sambalpur | 3000001275 | 132KV DUPLEX FEEDER C&R PANEL | PNL.132.D.A001 | ZSPR_SCRAP | ZSPR | NOS | 3 | 1756125.96 | INR
5000 | Western Zone, Burla | 5200 | EHT (O&M) Circle, Burla | 5202 | EHT (O&M) Division, Burla | W223 | 132/33 kV T/L S/S S/D Sambalpur | 3000001276 | 132KV DUPLEX Tfr C&R PANEL | PNL.132.D.B001 | ZSPR_SCRAP | ZSPR | NOS | 2 | 100000 | INR
5000 | Western Zone, Burla | 5200 | EHT (O&M) Circle, Burla | 5202 | EHT (O&M) Division, Burla | W223 | 132/33 kV T/L S/S S/D Sambalpur | 3000001276 | 132KV DUPLEX Tfr C&R PANEL | PNL.132.D.B001 | ZSPR_ACT | ZSPR | NOS | 1 | 510000 | INR
5000 | Western Zone, Burla | 5200 | EHT (O&M) Circle, Burla | 5202 | EHT (O&M) Division, Burla | W223 | 132/33 kV T/L S/S S/D Sambalpur | 3000001277 | 132KV DUPLEX BUS COUPLER C&R PANEL | PNL.132.D.C001 | ZSPR_SCRAP | ZSPR | NOS | 1 | 60000 | INR
5000 | Western Zone, Burla | 5200 | EHT (O&M) Circle, Burla | 5202 | EHT (O&M) Division, Burla | W223 | 132/33 kV T/L S/S S/D Sambalpur | 3000001294 | 33KV Level Protection Panel | PNL.33.S.A001 | ZSPR_SCRAP | ZSPR | NOS | 9 | 180000 | INR
5000 | Western Zone, Burla | 5200 | EHT (O&M) Circle, Burla | 5202 | EHT (O&M) Division, Burla | W223 | 132/33 kV T/L S/S S/D Sambalpur | 3000001296 | 33KV TRf Protection Panel with BCPU | PNL.33.S.B001 | ZSPR_SCRAP | ZSPR | NOS | 2 | 50000 | INR
5000 | Western Zone, Burla | 5200 | EHT (O&M) Circle, Burla | 5202 | EHT (O&M) Division, Burla | W223 | 132/33 kV T/L S/S S/D Sambalpur | 3000001296 | 33KV TRf Protection Panel with BCPU | PNL.33.S.B001 | ZSPR_ACT | ZSPR | NOS | 1 | 230000 | INR
5000 | Western Zone, Burla | 5200 | EHT (O&M) Circle, Burla | 5202 | EHT (O&M) Division, Burla | W223 | 132/33 kV T/L S/S S/D Sambalpur | 3000001298 | 33KV Feeder CR Panel | PNL.33.S.C001 | ZSPR_SCRAP | ZSPR | NOS | 1 | 30000 | INR
5000 | Western Zone, Burla | 5200 | EHT (O&M) Circle, Burla | 5202 | EHT (O&M) Division, Burla | W223 | 132/33 kV T/L S/S S/D Sambalpur | 3000001300 | 33KV SIMPLEX CAPACITOR BANK PANEL | PNL.33.S.K001 | ZSPR_ACT | ZSPR | NOS | 1 | 250000 | INR
5000 | Western Zone, Burla | 5200 | EHT (O&M) Circle, Burla | 5202 | EHT (O&M) Division, Burla | W225 | 132/33 kV S/S S/D Maneswar | 3000001309 | SWITCH YARD RECEPTACLE BOARD | PNL.SY.BOARD.A001 | ZSPR_ACT | ZSPR | NOS | 1 | 164168.5 | INR
5000 | Western Zone, Burla | 5200 | EHT (O&M) Circle, Burla | 5202 | EHT (O&M) Division, Burla | W223 | 132/33 kV T/L S/S S/D Sambalpur | 3000001333 | Auxiliary relay | RLAY.AUX.A023 | ZSPR_ACT | ZSPR | NOS | 14 | 220000 | INR
5000 | Western Zone, Burla | 5200 | EHT (O&M) Circle, Burla | 5202 | EHT (O&M) Division, Burla | W223 | 132/33 kV T/L S/S S/D Sambalpur | 3000001351 | Numerical Feeder Management Relay | RLAY.DP.C001 | ZSPR_ACT | ZSPR | NOS | 1 | 250000 | INR
5000 | Western Zone, Burla | 5200 | EHT (O&M) Circle, Burla | 5202 | EHT (O&M) Division, Burla | W223 | 132/33 kV T/L S/S S/D Sambalpur | 3000001376 | INSTANTANEOUS E/F RELAY | RLAY.INS.A002 | ZSPR_ACT | ZSPR | NOS | 4 | 40000 | INR
5000 | Western Zone, Burla | 5200 | EHT (O&M) Circle, Burla | 5202 | EHT (O&M) Division, Burla | W223 | 132/33 kV T/L S/S S/D Sambalpur | 3000001379 | FAILURE RELAY WITH UNDER OVER VOLTAGE | RLAY.MISC.A002 | ZSPR_ACT | ZSPR | NOS | 2 | 4830 | INR
5000 | Western Zone, Burla | 5200 | EHT (O&M) Circle, Burla | 5202 | EHT (O&M) Division, Burla | W223 | 132/33 kV T/L S/S S/D Sambalpur | 3000001381 | P.FAILURE RELAY & VARIABLE U/O V CUTOUT | RLAY.MISC.A004 | ZSPR_ACT | ZSPR | NOS | 2 | 4830 | INR
5000 | Western Zone, Burla | 5200 | EHT (O&M) Circle, Burla | 5202 | EHT (O&M) Division, Burla | W223 | 132/33 kV T/L S/S S/D Sambalpur | 3000001385 | ELECTROMAGNETIC MASTER TRIP RELAY | RLAY.MTRIP.A001 | ZSPR_ACT | ZSPR | NOS | 10 | 150000 | INR
5000 | Western Zone, Burla | 5200 | EHT (O&M) Circle, Burla | 5202 | EHT (O&M) Division, Burla | W224 | 132/33 kV T/L S/S S/D Rairakhol | 3000001390 | High Burden Master Trip Relay | RLAY.MTRIP.A007 | ZSPR_ACT | ZSPR | NOS | 2 | 8251.36 | INR
5000 | Western Zone, Burla | 5200 | EHT (O&M) Circle, Burla | 5202 | EHT (O&M) Division, Burla | W223 | 132/33 kV T/L S/S S/D Sambalpur | 3000001404 | Numerical Back up Relay | RLAY.NUMBACKUP.B002 | ZSPR_ACT | ZSPR | NOS | 2 | 140000 | INR
5000 | Western Zone, Burla | 5200 | EHT (O&M) Circle, Burla | 5202 | EHT (O&M) Division, Burla | W224 | 132/33 kV T/L S/S S/D Rairakhol | 3000001468 | ACSTR RELAY CALDYNE 48V BATTERY CHARGER | SPR.48CHRG.ACSTR.A001 | ZSPR_US | ZSPR | NOS | 1 | 1 | INR
5000 | Western Zone, Burla | 5200 | EHT (O&M) Circle, Burla | 5202 | EHT (O&M) Division, Burla | W222 | 220/132/33 kV T/L S/S S/D Katapalli | 3000001483 | HIGH SPEED FUSE 350AH CLDN BAT CHARGER | SPR.BAT.CLDN.B003 | ZSPR_US | ZSPR | NOS | 3 | 300 | INR
5000 | Western Zone, Burla | 5200 | EHT (O&M) Circle, Burla | 5202 | EHT (O&M) Division, Burla | W222 | 220/132/33 kV T/L S/S S/D Katapalli | 3000001486 | CONTRACTOR 350AH CLDN BAT CHARGER | SPR.BAT.CLDN.B006 | ZSPR_US | ZSPR | NOS | 1 | 1800 | INR
5000 | Western Zone, Burla | 5200 | EHT (O&M) Circle, Burla | 5202 | EHT (O&M) Division, Burla | W224 | 132/33 kV T/L S/S S/D Rairakhol | 3000001555 | LIMB FOR 132 KV BHEL SF6 CB | SPR.BKR132BHEL.D011 | ZSPR_US | ZSPR | NOS | 1 | 1 | INR
5000 | Western Zone, Burla | 5200 | EHT (O&M) Circle, Burla | 5202 | EHT (O&M) Division, Burla | W224 | 132/33 kV T/L S/S S/D Rairakhol | 3000001564 | MOVING CONTACTFOR 132KV CGL MAKE SF6 CB | SPR.BKR132CGL.D002 | ZSPR_ACT | ZSPR | NOS | 3 | 26400 | INR
5000 | Western Zone, Burla | 5200 | EHT (O&M) Circle, Burla | 5202 | EHT (O&M) Division, Burla | W222 | 220/132/33 kV T/L S/S S/D Katapalli | 3000001564 | MOVING CONTACTFOR 132KV CGL MAKE SF6 CB | SPR.BKR132CGL.D002 | ZSPR_US | ZSPR | NOS | 1 | 8800 | INR
5000 | Western Zone, Burla | 5200 | EHT (O&M) Circle, Burla | 5202 | EHT (O&M) Division, Burla | W224 | 132/33 kV T/L S/S S/D Rairakhol | 3000001567 | CLOSING COIL FOR 132KV CGL MAKE SF6 CB | SPR.BKR132CGL.D005 | ZSPR_ACT | ZSPR | NOS | 1 | 2500 | INR
5000 | Western Zone, Burla | 5200 | EHT (O&M) Circle, Burla | 5202 | EHT (O&M) Division, Burla | W222 | 220/132/33 kV T/L S/S S/D Katapalli | 3000001568 | TRIPPING/CLOSING COIL 132KV CGL SF6 CB | SPR.BKR132CGL.D006 | ZSPR_ACT | ZSPR | NOS | 6 | 6887.34 | INR
5000 | Western Zone, Burla | 5200 | EHT (O&M) Circle, Burla | 5202 | EHT (O&M) Division, Burla | W222 | 220/132/33 kV T/L S/S S/D Katapalli | 3000001576 | MOVING ARC CONTACT 132KV CGL SF6 CB | SPR.BKR132CGL.D015 | ZSPR_US | ZSPR | NOS | 1 | 50250 | INR
5000 | Western Zone, Burla | 5200 | EHT (O&M) Circle, Burla | 5202 | EHT (O&M) Division, Burla | W223 | 132/33 kV T/L S/S S/D Sambalpur | 3000001585 | CONTACTOR 4NO+4NC of 132KV CGL SF6 CB | SPR.BKR132CGL.D024 | ZSPR_ACT | ZSPR | NOS | 5 | 5250 | INR
5000 | Western Zone, Burla | 5200 | EHT (O&M) Circle, Burla | 5202 | EHT (O&M) Division, Burla | W222 | 220/132/33 kV T/L S/S S/D Katapalli | 3000001593 | CLOSE COIL ASSEMBLY 132KV CGL SF6 | SPR.BKR132CGL.D034 | ZSPR_ACT | ZSPR | NOS | 1 | 1175 | INR
5000 | Western Zone, Burla | 5200 | EHT (O&M) Circle, Burla | 5202 | EHT (O&M) Division, Burla | W222 | 220/132/33 kV T/L S/S S/D Katapalli | 3000001606 | GAS PRESSURE GAUGE 132KV SF6 CGL | SPR.BKR132CGL.D049 | ZSPR_US | ZSPR | NOS | 1 | 2400 | INR
5000 | Western Zone, Burla | 5200 | EHT (O&M) Circle, Burla | 5202 | EHT (O&M) Division, Burla | W224 | 132/33 kV T/L S/S S/D Rairakhol | 3000001627 | Spring charging Motor 132KV SF6 CGL | SPR.BKR132CGL.D090 | ZSPR_ACT | ZSPR | NOS | 1 | 12700 | INR
5000 | Western Zone, Burla | 5200 | EHT (O&M) Circle, Burla | 5202 | EHT (O&M) Division, Burla | W222 | 220/132/33 kV T/L S/S S/D Katapalli | 3000001635 | ARCING NOZZLE (SPARE OF 132KV CGL C.B) | SPR.BKR132CGL.D099 | ZSPR_US | ZSPR | NOS | 1 | 1275 | INR
5000 | Western Zone, Burla | 5200 | EHT (O&M) Circle, Burla | 5202 | EHT (O&M) Division, Burla | W224 | 132/33 kV T/L S/S S/D Rairakhol | 3000001658 | DENSITY MONITOR 132KV SIEMENS SF6 CB | SPR.BKR132SMNS.D007 | ZSPR_ACT | ZSPR | NOS | 2 | 32118.48 | INR
5000 | Western Zone, Burla | 5200 | EHT (O&M) Circle, Burla | 5202 | EHT (O&M) Division, Burla | W223 | 132/33 kV T/L S/S S/D Sambalpur | 3000001665 | SC MOTOR FOR 132KV SMENS SF6 CB | SPR.BKR132SMNS.D015 | ZSPR_ACT | ZSPR | NOS | 3 | 9016.23 | INR
5000 | Western Zone, Burla | 5200 | EHT (O&M) Circle, Burla | 5202 | EHT (O&M) Division, Burla | W223 | 132/33 kV T/L S/S S/D Sambalpur | 3000001666 | SF6 GAS LEAKAGE DETECTOR | SPR.BKR132SMNS.D016 | ZSPR_ACT | ZSPR | NOS | 1 | 17769.6 | INR
5000 | Western Zone, Burla | 5200 | EHT (O&M) Circle, Burla | 5202 | EHT (O&M) Division, Burla | W223 | 132/33 kV T/L S/S S/D Sambalpur | 3000001667 | GAS FILLING DEVICE 132KV SIEMENS SF6 CB | SPR.BKR132SMNS.D017 | ZSPR_ACT | ZSPR | NOS | 2 | 2217.06 | INR
5000 | Western Zone, Burla | 5200 | EHT (O&M) Circle, Burla | 5202 | EHT (O&M) Division, Burla | W222 | 220/132/33 kV T/L S/S S/D Katapalli | 3000001696 | TRIPPING COIL FOR 220KV ABB MAKE SF6 CB | SPR.BKR220ABB.D019 | ZSPR_US | ZSPR | NOS | 1 | 1800 | INR
5000 | Western Zone, Burla | 5200 | EHT (O&M) Circle, Burla | 5202 | EHT (O&M) Division, Burla | W222 | 220/132/33 kV T/L S/S S/D Katapalli | 3000001699 | P.D.RELAY FOR 220KV ABB MAKE SF6 CB | SPR.BKR220ABB.D022 | ZSPR_US | ZSPR | NOS | 1 | 3200 | INR
5000 | Western Zone, Burla | 5200 | EHT (O&M) Circle, Burla | 5202 | EHT (O&M) Division, Burla | W222 | 220/132/33 kV T/L S/S S/D Katapalli | 3000001700 | ANTI PUMPING RELAY 220KV ABB SF6 CB | SPR.BKR220ABB.D023 | ZSPR_US | ZSPR | NOS | 9 | 28093.86 | INR
5000 | Western Zone, Burla | 5200 | EHT (O&M) Circle, Burla | 5202 | EHT (O&M) Division, Burla | W222 | 220/132/33 kV T/L S/S S/D Katapalli | 3000001708 | AIR PRESSURE GAUGE 220KV ABB SF6 CB | SPR.BKR220ABB.D032 | ZSPR_US | ZSPR | NOS | 1 | 5500 | INR
5000 | Western Zone, Burla | 5200 | EHT (O&M) Circle, Burla | 5202 | EHT (O&M) Division, Burla | W222 | 220/132/33 kV T/L S/S S/D Katapalli | 3000001709 | DENSITY MONITOR 220KV ABB MAKE SF6 CB | SPR.BKR220ABB.D033 | ZSPR_US | ZSPR | NOS | 3 | 22500 | INR
5000 | Western Zone, Burla | 5200 | EHT (O&M) Circle, Burla | 5202 | EHT (O&M) Division, Burla | W222 | 220/132/33 kV T/L S/S S/D Katapalli | 3000001710 | AUTO DRAIN VALVE 220KV ABB MAKE SF6 CB | SPR.BKR220ABB.D034 | ZSPR_US | ZSPR | NOS | 1 | 2800 | INR
5000 | Western Zone, Burla | 5200 | EHT (O&M) Circle, Burla | 5202 | EHT (O&M) Division, Burla | W222 | 220/132/33 kV T/L S/S S/D Katapalli | 3000001712 | MOLICULAR FILTER 220KV ABB SF6 CB | SPR.BKR220ABB.D036 | ZSPR_US | ZSPR | NOS | 3 | 6600 | INR
5000 | Western Zone, Burla | 5200 | EHT (O&M) Circle, Burla | 5202 | EHT (O&M) Division, Burla | W222 | 220/132/33 kV T/L S/S S/D Katapalli | 3000001713 | COUPLING STRAIGHT JOINT 220KV ABB SF6 CB | SPR.BKR220ABB.D037 | ZSPR_US | ZSPR | NOS | 12 | 3900 | INR
5000 | Western Zone, Burla | 5200 | EHT (O&M) Circle, Burla | 5202 | EHT (O&M) Division, Burla | W222 | 220/132/33 kV T/L S/S S/D Katapalli | 3000001780 | AUX. SWITCH FOR 220KV SF6 CB ABB | SPR.BKR220ABB.D124 | ZSPR_US | ZSPR | NOS | 3 | 36000 | INR
5000 | Western Zone, Burla | 5200 | EHT (O&M) Circle, Burla | 5202 | EHT (O&M) Division, Burla | W222 | 220/132/33 kV T/L S/S S/D Katapalli | 3000001805 | AUX CONTRACTOR 1NO+1NC 220KV ABB CB | SPR.BKR220ABB.D183 | ZSPR_US | ZSPR | NOS | 2 | 1600 | INR
5000 | Western Zone, Burla | 5200 | EHT (O&M) Circle, Burla | 5202 | EHT (O&M) Division, Burla | W222 | 220/132/33 kV T/L S/S S/D Katapalli | 3000001808 | LIMB FOR 220KV SF6 CB | SPR.BKR220ABB.D188 | ZSPR_US | ZSPR | NOS | 9 | 9 | INR
5000 | Western Zone, Burla | 5200 | EHT (O&M) Circle, Burla | 5202 | EHT (O&M) Division, Burla | W222 | 220/132/33 kV T/L S/S S/D Katapalli | 3000001831 | AUX CONTACTORS 220 KV CGL SF6 CB | SPR.BKR220CGL.D013 | ZSPR_US | ZSPR | NOS | 2 | 4400 | INR
5000 | Western Zone, Burla | 5200 | EHT (O&M) Circle, Burla | 5202 | EHT (O&M) Division, Burla | W223 | 132/33 kV T/L S/S S/D Sambalpur | 3000001909 | TRIP COIL 220V DC 36 KV AREVA MAKE VCB | SPR.BKR36ARVA.E001 | ZSPR_ACT | ZSPR | NOS | 2 | 2444.04 | INR
5000 | Western Zone, Burla | 5200 | EHT (O&M) Circle, Burla | 5202 | EHT (O&M) Division, Burla | W223 | 132/33 kV T/L S/S S/D Sambalpur | 3000001910 | CLOSING COIL 220V DC 36 KV AREVA VCB | SPR.BKR36ARVA.E002 | ZSPR_ACT | ZSPR | NOS | 2 | 2444.04 | INR
5000 | Western Zone, Burla | 5200 | EHT (O&M) Circle, Burla | 5202 | EHT (O&M) Division, Burla | W222 | 220/132/33 kV T/L S/S S/D Katapalli | 3000001934 | Tripping Coil for 33 KV CGL Make VCB | SPR.BKR36CGL.E007 | ZSPR_ACT | ZSPR | NOS | 4 | 4566.86 | INR
5000 | Western Zone, Burla | 5200 | EHT (O&M) Circle, Burla | 5202 | EHT (O&M) Division, Burla | W224 | 132/33 kV T/L S/S S/D Rairakhol | 3000001934 | Tripping Coil for 33 KV CGL Make VCB | SPR.BKR36CGL.E007 | ZSPR_ACT | ZSPR | NOS | 5 | 5708.58 | INR
5000 | Western Zone, Burla | 5200 | EHT (O&M) Circle, Burla | 5202 | EHT (O&M) Division, Burla | W222 | 220/132/33 kV T/L S/S S/D Katapalli | 3000002244 | FLOAT OPERATED VALVE 80MM OF FIRE SYSTEM | SPR.FFS.MISC.A001 | ZSPR_ACT | ZSPR | NOS | 1 | 2200 | INR
5000 | Western Zone, Burla | 5200 | EHT (O&M) Circle, Burla | 5202 | EHT (O&M) Division, Burla | W222 | 220/132/33 kV T/L S/S S/D Katapalli | 3000002245 | GATE VALVE OF FIRE FIGHTING SYSTEM | SPR.FFS.MISC.A002 | ZSPR_ACT | ZSPR | NOS | 1 | 15200 | INR
5000 | Western Zone, Burla | 5200 | EHT (O&M) Circle, Burla | 5202 | EHT (O&M) Division, Burla | W223 | 132/33 kV T/L S/S S/D Sambalpur | 3000002293 | 132KV Isolator Motor type Mechanism box | SPR.ISO.MISC.A008 | ZSPR_ACT | ZSPR | NOS | 10 | 300000 | INR
5000 | Western Zone, Burla | 5200 | EHT (O&M) Circle, Burla | 5202 | EHT (O&M) Division, Burla | W222 | 220/132/33 kV T/L S/S S/D Katapalli | 3000002377 | EARTHING ROD & BLADE 132KV ISOLATOR | SPR.ISO132SS.A027 | ZSPR_US | ZSPR | NOS | 1 | 1800 | INR
5000 | Western Zone, Burla | 5200 | EHT (O&M) Circle, Burla | 5202 | EHT (O&M) Division, Burla | W222 | 220/132/33 kV T/L S/S S/D Katapalli | 3000002387 | SWITCHES FOR 132KV ISOLATOR | SPR.ISO132SS.A044 | ZSPR_US | ZSPR | NOS | 2 | 1000 | INR
5000 | Western Zone, Burla | 5200 | EHT (O&M) Circle, Burla | 5202 | EHT (O&M) Division, Burla | W224 | 132/33 kV T/L S/S S/D Rairakhol | 3000002392 | Moving ContaCTAssembly 132KV ISOLATOR | SPR.ISO132SS.A050 | ZSPR_ACT | ZSPR | NOS | 3 | 45000 | INR
5000 | Western Zone, Burla | 5200 | EHT (O&M) Circle, Burla | 5202 | EHT (O&M) Division, Burla | W222 | 220/132/33 kV T/L S/S S/D Katapalli | 3000002429 | FEMALE CONTACT 220KV SS MAKE ISOLATOR | SPR.ISO220SS.A001 | ZSPR_ACT | ZSPR | NOS | 20 | 217800 | INR
5000 | Western Zone, Burla | 5200 | EHT (O&M) Circle, Burla | 5202 | EHT (O&M) Division, Burla | W224 | 132/33 kV T/L S/S S/D Rairakhol | 3000002479 | MOVING CONTACTASSEMBLY 33KV SS ISOLATOR | SPR.ISO33SS.A001 | ZSPR_ACT | ZSPR | NOS | 2 | 25720 | INR
5000 | Western Zone, Burla | 5200 | EHT (O&M) Circle, Burla | 5202 | EHT (O&M) Division, Burla | W224 | 132/33 kV T/L S/S S/D Rairakhol | 3000002505 | SUPPORT INSULATOR FOR 33KV SS ISOLATOR | SPR.ISO33SS.A035 | ZSPR_ACT | ZSPR | NOS | 2 | 16800 | INR
5000 | Western Zone, Burla | 5200 | EHT (O&M) Circle, Burla | 5202 | EHT (O&M) Division, Burla | W224 | 132/33 kV T/L S/S S/D Rairakhol | 3000002554 | MISCELLANEOUS SPARE ITEMS | SPR.MISC.A001 | ZSPR_THEFT | ZSPR | NOS | 1 | 3622081.08 | INR
5000 | Western Zone, Burla | 5200 | EHT (O&M) Circle, Burla | 5202 | EHT (O&M) Division, Burla | W222 | 220/132/33 kV T/L S/S S/D Katapalli | 3000002581 | EVENT LOGGER WITH POWER SUPPLY MODULE | SPR.MISC.A062 | ZSPR_US | ZSPR | NOS | 2 | 2 | INR
5000 | Western Zone, Burla | 5200 | EHT (O&M) Circle, Burla | 5202 | EHT (O&M) Division, Burla | WLL3 | 132-33 kV T/L Burla_Line | 3000002591 | 15 FEET SPAN TRUSE | SPR.MISC.A091 | ZSPR_SCRAP | ZSPR | NOS | 5 | 500 | INR
5000 | Western Zone, Burla | 5200 | EHT (O&M) Circle, Burla | 5202 | EHT (O&M) Division, Burla | W224 | 132/33 kV T/L S/S S/D Rairakhol | 3000002615 | OLTC Motor For 12.5 MVA TFR | SPR.MISC.A146 | ZSPR_ACT | ZSPR | NOS | 1 | 2500 | INR
5000 | Western Zone, Burla | 5200 | EHT (O&M) Circle, Burla | 5202 | EHT (O&M) Division, Burla | W223 | 132/33 kV T/L S/S S/D Sambalpur | 3000002617 | SPARE FOR 33KV EARTH SWITCH | SPR.MISC.A152 | ZSPR_ACT | ZSPR | NOS | 9 | 45000 | INR
5000 | Western Zone, Burla | 5200 | EHT (O&M) Circle, Burla | 5202 | EHT (O&M) Division, Burla | W223 | 132/33 kV T/L S/S S/D Sambalpur | 3000002669 | START FINISH RELAY CARD SFR TYPE-35 | SPR.MISC.A259 | ZSPR_ACT | ZSPR | NOS | 1 | 10000 | INR
5000 | Western Zone, Burla | 5200 | EHT (O&M) Circle, Burla | 5202 | EHT (O&M) Division, Burla | W223 | 132/33 kV T/L S/S S/D Sambalpur | 3000002670 | AVR CARD (FLOAT) TYPE- 13TM | SPR.MISC.A260 | ZSPR_ACT | ZSPR | NOS | 1 | 18000 | INR
5000 | Western Zone, Burla | 5200 | EHT (O&M) Circle, Burla | 5202 | EHT (O&M) Division, Burla | W223 | 132/33 kV T/L S/S S/D Sambalpur | 3000002671 | AVR/ACR CARD TYPE 137M | SPR.MISC.A261 | ZSPR_ACT | ZSPR | NOS | 1 | 18000 | INR
5000 | Western Zone, Burla | 5200 | EHT (O&M) Circle, Burla | 5202 | EHT (O&M) Division, Burla | W223 | 132/33 kV T/L S/S S/D Sambalpur | 3000002672 | THYRISTER | SPR.MISC.A262 | ZSPR_ACT | ZSPR | NOS | 4 | 6600 | INR
5000 | Western Zone, Burla | 5200 | EHT (O&M) Circle, Burla | 5202 | EHT (O&M) Division, Burla | W223 | 132/33 kV T/L S/S S/D Sambalpur | 3000002673 | DIODE 55AMPS 800 VOLT | SPR.MISC.A263 | ZSPR_ACT | ZSPR | NOS | 4 | 2080 | INR
5000 | Western Zone, Burla | 5200 | EHT (O&M) Circle, Burla | 5202 | EHT (O&M) Division, Burla | W223 | 132/33 kV T/L S/S S/D Sambalpur | 3000002674 | Semiconductor fuse | SPR.MISC.A264 | ZSPR_ACT | ZSPR | NOS | 3 | 1650 | INR
5000 | Western Zone, Burla | 5200 | EHT (O&M) Circle, Burla | 5202 | EHT (O&M) Division, Burla | W223 | 132/33 kV T/L S/S S/D Sambalpur | 3000002675 | AC CONTACTOR 3P 4W 415V 16A/7.5KW EC1 | SPR.MISC.A265 | ZSPR_ACT | ZSPR | NOS | 5 | 7450 | INR
5000 | Western Zone, Burla | 5200 | EHT (O&M) Circle, Burla | 5202 | EHT (O&M) Division, Burla | W223 | 132/33 kV T/L S/S S/D Sambalpur | 3000002676 | TIMER OLTC 31.5MVA 132/33KV Tfr GECA | SPR.MISC.A266 | ZSPR_ACT | ZSPR | NOS | 4 | 9780 | INR
5000 | Western Zone, Burla | 5200 | EHT (O&M) Circle, Burla | 5202 | EHT (O&M) Division, Burla | W223 | 132/33 kV T/L S/S S/D Sambalpur | 3000002677 | POWER CONTACTOR FOR OLTC | SPR.MISC.A267 | ZSPR_ACT | ZSPR | NOS | 4 | 165.96 | INR
5000 | Western Zone, Burla | 5200 | EHT (O&M) Circle, Burla | 5202 | EHT (O&M) Division, Burla | W223 | 132/33 kV T/L S/S S/D Sambalpur | 3000002678 | WIRE WOUND RESISTOR 200 OHMS | SPR.MISC.A268 | ZSPR_ACT | ZSPR | NOS | 9 | 5850 | INR
5000 | Western Zone, Burla | 5200 | EHT (O&M) Circle, Burla | 5202 | EHT (O&M) Division, Burla | W223 | 132/33 kV T/L S/S S/D Sambalpur | 3000002679 | DOUBLE POLE MCB 06 AMPS 415 V | SPR.MISC.A270 | ZSPR_ACT | ZSPR | NOS | 4 | 1920 | INR
5000 | Western Zone, Burla | 5200 | EHT (O&M) Circle, Burla | 5202 | EHT (O&M) Division, Burla | W223 | 132/33 kV T/L S/S S/D Sambalpur | 3000002680 | SELECTOR SWITCH 132/33KV 40MVA BHEL Tfr | SPR.MISC.A272 | ZSPR_ACT | ZSPR | NOS | 1 | 21818.44 | INR
5000 | Western Zone, Burla | 5200 | EHT (O&M) Circle, Burla | 5202 | EHT (O&M) Division, Burla | W222 | 220/132/33 kV T/L S/S S/D Katapalli | 3000002691 | Jointing Sleeve for 80mm Dia ALPipe | SPR.MISC.A290 | ZSPR_ACT | ZSPR | NOS | 40 | 5524 | INR
5000 | Western Zone, Burla | 5200 | EHT (O&M) Circle, Burla | 5202 | EHT (O&M) Division, Burla | W223 | 132/33 kV T/L S/S S/D Sambalpur | 3000002700 | CARBON TETRACLORIDE IN PKT | SPR.MISC.A310 | ZSPR_US | ZSPR | NOS | 4 | 4000 | INR
5000 | Western Zone, Burla | 5200 | EHT (O&M) Circle, Burla | 5202 | EHT (O&M) Division, Burla | W224 | 132/33 kV T/L S/S S/D Rairakhol | 3000002711 | LV Bushing for 11/0.4 KV Tfr | SPR.MISC.A339 | ZSPR_US | ZSPR | NOS | 2 | 2500 | INR
5000 | Western Zone, Burla | 5200 | EHT (O&M) Circle, Burla | 5202 | EHT (O&M) Division, Burla | W224 | 132/33 kV T/L S/S S/D Rairakhol | 3000002713 | LV bushing for 33/11 kv Tfr | SPR.MISC.A342 | ZSPR_US | ZSPR | NOS | 3 | 3750 | INR
5000 | Western Zone, Burla | 5200 | EHT (O&M) Circle, Burla | 5202 | EHT (O&M) Division, Burla | W224 | 132/33 kV T/L S/S S/D Rairakhol | 3000002714 | Explosion Vent for 33/11KV Tfr | SPR.MISC.A343 | ZSPR_SCRAP | ZSPR | NOS | 1 | 1250 | INR
5000 | Western Zone, Burla | 5200 | EHT (O&M) Circle, Burla | 5202 | EHT (O&M) Division, Burla | W222 | 220/132/33 kV T/L S/S S/D Katapalli | 3000002715 | PI Clamps for 33 KV | SPR.MISC.A344 | ZSPR_ACT | ZSPR | NOS | 11 | 4950 | INR
5000 | Western Zone, Burla | 5200 | EHT (O&M) Circle, Burla | 5202 | EHT (O&M) Division, Burla | W223 | 132/33 kV T/L S/S S/D Sambalpur | 3000002811 | TEST TERMINAL BLOCK 132 KV ER PANEL | SPR.PNL132ER.A001 | ZSPR_ACT | ZSPR | NOS | 4 | 9684 | INR
5000 | Western Zone, Burla | 5200 | EHT (O&M) Circle, Burla | 5202 | EHT (O&M) Division, Burla | W222 | 220/132/33 kV T/L S/S S/D Katapalli | 3000002867 | OTI OF 100MVA 220/132KV ABB Tfr | SPR.TFR100ABB.CC01 | ZSPR_ACT | ZSPR | NOS | 1 | 1500 | INR
5000 | Western Zone, Burla | 5200 | EHT (O&M) Circle, Burla | 5202 | EHT (O&M) Division, Burla | W222 | 220/132/33 kV T/L S/S S/D Katapalli | 3000002868 | OLTC DM BOX-100MVA 220/132KV ABB Tfr | SPR.TFR100ABB.CC04 | ZSPR_ACT | ZSPR | NOS | 1 | 1000 | INR
5000 | Western Zone, Burla | 5200 | EHT (O&M) Circle, Burla | 5202 | EHT (O&M) Division, Burla | W222 | 220/132/33 kV T/L S/S S/D Katapalli | 3000002870 | EXPANSION BELLOW-100MVA 220/132KV ABB Tf | SPR.TFR100ABB.CC06 | ZSPR_ACT | ZSPR | NOS | 1 | 500 | INR
5000 | Western Zone, Burla | 5200 | EHT (O&M) Circle, Burla | 5202 | EHT (O&M) Division, Burla | W222 | 220/132/33 kV T/L S/S S/D Katapalli | 3000002871 | BUSHING CONNECTOR-100MVA 220/132KVABBTfr | SPR.TFR100ABB.CC07 | ZSPR_ACT | ZSPR | NOS | 2 | 1000 | INR
5000 | Western Zone, Burla | 5200 | EHT (O&M) Circle, Burla | 5202 | EHT (O&M) Division, Burla | W222 | 220/132/33 kV T/L S/S S/D Katapalli | 3000002872 | VALVE OF 80NB-100MVA 220/132KV ABBTfr | SPR.TFR100ABB.CD03 | ZSPR_ACT | ZSPR | NOS | 1 | 3000 | INR
5000 | Western Zone, Burla | 5200 | EHT (O&M) Circle, Burla | 5202 | EHT (O&M) Division, Burla | W222 | 220/132/33 kV T/L S/S S/D Katapalli | 3000002873 | BF VALVE 100NB-100MVA 220/132KV ABB Tfr | SPR.TFR100ABB.CD04 | ZSPR_ACT | ZSPR | NOS | 1 | 3000 | INR
5000 | Western Zone, Burla | 5200 | EHT (O&M) Circle, Burla | 5202 | EHT (O&M) Division, Burla | W222 | 220/132/33 kV T/L S/S S/D Katapalli | 3000002874 | BUTTER FLY KEY-100MVA 220/132KV ABB Tfr | SPR.TFR100ABB.CD05 | ZSPR_ACT | ZSPR | NOS | 2 | 100 | INR
5000 | Western Zone, Burla | 5200 | EHT (O&M) Circle, Burla | 5202 | EHT (O&M) Division, Burla | W222 | 220/132/33 kV T/L S/S S/D Katapalli | 3000002875 | BUTTER FLY RELAY-100MVA 220/132KVABB Tfr | SPR.TFR100ABB.CD06 | ZSPR_ACT | ZSPR | NOS | 2 | 7700 | INR
5000 | Western Zone, Burla | 5200 | EHT (O&M) Circle, Burla | 5202 | EHT (O&M) Division, Burla | W222 | 220/132/33 kV T/L S/S S/D Katapalli | 3000002876 | NCTOUTDOOR-100MVA 220/132KV ABB Tfr | SPR.TFR100ABB.CD08 | ZSPR_ACT | ZSPR | NOS | 1 | 18000 | INR
5000 | Western Zone, Burla | 5200 | EHT (O&M) Circle, Burla | 5202 | EHT (O&M) Division, Burla | W222 | 220/132/33 kV T/L S/S S/D Katapalli | 3000002877 | BUSHING W/O ROD-100MVA 220/132KV ABBTfr | SPR.TFR100ABB.CG01 | ZSPR_ACT | ZSPR | NOS | 1 | 36000 | INR
5000 | Western Zone, Burla | 5200 | EHT (O&M) Circle, Burla | 5202 | EHT (O&M) Division, Burla | W222 | 220/132/33 kV T/L S/S S/D Katapalli | 3000002886 | OIL C PUMP 100MVA 200/132KV NGEF Tfr | SPR.TFR100NGEF.CA01 | ZSPR_US | ZSPR | NOS | 1 | 1 | INR
5000 | Western Zone, Burla | 5200 | EHT (O&M) Circle, Burla | 5202 | EHT (O&M) Division, Burla | W224 | 132/33 kV T/L S/S S/D Rairakhol | 3000002901 | PRV of 12.5MVA 132/33KV Tfrof CGL | SPR.TFR12.5CGL.EC03 | ZSPR_ACT | ZSPR | NOS | 1 | 6300 | INR
5000 | Western Zone, Burla | 5200 | EHT (O&M) Circle, Burla | 5202 | EHT (O&M) Division, Burla | W224 | 132/33 kV T/L S/S S/D Rairakhol | 3000002908 | Vacuum gauge 12.5MVA 132/33KV Tfrof CGL | SPR.TFR12.5CGL.ED05 | ZSPR_ACT | ZSPR | NOS | 1 | 4000 | INR
5000 | Western Zone, Burla | 5200 | EHT (O&M) Circle, Burla | 5202 | EHT (O&M) Division, Burla | W226 | 132/33 kV S/S S/D Hirakud | 3000002914 | 33KV BUSHING W/O ROD NGEF 12.5 MVA Tfr | SPR.TFR12.5NGEF.EB01 | ZSPR_US | ZSPR | NOS | 3 | 0 | INR
5000 | Western Zone, Burla | 5200 | EHT (O&M) Circle, Burla | 5202 | EHT (O&M) Division, Burla | W222 | 220/132/33 kV T/L S/S S/D Katapalli | 3000002929 | B. R 160MVA 220/132KV AREVA Tfr | SPR.TFR160ARVA.CC01 | ZSPR_US | ZSPR | NOS | 1 | 3000 | INR
5000 | Western Zone, Burla | 5200 | EHT (O&M) Circle, Burla | 5202 | EHT (O&M) Division, Burla | W222 | 220/132/33 kV T/L S/S S/D Katapalli | 3000002975 | F. SEPARATOR 20MVA 132/33KV AREVA Tfr | SPR.TFR20ARVA.EG01 | ZSPR_US | ZSPR | NOS | 1 | 700 | INR
5000 | Western Zone, Burla | 5200 | EHT (O&M) Circle, Burla | 5202 | EHT (O&M) Division, Burla | W222 | 220/132/33 kV T/L S/S S/D Katapalli | 3000002998 | OLTCDRIVE ASSEMBLY-20MVA 132/33KVASTMTfr | SPR.TFR20ASTM.EB04 | ZSPR_ACT | ZSPR | NOS | 1 | 18200 | INR
5000 | Western Zone, Burla | 5200 | EHT (O&M) Circle, Burla | 5202 | EHT (O&M) Division, Burla | W222 | 220/132/33 kV T/L S/S S/D Katapalli | 3000003002 | M.O. L. G. FOR 20MVA 132/33KV ALSTOM Tfr | SPR.TFR20ASTM.EC04 | ZSPR_ACT | ZSPR | NOS | 1 | 4600 | INR
5000 | Western Zone, Burla | 5200 | EHT (O&M) Circle, Burla | 5202 | EHT (O&M) Division, Burla | W222 | 220/132/33 kV T/L S/S S/D Katapalli | 3000003003 | BR of 20MVA 132/33KV ASTM Tfr | SPR.TFR20ASTM.EC05 | ZSPR_ACT | ZSPR | NOS | 1 | 1265 | INR
5000 | Western Zone, Burla | 5200 | EHT (O&M) Circle, Burla | 5202 | EHT (O&M) Division, Burla | W222 | 220/132/33 kV T/L S/S S/D Katapalli | 3000003013 | Relay of 20 MVA132/33KV ASTM TFR | SPR.TFR20ASTM.EC21 | ZSPR_ACT | ZSPR | NOS | 1 | 3662.5 | INR
5000 | Western Zone, Burla | 5200 | EHT (O&M) Circle, Burla | 5202 | EHT (O&M) Division, Burla | W222 | 220/132/33 kV T/L S/S S/D Katapalli | 3000003024 | C.I BUTTERFLY VALVE 80mm 20MVA ASTM Tfr | SPR.TFR20ASTM.EF01 | ZSPR_ACT | ZSPR | NOS | 1 | 3350 | INR
5000 | Western Zone, Burla | 5200 | EHT (O&M) Circle, Burla | 5202 | EHT (O&M) Division, Burla | W222 | 220/132/33 kV T/L S/S S/D Katapalli | 3000003025 | C.I BUTTERFLY VALVE Round-20MVA ASTM Tfr | SPR.TFR20ASTM.EF02 | ZSPR_ACT | ZSPR | NOS | 1 | 3650 | INR
5000 | Western Zone, Burla | 5200 | EHT (O&M) Circle, Burla | 5202 | EHT (O&M) Division, Burla | W226 | 132/33 kV S/S S/D Hirakud | 3000003074 | OI GLASS 20MVA 132/33 KV NGEF Tfr | SPR.TFR20NGEF.EC01 | ZSPR_US | ZSPR | NOS | 1 | 0 | INR
5000 | Western Zone, Burla | 5200 | EHT (O&M) Circle, Burla | 5202 | EHT (O&M) Division, Burla | W223 | 132/33 kV T/L S/S S/D Sambalpur | 3000003231 | FAN MC FOR 132/33KV 40MVA BHEL Tfr | SPR.TFR40BHEL.EA03 | ZSPR_ACT | ZSPR | NOS | 1 | 21818.44 | INR
5000 | Western Zone, Burla | 5200 | EHT (O&M) Circle, Burla | 5202 | EHT (O&M) Division, Burla | W223 | 132/33 kV T/L S/S S/D Sambalpur | 3000003232 | FAN CS FOR 132/33KV 40MVA BHEL Tfr | SPR.TFR40BHEL.EA04 | ZSPR_ACT | ZSPR | NOS | 1 | 21818.44 | INR
5000 | Western Zone, Burla | 5200 | EHT (O&M) Circle, Burla | 5202 | EHT (O&M) Division, Burla | W223 | 132/33 kV T/L S/S S/D Sambalpur | 3000003233 | THERMAL RELAY OF 132/33KV 40MVA BHEL Tfr | SPR.TFR40BHEL.EA05 | ZSPR_ACT | ZSPR | NOS | 1 | 21818.44 | INR
5000 | Western Zone, Burla | 5200 | EHT (O&M) Circle, Burla | 5202 | EHT (O&M) Division, Burla | W223 | 132/33 kV T/L S/S S/D Sambalpur | 3000003234 | FAN FOR 132/33KV 40MVA BHEL Tfr | SPR.TFR40BHEL.EA06 | ZSPR_ACT | ZSPR | NOS | 1 | 21818.44 | INR
5000 | Western Zone, Burla | 5200 | EHT (O&M) Circle, Burla | 5202 | EHT (O&M) Division, Burla | W223 | 132/33 kV T/L S/S S/D Sambalpur | 3000003235 | AUX CONTACTOR FOR 132/33KV 40MVA BHELTfr | SPR.TFR40BHEL.EA07 | ZSPR_ACT | ZSPR | NOS | 1 | 21818.44 | INR
5000 | Western Zone, Burla | 5200 | EHT (O&M) Circle, Burla | 5202 | EHT (O&M) Division, Burla | W223 | 132/33 kV T/L S/S S/D Sambalpur | 3000003236 | TDR FOR 132/33KV 40MVA BHEL Tfr | SPR.TFR40BHEL.EA08 | ZSPR_ACT | ZSPR | NOS | 1 | 21818.44 | INR
5000 | Western Zone, Burla | 5200 | EHT (O&M) Circle, Burla | 5202 | EHT (O&M) Division, Burla | W223 | 132/33 kV T/L S/S S/D Sambalpur | 3000003240 | PRV FOR 40MVA 132/33KV BHEL Tfr | SPR.TFR40BHEL.EC02 | ZSPR_ACT | ZSPR | NOS | 1 | 21818.44 | INR
5000 | Western Zone, Burla | 5200 | EHT (O&M) Circle, Burla | 5202 | EHT (O&M) Division, Burla | W223 | 132/33 kV T/L S/S S/D Sambalpur | 3000003241 | WTI FOR 40MVA 132/33KV BHEL Tfr | SPR.TFR40BHEL.EC03 | ZSPR_SCRAP | ZSPR | NOS | 1 | 1000 | INR
5000 | Western Zone, Burla | 5200 | EHT (O&M) Circle, Burla | 5202 | EHT (O&M) Division, Burla | W223 | 132/33 kV T/L S/S S/D Sambalpur | 3000003242 | OTI FOR 40MVA 132/33KV BHEL Tfr | SPR.TFR40BHEL.EC05 | ZSPR_ACT | ZSPR | NOS | 1 | 21818.44 | INR
5000 | Western Zone, Burla | 5200 | EHT (O&M) Circle, Burla | 5202 | EHT (O&M) Division, Burla | W223 | 132/33 kV T/L S/S S/D Sambalpur | 3000003244 | BUCHHOLZRELAY FOR 40MVA 132/33KV BHELTfr | SPR.TFR40BHEL.EC07 | ZSPR_ACT | ZSPR | NOS | 1 | 21818.44 | INR
5000 | Western Zone, Burla | 5200 | EHT (O&M) Circle, Burla | 5202 | EHT (O&M) Division, Burla | W222 | 220/132/33 kV T/L S/S S/D Katapalli | 3000003245 | MOLG FOR 40MVA 132/33KV BHEL Tfr | SPR.TFR40BHEL.EC08 | ZSPR_US | ZSPR | NOS | 1 | 11309.22 | INR
5000 | Western Zone, Burla | 5200 | EHT (O&M) Circle, Burla | 5202 | EHT (O&M) Division, Burla | W223 | 132/33 kV T/L S/S S/D Sambalpur | 3000003245 | MOLG FOR 40MVA 132/33KV BHEL Tfr | SPR.TFR40BHEL.EC08 | ZSPR_ACT | ZSPR | NOS | 1 | 11309.22 | INR
5000 | Western Zone, Burla | 5200 | EHT (O&M) Circle, Burla | 5202 | EHT (O&M) Division, Burla | W223 | 132/33 kV T/L S/S S/D Sambalpur | 3000003246 | TPI FOR 132/33KV 40MVA BHEL Tfr | SPR.TFR40BHEL.EC10 | ZSPR_ACT | ZSPR | NOS | 1 | 21818.44 | INR
5000 | Western Zone, Burla | 5200 | EHT (O&M) Circle, Burla | 5202 | EHT (O&M) Division, Burla | W222 | 220/132/33 kV T/L S/S S/D Katapalli | 3000003267 | BREATHER FOR 40MVA 132/33KV GECA Tfr | SPR.TFR40GECA.EB01 | ZSPR_ACT | ZSPR | NOS | 1 | 500 | INR
5000 | Western Zone, Burla | 5200 | EHT (O&M) Circle, Burla | 5202 | EHT (O&M) Division, Burla | W225 | 132/33 kV S/S S/D Maneswar | 3000003373 | 132KV-IVT Clamp of Single Moose | SS.CLAMP.A026 | ZSPR_ACT | ZSPR | NOS | 2 | 2877.98 | INR
5000 | Western Zone, Burla | 5200 | EHT (O&M) Circle, Burla | 5202 | EHT (O&M) Division, Burla | W224 | 132/33 kV T/L S/S S/D Rairakhol | 3000003390 | G1 132 KV BEAM STRUCTURE | STRS.132BEAM.A001 | ZSPR_ACT | ZSPR | MT | 1.151 | 63305 | INR
5000 | Western Zone, Burla | 5200 | EHT (O&M) Circle, Burla | 5202 | EHT (O&M) Division, Burla | W224 | 132/33 kV T/L S/S S/D Rairakhol | 3000003394 | T1S 132 KV COLUMN STRUCTURE | STRS.132COLMN.A001 | ZSPR_SCRAP | ZSPR | MT | 0.935 | 51425 | INR
5000 | Western Zone, Burla | 5200 | EHT (O&M) Circle, Burla | 5202 | EHT (O&M) Division, Burla | W224 | 132/33 kV T/L S/S S/D Rairakhol | 3000003394 | T1S 132 KV COLUMN STRUCTURE | STRS.132COLMN.A001 | ZSPR_THEFT | ZSPR | MT | 0.15 | 8250 | INR
5000 | Western Zone, Burla | 5200 | EHT (O&M) Circle, Burla | 5202 | EHT (O&M) Division, Burla | W224 | 132/33 kV T/L S/S S/D Rairakhol | 3000003440 | Equipment structure of PI for 33KV | STRS.33EQPT.A017 | ZSPR_ACT | ZSPR | MT | 0.468 | 1872 | INR
5000 | Western Zone, Burla | 5200 | EHT (O&M) Circle, Burla | 5202 | EHT (O&M) Division, Burla | W225 | 132/33 kV S/S S/D Maneswar | 3000003485 | 132 KV PA TYPE TEMPLATE | TWR.132PA.TMPL.A001 | ZSPR_ACT | ZSPR | MT | 0.142 | 13448.96 | INR
5000 | Western Zone, Burla | 5200 | EHT (O&M) Circle, Burla | 5202 | EHT (O&M) Division, Burla | W225 | 132/33 kV S/S S/D Maneswar | 3000003490 | 132 KV PB TYPE TEMPLATE | TWR.132PB.TMPL.A001 | ZSPR_ACT | ZSPR | MT | 0.592 | 56068.9 | INR
5000 | Western Zone, Burla | 5200 | EHT (O&M) Circle, Burla | 5202 | EHT (O&M) Division, Burla | W226 | 132/33 kV S/S S/D Hirakud | 3000003493 | 132 KV PC TYPE TEMPLATE | TWR.132PC.TMPL.A001 | ZSPR_ACT | ZSPR | MT | 0.876 | 63440.88 | INR
5000 | Western Zone, Burla | 5200 | EHT (O&M) Circle, Burla | 5202 | EHT (O&M) Division, Burla | W225 | 132/33 kV S/S S/D Maneswar | 3000003493 | 132 KV PC TYPE TEMPLATE | TWR.132PC.TMPL.A001 | ZSPR_ACT | ZSPR | MT | 0.862 | 62426.98 | INR
5000 | Western Zone, Burla | 5200 | EHT (O&M) Circle, Burla | 5202 | EHT (O&M) Division, Burla | W225 | 132/33 kV S/S S/D Maneswar | 3000003500 | 132 KV UR TYPE NMTL DESIGN TEMPLATE | TWR.132UR.TMPL.F001 | ZSPR_ACT | ZSPR | MT | 1.476 | 139793.41 | INR
5000 | Western Zone, Burla | 5200 | EHT (O&M) Circle, Burla | 5202 | EHT (O&M) Division, Burla | W226 | 132/33 kV S/S S/D Hirakud | 3000003555 | ANTICLIMBING DEVICE | TWR.ACD.A001 | ZSPR_ACT | ZSPR | SET | 3 | 6396.9 | INR
5000 | Western Zone, Burla | 5200 | EHT (O&M) Circle, Burla | 5202 | EHT (O&M) Division, Burla | W225 | 132/33 kV S/S S/D Maneswar | 3000003557 | BIRD GUARD | TWR.BD.GRD.A001 | ZSPR_ACT | ZSPR | NOS | 96 | 26351.04 | INR
5000 | Western Zone, Burla | 5200 | EHT (O&M) Circle, Burla | 5202 | EHT (O&M) Division, Burla | WL24 | 132/33 kV T/L S/S S/D Rairakhol_Line | 3000003562 | ASSORTED GI TOWER ANGLE | TWR.GI.ANGLE.A001 | ZSPR_THEFT | ZSPR | MT | 1.664 | 143027.9 | INR
5000 | Western Zone, Burla | 5200 | EHT (O&M) Circle, Burla | 5202 | EHT (O&M) Division, Burla | W226 | 132/33 kV S/S S/D Hirakud | 3000003562 | ASSORTED GI TOWER ANGLE | TWR.GI.ANGLE.A001 | ZSPR_ACT | ZSPR | MT | 0.226 | 17265.66 | INR
5000 | Western Zone, Burla | 5200 | EHT (O&M) Circle, Burla | 5202 | EHT (O&M) Division, Burla | W222 | 220/132/33 kV T/L S/S S/D Katapalli | 3000003562 | ASSORTED GI TOWER ANGLE | TWR.GI.ANGLE.A001 | ZSPR_US | ZSPR | MT | 21.8 | 763615.63 | INR
5000 | Western Zone, Burla | 5200 | EHT (O&M) Circle, Burla | 5202 | EHT (O&M) Division, Burla | WL24 | 132/33 kV T/L S/S S/D Rairakhol_Line | 3000003564 | 50X50X5MM SIZE GI TOWER ANGLE | TWR.GI.ANGLE.A003 | ZSPR_ACT | ZSPR | MT | 3 | 157665.18 | INR
5000 | Western Zone, Burla | 5200 | EHT (O&M) Circle, Burla | 5202 | EHT (O&M) Division, Burla | W222 | 220/132/33 kV T/L S/S S/D Katapalli | 3000003585 | 132KV WAVE TRAP 630A/0.5mH | WT.132.E004 | ZSPR_US | ZSPR | NOS | 12 | 12 | INR
5000 | Western Zone, Burla | 5200 | EHT (O&M) Circle, Burla | 5202 | EHT (O&M) Division, Burla | W223 | 132/33 kV T/L S/S S/D Sambalpur | 3000003585 | 132KV WAVE TRAP 630A/0.5mH | WT.132.E004 | ZSPR_SCRAP | ZSPR | NOS | 8 | 0 | INR
5000 | Western Zone, Burla | 5200 | EHT (O&M) Circle, Burla | 5202 | EHT (O&M) Division, Burla | W222 | 220/132/33 kV T/L S/S S/D Katapalli | 3000003589 | 220 kV WAVE TRAP 1200/1.0 mH | WT.220.FOO7 | ZSPR_US | ZSPR | NOS | 10 | 10 | INR
5000 | Western Zone, Burla | 5200 | EHT (O&M) Circle, Burla | 5202 | EHT (O&M) Division, Burla | W222 | 220/132/33 kV T/L S/S S/D Katapalli | 3000003608 | ST HWF W/O AL PART FOR ACSR MOOSE | HWF.ST.B004 | ZSPR_ACT | ZSPR | NOS | 14 | 58853.48 | INR
5000 | Western Zone, Burla | 5200 | EHT (O&M) Circle, Burla | 5202 | EHT (O&M) Division, Burla | W226 | 132/33 kV S/S S/D Hirakud | 3000003737 | Local & remote WTI &contacts -20MVA 132/ | SPR.TFR20TOSB.EB04 | ZSPR_ACT | ZSPR | NOS | 1 | 6000 | INR
5000 | Western Zone, Burla | 5200 | EHT (O&M) Circle, Burla | 5202 | EHT (O&M) Division, Burla | W222 | 220/132/33 kV T/L S/S S/D Katapalli | 4000000047 | D SHACKLE 1" | TNP.DSHAKLE.A001 | ZTNP_ACT | ZTNP | NOS | 91 | 6072.43 | INR
5000 | Western Zone, Burla | 5200 | EHT (O&M) Circle, Burla | 5202 | EHT (O&M) Division, Burla | W222 | 220/132/33 kV T/L S/S S/D Katapalli | 4000000105 | GLASS BULB DETECTOR | TNP.GLS.DCTATR.A001 | ZTNP_US | ZTNP | NOS | 4 | 80 | INR
5000 | Western Zone, Burla | 5200 | EHT (O&M) Circle, Burla | 5202 | EHT (O&M) Division, Burla | W222 | 220/132/33 kV T/L S/S S/D Katapalli | 4000000106 | HACKSHAW FRAME | TNP.HACKSHAFRM.A001 | ZTNP_US | ZTNP | NOS | 1 | 50 | INR
5000 | Western Zone, Burla | 5200 | EHT (O&M) Circle, Burla | 5202 | EHT (O&M) Division, Burla | W222 | 220/132/33 kV T/L S/S S/D Katapalli | 4000000131 | DIGITAL MULTIFUNCTIONING METER | TNP.MULTIMETER.B001 | ZTNP_US | ZTNP | NOS | 2 | 24628.58 | INR
5000 | Western Zone, Burla | 5200 | EHT (O&M) Circle, Burla | 5202 | EHT (O&M) Division, Burla | W222 | 220/132/33 kV T/L S/S S/D Katapalli | 4000000136 | COMBINATION PLIER | TNP.PLIER.A005 | ZTNP_US | ZTNP | NOS | 1 | 217 | INR
5000 | Western Zone, Burla | 5200 | EHT (O&M) Circle, Burla | 5202 | EHT (O&M) Division, Burla | W222 | 220/132/33 kV T/L S/S S/D Katapalli | 4000000143 | SCREW DRIVER IN SET | TNP.SCREWDRVER.A001 | ZTNP_US | ZTNP | NOS | 2 | 420 | INR
5000 | Western Zone, Burla | 5200 | EHT (O&M) Circle, Burla | 5202 | EHT (O&M) Division, Burla | W222 | 220/132/33 kV T/L S/S S/D Katapalli | 4000000158 | DIFFERENT SIZES OF DE SPANNER IN SET | TNP.SPANNER.B001 | ZTNP_US | ZTNP | NOS | 1 | 620 | INR
5000 | Western Zone, Burla | 5200 | EHT (O&M) Circle, Burla | 5202 | EHT (O&M) Division, Burla | W222 | 220/132/33 kV T/L S/S S/D Katapalli | 4000000165 | WIRE STRIPPER | TNP.STRIPPER.A001 | ZTNP_US | ZTNP | NOS | 2 | 116 | INR
5000 | Western Zone, Burla | 5200 | EHT (O&M) Circle, Burla | 5202 | EHT (O&M) Division, Burla | W222 | 220/132/33 kV T/L S/S S/D Katapalli | 4000000169 | EARTH TESTER | TNP.TESTER.A003 | ZTNP_US | ZTNP | NOS | 1 | 49842.86 | INR
5000 | Western Zone, Burla | 5200 | EHT (O&M) Circle, Burla | 5202 | EHT (O&M) Division, Burla | WL23 | 132/33 kV T/L S/S S/D Sambalpur_Line | 5000000004 | SCRAP CUTPIECE CONDUCTOR | SCRP.COND.CUTPIECE.A001 | ZSRP_SCRAP | ZSRP | MT | 1.5 | 4519.16 | INR
5000 | Western Zone, Burla | 5200 | EHT (O&M) Circle, Burla | 5202 | EHT (O&M) Division, Burla | W225 | 132/33 kV S/S S/D Maneswar | 5000000006 | SCRAP 132KV CT DIFFERENT RATIO | SCRP.CT1.132OIL.A001 | ZSRP_SCRAP | ZSRP | NOS | 1 | 4222.55 | INR
5000 | Western Zone, Burla | 5200 | EHT (O&M) Circle, Burla | 5202 | EHT (O&M) Division, Burla | W223 | 132/33 kV T/L S/S S/D Sambalpur | 5000000006 | SCRAP 132KV CT DIFFERENT RATIO | SCRP.CT1.132OIL.A001 | ZSRP_SCRAP | ZSRP | NOS | 2 | 8445.11 | INR
5000 | Western Zone, Burla | 5200 | EHT (O&M) Circle, Burla | 5202 | EHT (O&M) Division, Burla | W224 | 132/33 kV T/L S/S S/D Rairakhol | 5000000008 | SCRAP 36KV CT HAVING DIFFERENT RATIO | SCRP.CT1.36OIL.C001 | ZSRP_SCRAP | ZSRP | NOS | 1 | 5000 | INR
5000 | Western Zone, Burla | 5200 | EHT (O&M) Circle, Burla | 5202 | EHT (O&M) Division, Burla | WL23 | 132/33 kV T/L S/S S/D Sambalpur_Line | 5000000015 | SCRAP EARTHWIRE CUT PIECES | SCRP.EW.CUTPIECE.A001 | ZSRP_SCRAP | ZSRP | MT | 2.6 | 2600 | INR
5000 | Western Zone, Burla | 5200 | EHT (O&M) Circle, Burla | 5202 | EHT (O&M) Division, Burla | W224 | 132/33 kV T/L S/S S/D Rairakhol | 5000000060 | Scrap 132KV SF6 Circuit Breaker | SCRP.MISC.A074 | ZSRP_SCRAP | ZSRP | NOS | 6 | 125001 | INR
5000 | Western Zone, Burla | 5200 | EHT (O&M) Circle, Burla | 5202 | EHT (O&M) Division, Burla | W223 | 132/33 kV T/L S/S S/D Sambalpur | 5000000073 | SCRAP EMPTY DRUM | SCRP.MISC.A158 | ZSRP_SCRAP | ZSRP | NOS | 400 | 4000 | INR
5000 | Western Zone, Burla | 5200 | EHT (O&M) Circle, Burla | 5202 | EHT (O&M) Division, Burla | W224 | 132/33 kV T/L S/S S/D Rairakhol | 5000000087 | 33KV VCB LIMB | SCRP.MISC.A228 | ZSRP_SCRAP | ZSRP | NOS | 1 | 7000 | INR
5000 | Western Zone, Burla | 5200 | EHT (O&M) Circle, Burla | 5202 | EHT (O&M) Division, Burla | W223 | 132/33 kV T/L S/S S/D Sambalpur | 5000000109 | Scrap Breather complete | SCRP.MISC.A333 | ZSRP_SCRAP | ZSRP | NOS | 7 | 230 | INR
5000 | Western Zone, Burla | 5200 | EHT (O&M) Circle, Burla | 5202 | EHT (O&M) Division, Burla | W223 | 132/33 kV T/L S/S S/D Sambalpur | 5000000115 | Damaged/scrap Mechanism box | SCRP.MISC.A354 | ZSRP_SCRAP | ZSRP | NOS | 21 | 2100 | INR
5000 | Western Zone, Burla | 5200 | EHT (O&M) Circle, Burla | 5202 | EHT (O&M) Division, Burla | W225 | 132/33 kV S/S S/D Maneswar | 5000000119 | Scrap 33KV LA | SCRP.MISC.A372 | ZSRP_SCRAP | ZSRP | NOS | 1 | 1 | INR
5000 | Western Zone, Burla | 5200 | EHT (O&M) Circle, Burla | 5202 | EHT (O&M) Division, Burla | W224 | 132/33 kV T/L S/S S/D Rairakhol | 5000000164 | SCRAP BATTERY CHARGER | SCRP.SPRCHRG.A001 | ZSRP_SCRAP | ZSRP | NOS | 1 | 1 | INR
5000 | Western Zone, Burla | 5200 | EHT (O&M) Circle, Burla | 5202 | EHT (O&M) Division, Burla | WL23 | 132/33 kV T/L S/S S/D Sambalpur_Line | 5000000173 | scrap tower material | SCRP.TWR.A001 | ZSRP_SCRAP | ZSRP | MT | 3.876 | 46627.12 | INR
5000 | Western Zone, Burla | 5200 | EHT (O&M) Circle, Burla | 5202 | EHT (O&M) Division, Burla | W225 | 132/33 kV S/S S/D Maneswar | 5000000211 | 1200 A, 1 mH WAVE TRAP | SCRP.TEL.WT.A002 | ZSRP_SCRAP | ZSRP | NOS | 4 | 0 | INR
5000 | Western Zone, Burla | 5200 | EHT (O&M) Circle, Burla | 5203 | EHT (O&M) Division, Jharsuguda | W237 | 220/132/33 kV S/S S/D Budhipadar | 1000000000 | 132KV SF6 CB with Strcture | BKR.145SF6.G.P.AI08 | ZCAP_US | ZCAP | NOS | 1 | 8000 | INR
5000 | Western Zone, Burla | 5200 | EHT (O&M) Circle, Burla | 5203 | EHT (O&M) Division, Jharsuguda | W237 | 220/132/33 kV S/S S/D Budhipadar | 1000000002 | 220KV SF6 CB with Structure | BKR.245SF6.S.S.K001 | ZCAP_US | ZCAP | NOS | 1 | 15000 | INR
5000 | Western Zone, Burla | 5200 | EHT (O&M) Circle, Burla | 5203 | EHT (O&M) Division, Jharsuguda | W237 | 220/132/33 kV S/S S/D Budhipadar | 1000000002 | 220KV SF6 CB with Structure | BKR.245SF6.S.S.K001 | ZCAP_ACT | ZCAP | NOS | 2 | 1876471.99 | INR
5000 | Western Zone, Burla | 5200 | EHT (O&M) Circle, Burla | 5203 | EHT (O&M) Division, Jharsuguda | W233 | 132/33/11 kV T/L S/S S/D Brajarajnagar | 1000000004 | 36KV VCB with Structure | BKR.36VCB.G.S.F005 | ZCAP_US | ZCAP | NOS | 1 | 168490.81 | INR
5000 | Western Zone, Burla | 5200 | EHT (O&M) Circle, Burla | 5203 | EHT (O&M) Division, Jharsuguda | W237 | 220/132/33 kV S/S S/D Budhipadar | 1000000004 | 36KV VCB with Structure | BKR.36VCB.G.S.F005 | ZCAP_US | ZCAP | NOS | 1 | 168490.81 | INR
5000 | Western Zone, Burla | 5200 | EHT (O&M) Circle, Burla | 5203 | EHT (O&M) Division, Jharsuguda | W238 | 220/132 kV Line S/D Budhipadar | 1000000015 | AAAC MOOSE CONDUCTOR | COND.AAAC.A003 | ZCAP_THEFT | ZCAP | KM | 1.79 | 324782.68 | INR
5000 | Western Zone, Burla | 5200 | EHT (O&M) Circle, Burla | 5203 | EHT (O&M) Division, Jharsuguda | W232 | 132_G Jharsguda | 1000000016 | ACSR PANTHER CONDUCTOR | COND.ACSR.A002 | ZCAP_ACT | ZCAP | KM | 141.93 | 30866395.72 | INR
5000 | Western Zone, Burla | 5200 | EHT (O&M) Circle, Burla | 5203 | EHT (O&M) Division, Jharsuguda | W233 | 132/33/11 kV T/L S/S S/D Brajarajnagar | 1000000016 | ACSR PANTHER CONDUCTOR | COND.ACSR.A002 | ZCAP_ACT | ZCAP | KM | 2 | 434952.38 | INR
5000 | Western Zone, Burla | 5200 | EHT (O&M) Circle, Burla | 5203 | EHT (O&M) Division, Jharsuguda | W235 | 132/33 kV Grid S/S S/D Lakhanpur | 1000000016 | ACSR PANTHER CONDUCTOR | COND.ACSR.A002 | ZCAP_ACT | ZCAP | KM | 5.666 | 1232220.1 | INR
5000 | Western Zone, Burla | 5200 | EHT (O&M) Circle, Burla | 5203 | EHT (O&M) Division, Jharsuguda | W238 | 220/132 kV Line S/D Budhipadar | 1000000016 | ACSR PANTHER CONDUCTOR | COND.ACSR.A002 | ZCAP_ACT | ZCAP | KM | 42.6 | 9264485.72 | INR
5000 | Western Zone, Burla | 5200 | EHT (O&M) Circle, Burla | 5203 | EHT (O&M) Division, Jharsuguda | W238 | 220/132 kV Line S/D Budhipadar | 1000000016 | ACSR PANTHER CONDUCTOR | COND.ACSR.A002 | ZCAP_ACT | ZCAP | KM | 1.319 | 286851.1 | INR
5000 | Western Zone, Burla | 5200 | EHT (O&M) Circle, Burla | 5203 | EHT (O&M) Division, Jharsuguda | WL33 | 132/33/11 kV T/L S/S S/D Brajarajnagar _ | 1000000016 | ACSR PANTHER CONDUCTOR | COND.ACSR.A002 | ZCAP_ACT | ZCAP | KM | 1.706 | 371014.38 | INR
5000 | Western Zone, Burla | 5200 | EHT (O&M) Circle, Burla | 5203 | EHT (O&M) Division, Jharsuguda | W238 | 220/132 kV Line S/D Budhipadar | 1000000016 | ACSR PANTHER CONDUCTOR | COND.ACSR.A002 | ZCAP_THEFT | ZCAP | KM | 2.208 | 267249.92 | INR
5000 | Western Zone, Burla | 5200 | EHT (O&M) Circle, Burla | 5203 | EHT (O&M) Division, Jharsuguda | W238 | 220/132 kV Line S/D Budhipadar | 1000000017 | ACSR ZEBRA CONDUCTOR | COND.ACSR.A003 | ZCAP_THEFT | ZCAP | KM | 1.5 | 445233.93 | INR
5000 | Western Zone, Burla | 5200 | EHT (O&M) Circle, Burla | 5203 | EHT (O&M) Division, Jharsuguda | W239 | 220/33 kV S/S S/D Lephripada | 1000000017 | ACSR ZEBRA CONDUCTOR | COND.ACSR.A003 | ZCAP_ACT | ZCAP | KM | 4.073 | 383407.59 | INR
5000 | Western Zone, Burla | 5200 | EHT (O&M) Circle, Burla | 5203 | EHT (O&M) Division, Jharsuguda | W238 | 220/132 kV Line S/D Budhipadar | 1000000017 | ACSR ZEBRA CONDUCTOR | COND.ACSR.A003 | ZCAP_ACT | ZCAP | KM | 4.502 | 423791.06 | INR
5000 | Western Zone, Burla | 5200 | EHT (O&M) Circle, Burla | 5203 | EHT (O&M) Division, Jharsuguda | W238 | 220/132 kV Line S/D Budhipadar | 1000000017 | ACSR ZEBRA CONDUCTOR | COND.ACSR.A003 | ZCAP_ACT | ZCAP | KM | 0.34 | 32005.54 | INR
5000 | Western Zone, Burla | 5200 | EHT (O&M) Circle, Burla | 5203 | EHT (O&M) Division, Jharsuguda | W238 | 220/132 kV Line S/D Budhipadar | 1000000017 | ACSR ZEBRA CONDUCTOR | COND.ACSR.A003 | ZCAP_ACT | ZCAP | KM | 13.775 | 1296695.22 | INR
5000 | Western Zone, Burla | 5200 | EHT (O&M) Circle, Burla | 5203 | EHT (O&M) Division, Jharsuguda | W237 | 220/132/33 kV S/S S/D Budhipadar | 1000000017 | ACSR ZEBRA CONDUCTOR | COND.ACSR.A003 | ZCAP_ACT | ZCAP | KM | 0.03 | 2824.02 | INR
5000 | Western Zone, Burla | 5200 | EHT (O&M) Circle, Burla | 5203 | EHT (O&M) Division, Jharsuguda | W239 | 220/33 kV S/S S/D Lephripada | 1000000018 | ACSR MOOSE CONDUCTOR | COND.ACSR.A004 | ZCAP_ACT | ZCAP | KM | 0.455 | 192462.38 | INR
5000 | Western Zone, Burla | 5200 | EHT (O&M) Circle, Burla | 5203 | EHT (O&M) Division, Jharsuguda | W235 | 132/33 kV Grid S/S S/D Lakhanpur | 1000000018 | ACSR MOOSE CONDUCTOR | COND.ACSR.A004 | ZCAP_ACT | ZCAP | KM | 1.262 | 533818.73 | INR
5000 | Western Zone, Burla | 5200 | EHT (O&M) Circle, Burla | 5203 | EHT (O&M) Division, Jharsuguda | W237 | 220/132/33 kV S/S S/D Budhipadar | 1000000018 | ACSR MOOSE CONDUCTOR | COND.ACSR.A004 | ZCAP_ACT | ZCAP | KM | 2.535 | 1072290.39 | INR
5000 | Western Zone, Burla | 5200 | EHT (O&M) Circle, Burla | 5203 | EHT (O&M) Division, Jharsuguda | W234 | 132/33 kV T/L S/S S/D Kuchinda | 1000000038 | Ring CT 600/1, Class -1, VA-15 | CT.RING.A003 | ZCAP_ACT | ZCAP | NOS | 1 | 1750 | INR
5000 | Western Zone, Burla | 5200 | EHT (O&M) Circle, Burla | 5203 | EHT (O&M) Division, Jharsuguda | W234 | 132/33 kV T/L S/S S/D Kuchinda | 1000000039 | LT Protective / Ring CT-0.87/0.58A | CT.RING.A009 | ZCAP_US | ZCAP | NOS | 1 | 0.1 | INR
5000 | Western Zone, Burla | 5200 | EHT (O&M) Circle, Burla | 5203 | EHT (O&M) Division, Jharsuguda | W237 | 220/132/33 kV S/S S/D Budhipadar | 1000000044 | 132KV CT OF RATIO 400-200-100/1-1-1A | CT1.132OIL400.C003 | ZCAP_US | ZCAP | NOS | 1 | 134520 | INR
5000 | Western Zone, Burla | 5200 | EHT (O&M) Circle, Burla | 5203 | EHT (O&M) Division, Jharsuguda | W237 | 220/132/33 kV S/S S/D Budhipadar | 1000000045 | 132KV CT OF RATIO 400-200-100/1-1-1-1A | CT1.132OIL400.C004 | ZCAP_US | ZCAP | NOS | 1 | 15000 | INR
5000 | Western Zone, Burla | 5200 | EHT (O&M) Circle, Burla | 5203 | EHT (O&M) Division, Jharsuguda | W237 | 220/132/33 kV S/S S/D Budhipadar | 1000000047 | 132KV CT OF RATIO 600-300-150/1-1-1A | CT1.132OIL600.C003 | ZCAP_ACT | ZCAP | NOS | 3 | 364036.38 | INR
5000 | Western Zone, Burla | 5200 | EHT (O&M) Circle, Burla | 5203 | EHT (O&M) Division, Jharsuguda | W237 | 220/132/33 kV S/S S/D Budhipadar | 1000000047 | 132KV CT OF RATIO 600-300-150/1-1-1A | CT1.132OIL600.C003 | ZCAP_THEFT | ZCAP | NOS | 1 | 121345.46 | INR
5000 | Western Zone, Burla | 5200 | EHT (O&M) Circle, Burla | 5203 | EHT (O&M) Division, Jharsuguda | W237 | 220/132/33 kV S/S S/D Budhipadar | 1000000049 | 132KV CT OF RATIO 800-400-200/1-1-1A | CT1.132OIL800.C003 | ZCAP_US | ZCAP | NOS | 3 | 45000 | INR
5000 | Western Zone, Burla | 5200 | EHT (O&M) Circle, Burla | 5203 | EHT (O&M) Division, Jharsuguda | W237 | 220/132/33 kV S/S S/D Budhipadar | 1000000050 | 132KV CT 800-400-200/1-1-1-1A 0-2s | CT1.132OIL800.C004 | ZCAP_ACT | ZCAP | NOS | 1 | 134453 | INR
5000 | Western Zone, Burla | 5200 | EHT (O&M) Circle, Burla | 5203 | EHT (O&M) Division, Jharsuguda | W237 | 220/132/33 kV S/S S/D Budhipadar | 1000000051 | 132 KV CT(800-400-200/1-1-1-1A) | CT1.145OIL800.C004 | ZCAP_ACT | ZCAP | NOS | 10 | 2744940.1 | INR
5000 | Western Zone, Burla | 5200 | EHT (O&M) Circle, Burla | 5203 | EHT (O&M) Division, Jharsuguda | W237 | 220/132/33 kV S/S S/D Budhipadar | 1000000052 | Summation CT OF RATIO1200/(1+1/1A) | CT1.15SUM.A001 | ZCAP_ACT | ZCAP | NOS | 6 | 29940 | INR
5000 | Western Zone, Burla | 5200 | EHT (O&M) Circle, Burla | 5203 | EHT (O&M) Division, Jharsuguda | W237 | 220/132/33 kV S/S S/D Budhipadar | 1000000053 | 220KV CT-1200-600-300/1A of 5C with TC | CT1.220OIL1200.A005 | ZCAP_ACT | ZCAP | NOS | 7 | 2231421.64 | INR
5000 | Western Zone, Burla | 5200 | EHT (O&M) Circle, Burla | 5203 | EHT (O&M) Division, Jharsuguda | W233 | 132/33/11 kV T/L S/S S/D Brajarajnagar | 1000000062 | 36KV CT OF RATIO 400-200-100/1-1-1A | CT1.36OIL400.C003 | ZCAP_ACT | ZCAP | NOS | 1 | 34233.15 | INR
5000 | Western Zone, Burla | 5200 | EHT (O&M) Circle, Burla | 5203 | EHT (O&M) Division, Jharsuguda | W235 | 132/33 kV Grid S/S S/D Lakhanpur | 1000000064 | 36KV CT 800-400-200/1-1-1A 0.2s | CT1.36OIL800.B003 | ZCAP_ACT | ZCAP | NOS | 1 | 70450.35 | INR
5000 | Western Zone, Burla | 5200 | EHT (O&M) Circle, Burla | 5203 | EHT (O&M) Division, Jharsuguda | W237 | 220/132/33 kV S/S S/D Budhipadar | 1000000064 | 36KV CT 800-400-200/1-1-1A 0.2s | CT1.36OIL800.B003 | ZCAP_ACT | ZCAP | NOS | 15 | 1056755.17 | INR
5000 | Western Zone, Burla | 5200 | EHT (O&M) Circle, Burla | 5203 | EHT (O&M) Division, Jharsuguda | W235 | 132/33 kV Grid S/S S/D Lakhanpur | 1000000065 | 36KV CT 800-400-200/1-1-1-1A 0.2s | CT1.36OIL800.B004 | ZCAP_ACT | ZCAP | NOS | 1 | 41916.85 | INR
5000 | Western Zone, Burla | 5200 | EHT (O&M) Circle, Burla | 5203 | EHT (O&M) Division, Jharsuguda | W235 | 132/33 kV Grid S/S S/D Lakhanpur | 1000000069 | 132KV CVT | CVT.132OIL.S.C003 | ZCAP_ACT | ZCAP | NOS | 1 | 189859.66 | INR
5000 | Western Zone, Burla | 5200 | EHT (O&M) Circle, Burla | 5203 | EHT (O&M) Division, Jharsuguda | W237 | 220/132/33 kV S/S S/D Budhipadar | 1000000070 | 220 KV CVT | CVT.220OIL.S.B002 | ZCAP_ACT | ZCAP | NOS | 2 | 283910.47 | INR
5000 | Western Zone, Burla | 5200 | EHT (O&M) Circle, Burla | 5203 | EHT (O&M) Division, Jharsuguda | W232 | 132_G Jharsguda | 1000000074 | 7/3.15 MM SIZE G.I. EARTH WIRE | EW.STEEL.A002 | ZCAP_ACT | ZCAP | KM | 21.4 | 46.65 | INR
5000 | Western Zone, Burla | 5200 | EHT (O&M) Circle, Burla | 5203 | EHT (O&M) Division, Jharsuguda | W237 | 220/132/33 kV S/S S/D Budhipadar | 1000000083 | 132KV DI With ES OF 1250A | ISO.132DI.DB.F001 | ZCAP_ACT | ZCAP | SET | 1 | 381586.15 | INR
5000 | Western Zone, Burla | 5200 | EHT (O&M) Circle, Burla | 5203 | EHT (O&M) Division, Jharsuguda | W233 | 132/33/11 kV T/L S/S S/D Brajarajnagar | 1000000087 | 132KV SI W/o ES OF 1250A | ISO.132SI.DB.F002 | ZCAP_ACT | ZCAP | SET | 1 | 241292.59 | INR
5000 | Western Zone, Burla | 5200 | EHT (O&M) Circle, Burla | 5203 | EHT (O&M) Division, Jharsuguda | W239 | 220/33 kV S/S S/D Lephripada | 1000000094 | 220KV SI WITH DB SI W/O ES 2000A | ISO.220SI.DB.A003 | ZCAP_ACT | ZCAP | SET | 1 | 295698.88 | INR
5000 | Western Zone, Burla | 5200 | EHT (O&M) Circle, Burla | 5203 | EHT (O&M) Division, Jharsuguda | W239 | 220/33 kV S/S S/D Lephripada | 1000000094 | 220KV SI WITH DB SI W/O ES 2000A | ISO.220SI.DB.A003 | ZCAP_ACT | ZCAP | SET | 1 | 295698.88 | INR
5000 | Western Zone, Burla | 5200 | EHT (O&M) Circle, Burla | 5203 | EHT (O&M) Division, Jharsuguda | W237 | 220/132/33 kV S/S S/D Budhipadar | 1000000094 | 220KV SI WITH DB SI W/O ES 2000A | ISO.220SI.DB.A003 | ZCAP_ACT | ZCAP | SET | 1 | 295698.88 | INR
5000 | Western Zone, Burla | 5200 | EHT (O&M) Circle, Burla | 5203 | EHT (O&M) Division, Jharsuguda | W237 | 220/132/33 kV S/S S/D Budhipadar | 1000000094 | 220KV SI WITH DB SI W/O ES 2000A | ISO.220SI.DB.A003 | ZCAP_ACT | ZCAP | SET | 1 | 295698.86 | INR
5000 | Western Zone, Burla | 5200 | EHT (O&M) Circle, Burla | 5203 | EHT (O&M) Division, Jharsuguda | W237 | 220/132/33 kV S/S S/D Budhipadar | 1000000097 | 220KV SI WITH DB WITH ES OF 1200A | ISO.220SI.DB.B003 | ZCAP_ACT | ZCAP | SET | 1 | 314052.25 | INR
5000 | Western Zone, Burla | 5200 | EHT (O&M) Circle, Burla | 5203 | EHT (O&M) Division, Jharsuguda | W237 | 220/132/33 kV S/S S/D Budhipadar | 1000000111 | 33kV Beam Mounted isolator 1250A | ISO.33SI.BM.C001 | ZCAP_ACT | ZCAP | SET | 1 | 91278.9 | INR
5000 | Western Zone, Burla | 5200 | EHT (O&M) Circle, Burla | 5203 | EHT (O&M) Division, Jharsuguda | W233 | 132/33/11 kV T/L S/S S/D Brajarajnagar | 1000000115 | 33 KV 2000A W/O E/S Single Isolator | ISO.33SI.DB.A005 | ZCAP_ACT | ZCAP | SET | 1 | 135094.31 | INR
5000 | Western Zone, Burla | 5200 | EHT (O&M) Circle, Burla | 5203 | EHT (O&M) Division, Jharsuguda | W237 | 220/132/33 kV S/S S/D Budhipadar | 1000000118 | 132KV OIL SP 2C IVT/PT | IVT.132OIL.S.B004 | ZCAP_ACT | ZCAP | NOS | 1 | 91527.49 | INR
5000 | Western Zone, Burla | 5200 | EHT (O&M) Circle, Burla | 5203 | EHT (O&M) Division, Jharsuguda | W235 | 132/33 kV Grid S/S S/D Lakhanpur | 1000000118 | 132KV OIL SP 2C IVT/PT | IVT.132OIL.S.B004 | ZCAP_ACT | ZCAP | NOS | 1 | 91527.49 | INR
5000 | Western Zone, Burla | 5200 | EHT (O&M) Circle, Burla | 5203 | EHT (O&M) Division, Jharsuguda | W233 | 132/33/11 kV T/L S/S S/D Brajarajnagar | 1000000118 | 132KV OIL SP 2C IVT/PT | IVT.132OIL.S.B004 | ZCAP_ACT | ZCAP | NOS | 1 | 91527.5 | INR
5000 | Western Zone, Burla | 5200 | EHT (O&M) Circle, Burla | 5203 | EHT (O&M) Division, Jharsuguda | W237 | 220/132/33 kV S/S S/D Budhipadar | 1000000120 | 220KV OIL 2C IVT/PT | IVT.220OIL.S.B003 | ZCAP_US | ZCAP | NOS | 3 | 45000 | INR
5000 | Western Zone, Burla | 5200 | EHT (O&M) Circle, Burla | 5203 | EHT (O&M) Division, Jharsuguda | W237 | 220/132/33 kV S/S S/D Budhipadar | 1000000120 | 220KV OIL 2C IVT/PT | IVT.220OIL.S.B003 | ZCAP_ACT | ZCAP | NOS | 1 | 245794.7 | INR
5000 | Western Zone, Burla | 5200 | EHT (O&M) Circle, Burla | 5203 | EHT (O&M) Division, Jharsuguda | W234 | 132/33 kV T/L S/S S/D Kuchinda | 1000000122 | 36KV 2C SP IVT/PT | IVT.36OIL.S.B003 | ZCAP_ACT | ZCAP | NOS | 1 | 24694.18 | INR
5000 | Western Zone, Burla | 5200 | EHT (O&M) Circle, Burla | 5203 | EHT (O&M) Division, Jharsuguda | W237 | 220/132/33 kV S/S S/D Budhipadar | 1000000129 | 120KV SURGE ARRESTER & SAS integration | SA.120MO.A005 | ZCAP_ACT | ZCAP | NOS | 6 | 208014.85 | INR
5000 | Western Zone, Burla | 5200 | EHT (O&M) Circle, Burla | 5203 | EHT (O&M) Division, Jharsuguda | W233 | 132/33/11 kV T/L S/S S/D Brajarajnagar | 1000000130 | 132KV SURGE ARRESTER OF 120 KV | SA.145MO.GL.A001 | ZCAP_US | ZCAP | NOS | 2 | 2 | INR
5000 | Western Zone, Burla | 5200 | EHT (O&M) Circle, Burla | 5203 | EHT (O&M) Division, Jharsuguda | W234 | 132/33 kV T/L S/S S/D Kuchinda | 1000000130 | 132KV SURGE ARRESTER OF 120 KV | SA.145MO.GL.A001 | ZCAP_ACT | ZCAP | NOS | 1 | 30622.78 | INR
5000 | Western Zone, Burla | 5200 | EHT (O&M) Circle, Burla | 5203 | EHT (O&M) Division, Jharsuguda | W237 | 220/132/33 kV S/S S/D Budhipadar | 1000000131 | 216KV SURGE ARRESTER & SAS integration | SA.216MO.A005 | ZCAP_ACT | ZCAP | NOS | 8 | 659900.12 | INR
5000 | Western Zone, Burla | 5200 | EHT (O&M) Circle, Burla | 5203 | EHT (O&M) Division, Jharsuguda | W237 | 220/132/33 kV S/S S/D Budhipadar | 1000000132 | 220KV MO WITH RING SURGE ARRESTER | SA.245MO.WR.A005 | ZCAP_US | ZCAP | NOS | 3 | 137710.65 | INR
5000 | Western Zone, Burla | 5200 | EHT (O&M) Circle, Burla | 5203 | EHT (O&M) Division, Jharsuguda | W235 | 132/33 kV Grid S/S S/D Lakhanpur | 1000000134 | 36KV MO W/O SURGE ARRESTER | SA.36MO.WOR.A001 | ZCAP_ACT | ZCAP | NOS | 3 | 32295.37 | INR
5000 | Western Zone, Burla | 5200 | EHT (O&M) Circle, Burla | 5203 | EHT (O&M) Division, Jharsuguda | W237 | 220/132/33 kV S/S S/D Budhipadar | 1000000134 | 36KV MO W/O SURGE ARRESTER | SA.36MO.WOR.A001 | ZCAP_ACT | ZCAP | NOS | 57 | 613612 | INR
5000 | Western Zone, Burla | 5200 | EHT (O&M) Circle, Burla | 5203 | EHT (O&M) Division, Jharsuguda | W234 | 132/33 kV T/L S/S S/D Kuchinda | 1000000134 | 36KV MO W/O SURGE ARRESTER | SA.36MO.WOR.A001 | ZCAP_ACT | ZCAP | NOS | 1 | 10765.12 | INR
5000 | Western Zone, Burla | 5200 | EHT (O&M) Circle, Burla | 5203 | EHT (O&M) Division, Jharsuguda | W235 | 132/33 kV Grid S/S S/D Lakhanpur | 1000000138 | TOWER STRUCTURE (HT) | STRS.HT.TOWER.A001 | ZCAP_ACT | ZCAP | MT | 10.26 | 781240.45 | INR
5000 | Western Zone, Burla | 5200 | EHT (O&M) Circle, Burla | 5203 | EHT (O&M) Division, Jharsuguda | W237 | 220/132/33 kV S/S S/D Budhipadar | 1000000147 | 250KVA 33/0.4KV STATION Tfr or 200KVA | TFR.200ST11H.D001 | ZCAP_ACT | ZCAP | NOS | 1 | 376052.41 | INR
5000 | Western Zone, Burla | 5200 | EHT (O&M) Circle, Burla | 5203 | EHT (O&M) Division, Jharsuguda | WL33 | 132/33/11 kV T/L S/S S/D Brajarajnagar _ | 1000000190 | 3mtr extension to 132 KV PA type Tower | TWR.132PA+3.L.A001 | ZCAP_ACT | ZCAP | MT | 0.603 | 32973.25 | INR
5000 | Western Zone, Burla | 5200 | EHT (O&M) Circle, Burla | 5203 | EHT (O&M) Division, Jharsuguda | W238 | 220/132 kV Line S/D Budhipadar | 1000000190 | 3mtr extension to 132 KV PA type Tower | TWR.132PA+3.L.A001 | ZCAP_ACT | ZCAP | MT | 1.325 | 72453.65 | INR
5000 | Western Zone, Burla | 5200 | EHT (O&M) Circle, Burla | 5203 | EHT (O&M) Division, Jharsuguda | WL33 | 132/33/11 kV T/L S/S S/D Brajarajnagar _ | 1000000192 | 6mtr extension to 132 KV PA type Tower | TWR.132PA+6.L.A001 | ZCAP_ACT | ZCAP | MT | 2.562 | 167795.58 | INR
5000 | Western Zone, Burla | 5200 | EHT (O&M) Circle, Burla | 5203 | EHT (O&M) Division, Jharsuguda | WL33 | 132/33/11 kV T/L S/S S/D Brajarajnagar _ | 1000000193 | 132 KV PB TYPE TOWER | TWR.132PB.L.A001 | ZCAP_ACT | ZCAP | MT | 4.536 | 263782.96 | INR
5000 | Western Zone, Burla | 5200 | EHT (O&M) Circle, Burla | 5203 | EHT (O&M) Division, Jharsuguda | W238 | 220/132 kV Line S/D Budhipadar | 1000000193 | 132 KV PB TYPE TOWER | TWR.132PB.L.A001 | ZCAP_ACT | ZCAP | MT | 7.252 | 421727.08 | INR
5000 | Western Zone, Burla | 5200 | EHT (O&M) Circle, Burla | 5203 | EHT (O&M) Division, Jharsuguda | W237 | 220/132/33 kV S/S S/D Budhipadar | 1000000193 | 132 KV PB TYPE TOWER | TWR.132PB.L.A001 | ZCAP_ACT | ZCAP | MT | 4.949 | 287800.23 | INR
5000 | Western Zone, Burla | 5200 | EHT (O&M) Circle, Burla | 5203 | EHT (O&M) Division, Jharsuguda | WL33 | 132/33/11 kV T/L S/S S/D Brajarajnagar _ | 1000000195 | 3 Mtr Extension to 132KV PB Tower | TWR.132PB+3.L.A001 | ZCAP_ACT | ZCAP | MT | 0.974 | 60832.58 | INR
5000 | Western Zone, Burla | 5200 | EHT (O&M) Circle, Burla | 5203 | EHT (O&M) Division, Jharsuguda | WL33 | 132/33/11 kV T/L S/S S/D Brajarajnagar _ | 1000000198 | 132 KV PC TYPE Tower with stub & cleat | TWR.132PC.L.A002 | ZCAP_ACT | ZCAP | MT | 5.809 | 562258.24 | INR
5000 | Western Zone, Burla | 5200 | EHT (O&M) Circle, Burla | 5203 | EHT (O&M) Division, Jharsuguda | W238 | 220/132 kV Line S/D Budhipadar | 1000000198 | 132 KV PC TYPE Tower with stub & cleat | TWR.132PC.L.A002 | ZCAP_ACT | ZCAP | MT | 24.579 | 2379023.13 | INR
5000 | Western Zone, Burla | 5200 | EHT (O&M) Circle, Burla | 5203 | EHT (O&M) Division, Jharsuguda | WL33 | 132/33/11 kV T/L S/S S/D Brajarajnagar _ | 1000000199 | 3mtr extension to 132 KV PC type Tower | TWR.132PC+3.L.A001 | ZCAP_ACT | ZCAP | MT | 1.069 | 87003.85 | INR
5000 | Western Zone, Burla | 5200 | EHT (O&M) Circle, Burla | 5203 | EHT (O&M) Division, Jharsuguda | W238 | 220/132 kV Line S/D Budhipadar | 1000000199 | 3mtr extension to 132 KV PC type Tower | TWR.132PC+3.L.A001 | ZCAP_ACT | ZCAP | MT | 3.451 | 280870.24 | INR
5000 | Western Zone, Burla | 5200 | EHT (O&M) Circle, Burla | 5203 | EHT (O&M) Division, Jharsuguda | W238 | 220/132 kV Line S/D Budhipadar | 1000000201 | 6mtr extension to 132 KV PC type Tower | TWR.132PC+6.L.A001 | ZCAP_ACT | ZCAP | MT | 2.245 | 141480.52 | INR
5000 | Western Zone, Burla | 5200 | EHT (O&M) Circle, Burla | 5203 | EHT (O&M) Division, Jharsuguda | W238 | 220/132 kV Line S/D Budhipadar | 1000000201 | 6mtr extension to 132 KV PC type Tower | TWR.132PC+6.L.A001 | ZCAP_ACT | ZCAP | MT | 2.419 | 152446.04 | INR
5000 | Western Zone, Burla | 5200 | EHT (O&M) Circle, Burla | 5203 | EHT (O&M) Division, Jharsuguda | WL33 | 132/33/11 kV T/L S/S S/D Brajarajnagar _ | 1000000201 | 6mtr extension to 132 KV PC type Tower | TWR.132PC+6.L.A001 | ZCAP_ACT | ZCAP | MT | 6.465 | 407426.07 | INR
5000 | Western Zone, Burla | 5200 | EHT (O&M) Circle, Burla | 5203 | EHT (O&M) Division, Jharsuguda | W237 | 220/132/33 kV S/S S/D Budhipadar | 1000000203 | 220 KV UR TYPE NMTL DESIGN TOWER | TWR.132UR.L.F001 | ZCAP_ACT | ZCAP | MT | 25.12 | 1510911.23 | INR
5000 | Western Zone, Burla | 5200 | EHT (O&M) Circle, Burla | 5203 | EHT (O&M) Division, Jharsuguda | W238 | 220/132 kV Line S/D Budhipadar | 1000000203 | 220 KV UR TYPE NMTL DESIGN TOWER | TWR.132UR.L.F001 | ZCAP_THEFT | ZCAP | MT | 9.137 | 499629.43 | INR
5000 | Western Zone, Burla | 5200 | EHT (O&M) Circle, Burla | 5203 | EHT (O&M) Division, Jharsuguda | W238 | 220/132 kV Line S/D Budhipadar | 1000000204 | 220KV UR+6 EXTN. TOWER FOR TYPE NMTL | TWR.132UR+6.L.F001 | ZCAP_THEFT | ZCAP | MT | 2.946 | 161093.17 | INR
5000 | Western Zone, Burla | 5200 | EHT (O&M) Circle, Burla | 5203 | EHT (O&M) Division, Jharsuguda | W238 | 220/132 kV Line S/D Budhipadar | 1000000236 | 220 KV OB type Tower with stub & cleat | TWR.220OB.L.A003 | ZCAP_ACT | ZCAP | MT | 13.559 | 915825.84 | INR
5000 | Western Zone, Burla | 5200 | EHT (O&M) Circle, Burla | 5203 | EHT (O&M) Division, Jharsuguda | W238 | 220/132 kV Line S/D Budhipadar | 1000000237 | Stub & Cleat for 220KV OB Type Tower. | TWR.220OB.STUB.A001 | ZCAP_ACT | ZCAP | MT | 0.436 | 26409.79 | INR
5000 | Western Zone, Burla | 5200 | EHT (O&M) Circle, Burla | 5203 | EHT (O&M) Division, Jharsuguda | W238 | 220/132 kV Line S/D Budhipadar | 1000000237 | Stub & Cleat for 220KV OB Type Tower. | TWR.220OB.STUB.A001 | ZCAP_ACT | ZCAP | MT | 0.436 | 26409.79 | INR
5000 | Western Zone, Burla | 5200 | EHT (O&M) Circle, Burla | 5203 | EHT (O&M) Division, Jharsuguda | W237 | 220/132/33 kV S/S S/D Budhipadar | 1000000238 | 220 KV OB+3 EXTENSION TOWER | TWR.220OB+3.L.A001 | ZCAP_ACT | ZCAP | MT | 16.232 | 1004975.22 | INR
5000 | Western Zone, Burla | 5200 | EHT (O&M) Circle, Burla | 5203 | EHT (O&M) Division, Jharsuguda | W238 | 220/132 kV Line S/D Budhipadar | 1000000238 | 220 KV OB+3 EXTENSION TOWER | TWR.220OB+3.L.A001 | ZCAP_SCRAP | ZCAP | MT | 1.33 | 93572.15 | INR
5000 | Western Zone, Burla | 5200 | EHT (O&M) Circle, Burla | 5203 | EHT (O&M) Division, Jharsuguda | W238 | 220/132 kV Line S/D Budhipadar | 1000000239 | 6mtr extension to 220 KV OB type Tower | TWR.220OB+6.L.A001 | ZCAP_ACT | ZCAP | MT | 2.321 | 225664.91 | INR
5000 | Western Zone, Burla | 5200 | EHT (O&M) Circle, Burla | 5203 | EHT (O&M) Division, Jharsuguda | W237 | 220/132/33 kV S/S S/D Budhipadar | 1000000239 | 6mtr extension to 220 KV OB type Tower | TWR.220OB+6.L.A001 | ZCAP_ACT | ZCAP | MT | 9.101 | 884867.04 | INR
5000 | Western Zone, Burla | 5200 | EHT (O&M) Circle, Burla | 5203 | EHT (O&M) Division, Jharsuguda | W238 | 220/132 kV Line S/D Budhipadar | 1000000240 | 220 KV OC TYPE TOWER | TWR.220OC.L.A001 | ZCAP_ACT | ZCAP | MT | 9.967 | 940019.14 | INR
5000 | Western Zone, Burla | 5200 | EHT (O&M) Circle, Burla | 5203 | EHT (O&M) Division, Jharsuguda | W237 | 220/132/33 kV S/S S/D Budhipadar | 1000000242 | 3mtr extension to 220 KV OC type Tower | TWR.220OC+3.L.A001 | ZCAP_ACT | ZCAP | MT | 10.477 | 654872.32 | INR
5000 | Western Zone, Burla | 5200 | EHT (O&M) Circle, Burla | 5203 | EHT (O&M) Division, Jharsuguda | W238 | 220/132 kV Line S/D Budhipadar | 1000000244 | 6mtr extension to 220 KV OC type Tower | TWR.220OC+6.L.A001 | ZCAP_ACT | ZCAP | MT | 5.43 | 364873.37 | INR
5000 | Western Zone, Burla | 5200 | EHT (O&M) Circle, Burla | 5203 | EHT (O&M) Division, Jharsuguda | W238 | 220/132 kV Line S/D Budhipadar | 1000000244 | 6mtr extension to 220 KV OC type Tower | TWR.220OC+6.L.A001 | ZCAP_ACT | ZCAP | MT | 28.753 | 1932081.8 | INR
5000 | Western Zone, Burla | 5200 | EHT (O&M) Circle, Burla | 5203 | EHT (O&M) Division, Jharsuguda | W238 | 220/132 kV Line S/D Budhipadar | 1000000246 | 6mtr extension to 220 KV UR type Tower | TWR.220UR+6.L.A001 | ZCAP_ACT | ZCAP | MT | 17.563 | 1405149.7 | INR
5000 | Western Zone, Burla | 5200 | EHT (O&M) Circle, Burla | 5203 | EHT (O&M) Division, Jharsuguda | W238 | 220/132 kV Line S/D Budhipadar | 1000000246 | 6mtr extension to 220 KV UR type Tower | TWR.220UR+6.L.A001 | ZCAP_ACT | ZCAP | MT | 35.074 | 2806139.08 | INR
5000 | Western Zone, Burla | 5200 | EHT (O&M) Circle, Burla | 5203 | EHT (O&M) Division, Jharsuguda | W238 | 220/132 kV Line S/D Budhipadar | 1000000246 | 6mtr extension to 220 KV UR type Tower | TWR.220UR+6.L.A001 | ZCAP_ACT | ZCAP | MT | 16.771 | 1341784.75 | INR
5000 | Western Zone, Burla | 5200 | EHT (O&M) Circle, Burla | 5203 | EHT (O&M) Division, Jharsuguda | WL33 | 132/33/11 kV T/L S/S S/D Brajarajnagar _ | 1000000246 | 6mtr extension to 220 KV UR type Tower | TWR.220UR+6.L.A001 | ZCAP_ACT | ZCAP | MT | 28.645 | 2291778.92 | INR
5000 | Western Zone, Burla | 5200 | EHT (O&M) Circle, Burla | 5203 | EHT (O&M) Division, Jharsuguda | W238 | 220/132 kV Line S/D Budhipadar | 1000000275 | 400 KV DD+25 EXTENSION TYPE KEC TOWER | TWR.400DD+25.L.D001 | ZCAP_ACT | ZCAP | MT | 95.019 | 5195828.96 | INR
5000 | Western Zone, Burla | 5200 | EHT (O&M) Circle, Burla | 5203 | EHT (O&M) Division, Jharsuguda | W235 | 132/33 kV Grid S/S S/D Lakhanpur | 1000000295 | 48V,300Ah VRLA Battery | BAT.VRLA.A004 | ZCAP_ACT | ZCAP | SET | 1 | 18492.73 | INR
5000 | Western Zone, Burla | 5200 | EHT (O&M) Circle, Burla | 5203 | EHT (O&M) Division, Jharsuguda | W235 | 132/33 kV Grid S/S S/D Lakhanpur | 1000000314 | 1.5 MM MS 10 C CONTROL CABLE UAR | CBLE.CTRL.UAR.A010 | ZCAP_ACT | ZCAP | KM | 0.199 | 111017.24 | INR
5000 | Western Zone, Burla | 5200 | EHT (O&M) Circle, Burla | 5203 | EHT (O&M) Division, Jharsuguda | W239 | 220/33 kV S/S S/D Lephripada | 1000000314 | 1.5 MM MS 10 C CONTROL CABLE UAR | CBLE.CTRL.UAR.A010 | ZCAP_ACT | ZCAP | KM | 0.2 | 111575.12 | INR
5000 | Western Zone, Burla | 5200 | EHT (O&M) Circle, Burla | 5203 | EHT (O&M) Division, Jharsuguda | W237 | 220/132/33 kV S/S S/D Budhipadar | 1000000318 | 2.5 MM MS 2 C CONTROL CABLE ARM | CBLE.CTRL.AR.A002 | ZCAP_ACT | ZCAP | KM | 1.1 | 57442 | INR
5000 | Western Zone, Burla | 5200 | EHT (O&M) Circle, Burla | 5203 | EHT (O&M) Division, Jharsuguda | WL33 | 132/33/11 kV T/L S/S S/D Brajarajnagar _ | 1000000330 | "24 F OPGW CABLE" | OPGW.DWSM.24F.A001 | ZCAP_ACT | ZCAP | KM | 8.892 | 125510.21 | INR
5000 | Western Zone, Burla | 5200 | EHT (O&M) Circle, Burla | 5203 | EHT (O&M) Division, Jharsuguda | W235 | 132/33 kV Grid S/S S/D Lakhanpur | 1000000334 | 24F FIBRE OPTIC APPROACH CABLE | OFAC.DWSM.24F.A001 | ZCAP_ACT | ZCAP | KM | 0.5 | 7057.48 | INR
5000 | Western Zone, Burla | 5200 | EHT (O&M) Circle, Burla | 5203 | EHT (O&M) Division, Jharsuguda | W232 | 132_G Jharsguda | 1000000377 | 132KV SINGLE ISOLATOR BEAM MOUNTED,2000A | ISO.132SI.BM.C001 | ZCAP_ACT | ZCAP | SET | 1 | 201503 | INR
5000 | Western Zone, Burla | 5200 | EHT (O&M) Circle, Burla | 5203 | EHT (O&M) Division, Jharsuguda | W239 | 220/33 kV S/S S/D Lephripada | 2000000022 | SILICAGEL | CNSM.SILICAGEL.A001 | ZCON_ACT | ZCON | KG | 15 | 4602 | INR
5000 | Western Zone, Burla | 5200 | EHT (O&M) Circle, Burla | 5203 | EHT (O&M) Division, Jharsuguda | W233 | 132/33/11 kV T/L S/S S/D Brajarajnagar | 2000000074 | BUZZER CALLING BELL | ILWR.C.BELL.B001 | ZCON_US | ZCON | NOS | 2 | 2 | INR
5000 | Western Zone, Burla | 5200 | EHT (O&M) Circle, Burla | 5203 | EHT (O&M) Division, Jharsuguda | W234 | 132/33 kV T/L S/S S/D Kuchinda | 2000000084 | Aluminium Flat Bus Bar Separator | ILWR.CUTOUT.WB.A001 | ZCON_ACT | ZCON | NOS | 5 | 2500 | INR
5000 | Western Zone, Burla | 5200 | EHT (O&M) Circle, Burla | 5203 | EHT (O&M) Division, Jharsuguda | W234 | 132/33 kV T/L S/S S/D Kuchinda | 2000000089 | LED STREET LIGHT FITTING | ILWR.FL.FT.A001 | ZCON_ACT | ZCON | NOS | 5 | 6000 | INR
5000 | Western Zone, Burla | 5200 | EHT (O&M) Circle, Burla | 5203 | EHT (O&M) Division, Jharsuguda | W237 | 220/132/33 kV S/S S/D Budhipadar | 2000000097 | HRC FUSE 4A | ILWR.FUSE.B002 | ZCON_ACT | ZCON | NOS | 15 | 1770 | INR
5000 | Western Zone, Burla | 5200 | EHT (O&M) Circle, Burla | 5203 | EHT (O&M) Division, Jharsuguda | W237 | 220/132/33 kV S/S S/D Budhipadar | 2000000098 | HRC FUSE 6A | ILWR.FUSE.B003 | ZCON_ACT | ZCON | NOS | 17 | 2006 | INR
5000 | Western Zone, Burla | 5200 | EHT (O&M) Circle, Burla | 5203 | EHT (O&M) Division, Jharsuguda | W237 | 220/132/33 kV S/S S/D Budhipadar | 2000000099 | HRC FUSE 10A | ILWR.FUSE.B004 | ZCON_ACT | ZCON | NOS | 12 | 1416 | INR
5000 | Western Zone, Burla | 5200 | EHT (O&M) Circle, Burla | 5203 | EHT (O&M) Division, Jharsuguda | W232 | 132_G Jharsguda | 2000000100 | HRC FUSE 32A | ILWR.FUSE.B005 | ZCON_ACT | ZCON | NOS | 7 | 95.69 | INR
5000 | Western Zone, Burla | 5200 | EHT (O&M) Circle, Burla | 5203 | EHT (O&M) Division, Jharsuguda | W232 | 132_G Jharsguda | 2000000101 | HRC FUSE 16A | ILWR.FUSE.B006 | ZCON_ACT | ZCON | NOS | 4 | 279.16 | INR
5000 | Western Zone, Burla | 5200 | EHT (O&M) Circle, Burla | 5203 | EHT (O&M) Division, Jharsuguda | W232 | 132_G Jharsguda | 2000000102 | HRC Fuse, Rating-63A | ILWR.FUSE.B007 | ZCON_ACT | ZCON | NOS | 5 | 10 | INR
5000 | Western Zone, Burla | 5200 | EHT (O&M) Circle, Burla | 5203 | EHT (O&M) Division, Jharsuguda | W232 | 132_G Jharsguda | 2000000129 | IGNITOR OF HPSV LIGHT FITTING DOUBLE | ILWR.HPSV.FT.D.G001 | ZCON_SCRAP | ZCON | NOS | 1 | 30 | INR
5000 | Western Zone, Burla | 5200 | EHT (O&M) Circle, Burla | 5203 | EHT (O&M) Division, Jharsuguda | W232 | 132_G Jharsguda | 2000000130 | CAPACITOR OF HPSV LIGHT FITTING DOUBLE | ILWR.HPSV.FT.D.H001 | ZCON_SCRAP | ZCON | NOS | 1 | 40 | INR
5000 | Western Zone, Burla | 5200 | EHT (O&M) Circle, Burla | 5203 | EHT (O&M) Division, Jharsuguda | W232 | 132_G Jharsguda | 2000000136 | 400W LAMP OF HPSV LIGHT FITTING | ILWR.HPSV.FT.S.D002 | ZCON_SCRAP | ZCON | NOS | 6 | 1885.74 | INR
5000 | Western Zone, Burla | 5200 | EHT (O&M) Circle, Burla | 5203 | EHT (O&M) Division, Jharsuguda | W232 | 132_G Jharsguda | 2000000139 | 400W CHOKE OF HPSV LIGHT FITTING SINGLE | ILWR.HPSV.FT.S.F002 | ZCON_SCRAP | ZCON | NOS | 1 | 1333.33 | INR
5000 | Western Zone, Burla | 5200 | EHT (O&M) Circle, Burla | 5203 | EHT (O&M) Division, Jharsuguda | W234 | 132/33 kV T/L S/S S/D Kuchinda | 2000000148 | LED TYPE INDICATION LAMP (WHITE) | ILWR.INDIC.LAMP.A003 | ZCON_US | ZCON | NOS | 13 | 130 | INR
5000 | Western Zone, Burla | 5200 | EHT (O&M) Circle, Burla | 5203 | EHT (O&M) Division, Jharsuguda | W232 | 132_G Jharsguda | 2000000152 | INDICATOR LAMP FOR CONTROL PANEL | ILWR.INDIC.LAMP.A007 | ZCON_ACT | ZCON | NOS | 40 | 40 | INR
5000 | Western Zone, Burla | 5200 | EHT (O&M) Circle, Burla | 5203 | EHT (O&M) Division, Jharsuguda | W237 | 220/132/33 kV S/S S/D Budhipadar | 2000000159 | LED based Flood light fitting | ILWR.LED.FT.A012 | ZCON_ACT | ZCON | NOS | 90 | 392940 | INR
5000 | Western Zone, Burla | 5200 | EHT (O&M) Circle, Burla | 5203 | EHT (O&M) Division, Jharsuguda | W234 | 132/33 kV T/L S/S S/D Kuchinda | 2000000181 | THREE POLE DU 100H 63A MCCB | ILWR.MCCB.A002 | ZCON_US | ZCON | NOS | 1 | 1587 | INR
5000 | Western Zone, Burla | 5200 | EHT (O&M) Circle, Burla | 5203 | EHT (O&M) Division, Jharsuguda | W234 | 132/33 kV T/L S/S S/D Kuchinda | 2000000182 | FOUR POLE DU 250A MCCB | ILWR.MCCB.A004 | ZCON_US | ZCON | NOS | 1 | 5365 | INR
5000 | Western Zone, Burla | 5200 | EHT (O&M) Circle, Burla | 5203 | EHT (O&M) Division, Jharsuguda | W234 | 132/33 kV T/L S/S S/D Kuchinda | 2000000183 | FOUR POLE 63A METAL CLAD CIRCUIT BREAKER | ILWR.MCCB.B001 | ZCON_US | ZCON | NOS | 1 | 0.1 | INR
5000 | Western Zone, Burla | 5200 | EHT (O&M) Circle, Burla | 5203 | EHT (O&M) Division, Jharsuguda | W234 | 132/33 kV T/L S/S S/D Kuchinda | 2000000184 | 100A 4P MCCB | ILWR.MCCB.B002 | ZCON_US | ZCON | NOS | 1 | 0.1 | INR
5000 | Western Zone, Burla | 5200 | EHT (O&M) Circle, Burla | 5203 | EHT (O&M) Division, Jharsuguda | W234 | 132/33 kV T/L S/S S/D Kuchinda | 2000000185 | 32A 4Pole MCCB | ILWR.MCCB.B003 | ZCON_US | ZCON | NOS | 1 | 4930 | INR
5000 | Western Zone, Burla | 5200 | EHT (O&M) Circle, Burla | 5203 | EHT (O&M) Division, Jharsuguda | W234 | 132/33 kV T/L S/S S/D Kuchinda | 2000000186 | 3Pole 32AMP MCCB | ILWR.MCCB.B004 | ZCON_US | ZCON | NOS | 1 | 0.1 | INR
5000 | Western Zone, Burla | 5200 | EHT (O&M) Circle, Burla | 5203 | EHT (O&M) Division, Jharsuguda | W237 | 220/132/33 kV S/S S/D Budhipadar | 2000000187 | 200A 3P MCCB | ILWR.MCCB.B005 | ZCON_ACT | ZCON | NOS | 4 | 41173.32 | INR
5000 | Western Zone, Burla | 5200 | EHT (O&M) Circle, Burla | 5203 | EHT (O&M) Division, Jharsuguda | W232 | 132_G Jharsguda | 2000000190 | COMPLETE METAL HALIDE 400W FITTINGS | ILWR.MH.FT.S.A001 | ZCON_SCRAP | ZCON | NOS | 2 | 600 | INR
5000 | Western Zone, Burla | 5200 | EHT (O&M) Circle, Burla | 5203 | EHT (O&M) Division, Jharsuguda | W237 | 220/132/33 kV S/S S/D Budhipadar | 2000000207 | 400AMP TPN MAIN SWITCH | ILWR.TPN.C004 | ZCON_ACT | ZCON | NOS | 1 | 6000 | INR
5000 | Western Zone, Burla | 5200 | EHT (O&M) Circle, Burla | 5203 | EHT (O&M) Division, Jharsuguda | W238 | 220/132 kV Line S/D Budhipadar | 2000000210 | DISCHARGE CABLE | MISC.DISCHARGE.C001 | ZCON_ACT | ZCON | NOS | 12 | 9600 | INR
5000 | Western Zone, Burla | 5200 | EHT (O&M) Circle, Burla | 5203 | EHT (O&M) Division, Jharsuguda | W234 | 132/33 kV T/L S/S S/D Kuchinda | 3000000001 | 220V 350AH BATTERY CHARGER | BAT.220CHRG.T.A007 | ZSPR_US | ZSPR | SET | 1 | 1 | INR
5000 | Western Zone, Burla | 5200 | EHT (O&M) Circle, Burla | 5203 | EHT (O&M) Division, Jharsuguda | W233 | 132/33/11 kV T/L S/S S/D Brajarajnagar | 3000000001 | 220V 350AH BATTERY CHARGER | BAT.220CHRG.T.A007 | ZSPR_SH | ZSPR | SET | 1 | 524579.34 | INR
5000 | Western Zone, Burla | 5200 | EHT (O&M) Circle, Burla | 5203 | EHT (O&M) Division, Jharsuguda | W235 | 132/33 kV Grid S/S S/D Lakhanpur | 3000000004 | YKP29 350AH BATTERY Cell | BAT.350AH.A001 | ZSPR_ACT | ZSPR | SET | 2 | 46848.24 | INR
5000 | Western Zone, Burla | 5200 | EHT (O&M) Circle, Burla | 5203 | EHT (O&M) Division, Jharsuguda | W233 | 132/33/11 kV T/L S/S S/D Brajarajnagar | 3000000057 | HV N BUSHING WITH ROD of 40MVA TR Tfr | BUSH.220TR.EB04 | ZSPR_ACT | ZSPR | SET | 1 | 2000 | INR
5000 | Western Zone, Burla | 5200 | EHT (O&M) Circle, Burla | 5203 | EHT (O&M) Division, Jharsuguda | W233 | 132/33/11 kV T/L S/S S/D Brajarajnagar | 3000000085 | LV NEUTRAL BUSHING FOR 40MVA TR Tfr | BUSH.33TR.EB03 | ZSPR_ACT | ZSPR | SET | 1 | 2000 | INR
5000 | Western Zone, Burla | 5200 | EHT (O&M) Circle, Burla | 5203 | EHT (O&M) Division, Jharsuguda | W237 | 220/132/33 kV S/S S/D Budhipadar | 3000000107 | 2.5SQMM 4C CONTROL CABLE | CBLE.CTRL.AR.C004 | ZSPR_ACT | ZSPR | KM | 8.063 | 751738.76 | INR
5000 | Western Zone, Burla | 5200 | EHT (O&M) Circle, Burla | 5203 | EHT (O&M) Division, Jharsuguda | W234 | 132/33 kV T/L S/S S/D Kuchinda | 3000000107 | 2.5SQMM 4C CONTROL CABLE | CBLE.CTRL.AR.C004 | ZSPR_FREE | ZSPR | KM | 0.49 | 0 | INR
5000 | Western Zone, Burla | 5200 | EHT (O&M) Circle, Burla | 5203 | EHT (O&M) Division, Jharsuguda | W239 | 220/33 kV S/S S/D Lephripada | 3000000116 | 4C X 2.5SQMM CONTROL ARMOURED CABLE | CBLE.CTRL.AR.D004 | ZSPR_ACT | ZSPR | KM | 0.53 | 51963.91 | INR
5000 | Western Zone, Burla | 5200 | EHT (O&M) Circle, Burla | 5203 | EHT (O&M) Division, Jharsuguda | W237 | 220/132/33 kV S/S S/D Budhipadar | 3000000116 | 4C X 2.5SQMM CONTROL ARMOURED CABLE | CBLE.CTRL.AR.D004 | ZSPR_ACT | ZSPR | KM | 0.6 | 58827.06 | INR
5000 | Western Zone, Burla | 5200 | EHT (O&M) Circle, Burla | 5203 | EHT (O&M) Division, Jharsuguda | W237 | 220/132/33 kV S/S S/D Budhipadar | 3000000117 | 2.5 SQMM MSTRAND 5C AR CCABLE | CBLE.CTRL.AR.D005 | ZSPR_ACT | ZSPR | KM | 0.9 | 95157 | INR
5000 | Western Zone, Burla | 5200 | EHT (O&M) Circle, Burla | 5203 | EHT (O&M) Division, Jharsuguda | W237 | 220/132/33 kV S/S S/D Budhipadar | 3000000139 | 2.5 SQMM 10C CONTROL CABLE | CBLE.CTRL.UAR.C010 | ZSPR_ACT | ZSPR | KM | 6.702 | 1175236.11 | INR
5000 | Western Zone, Burla | 5200 | EHT (O&M) Circle, Burla | 5203 | EHT (O&M) Division, Jharsuguda | W237 | 220/132/33 kV S/S S/D Budhipadar | 3000000139 | 2.5 SQMM 10C CONTROL CABLE | CBLE.CTRL.UAR.C010 | ZSPR_ACT | ZSPR | KM | 10.273 | 1801432.5 | INR
5000 | Western Zone, Burla | 5200 | EHT (O&M) Circle, Burla | 5203 | EHT (O&M) Division, Jharsuguda | W232 | 132_G Jharsguda | 3000000140 | 2.5 SQMM 12C CONTROL CABLE | CBLE.CTRL.UAR.C012 | ZSPR_ACT | ZSPR | KM | 1.004 | 298.11 | INR
5000 | Western Zone, Burla | 5200 | EHT (O&M) Circle, Burla | 5203 | EHT (O&M) Division, Jharsuguda | W237 | 220/132/33 kV S/S S/D Budhipadar | 3000000142 | 2.5 SQMM 19C UR CONTROL CABLE | CBLE.CTRL.UAR.C019 | ZSPR_ACT | ZSPR | KM | 0.3 | 108015 | INR
5000 | Western Zone, Burla | 5200 | EHT (O&M) Circle, Burla | 5203 | EHT (O&M) Division, Jharsuguda | W239 | 220/33 kV S/S S/D Lephripada | 3000000151 | 2.5 SQMM MSTRAND 10C AR CCABLE | CBLE.CTRL.UAR.D010 | ZSPR_ACT | ZSPR | KM | 0.062 | 17190.12 | INR
5000 | Western Zone, Burla | 5200 | EHT (O&M) Circle, Burla | 5203 | EHT (O&M) Division, Jharsuguda | W235 | 132/33 kV Grid S/S S/D Lakhanpur | 3000000189 | 2Cx10SQMM AL POWER CABLE | CBLE.PWR.AL.AR.A013 | ZSPR_ACT | ZSPR | KM | 0.102 | 10347.83 | INR
5000 | Western Zone, Burla | 5200 | EHT (O&M) Circle, Burla | 5203 | EHT (O&M) Division, Jharsuguda | W239 | 220/33 kV S/S S/D Lephripada | 3000000195 | 3.5Cx70 Sqmm AL PWR cable | CBLE.PWR.AL.AR.D006 | ZSPR_ACT | ZSPR | KM | 1.656 | 522430.32 | INR
5000 | Western Zone, Burla | 5200 | EHT (O&M) Circle, Burla | 5203 | EHT (O&M) Division, Jharsuguda | W235 | 132/33 kV Grid S/S S/D Lakhanpur | 3000000195 | 3.5Cx70 Sqmm AL PWR cable | CBLE.PWR.AL.AR.D006 | ZSPR_ACT | ZSPR | KM | 0.117 | 36910.84 | INR
5000 | Western Zone, Burla | 5200 | EHT (O&M) Circle, Burla | 5203 | EHT (O&M) Division, Jharsuguda | W239 | 220/33 kV S/S S/D Lephripada | 3000000197 | 3.5Cx120 Sqmm AL PWR cable | CBLE.PWR.AL.AR.D008 | ZSPR_ACT | ZSPR | KM | 0.198 | 122214.76 | INR
5000 | Western Zone, Burla | 5200 | EHT (O&M) Circle, Burla | 5203 | EHT (O&M) Division, Jharsuguda | W237 | 220/132/33 kV S/S S/D Budhipadar | 3000000197 | 3.5Cx120 Sqmm AL PWR cable | CBLE.PWR.AL.AR.D008 | ZSPR_ACT | ZSPR | KM | 0.974 | 601197.86 | INR
5000 | Western Zone, Burla | 5200 | EHT (O&M) Circle, Burla | 5203 | EHT (O&M) Division, Jharsuguda | W239 | 220/33 kV S/S S/D Lephripada | 3000000198 | 3.5Cx185 Sqmm AL PWR cable | CBLE.PWR.AL.AR.D010 | ZSPR_ACT | ZSPR | KM | 0.373 | 280380.37 | INR
5000 | Western Zone, Burla | 5200 | EHT (O&M) Circle, Burla | 5203 | EHT (O&M) Division, Jharsuguda | W237 | 220/132/33 kV S/S S/D Budhipadar | 3000000199 | 3.5Cx300 Sqmm AL PWR cable | CBLE.PWR.AL.AR.D011 | ZSPR_ACT | ZSPR | KM | 0.096 | 102682.28 | INR
5000 | Western Zone, Burla | 5200 | EHT (O&M) Circle, Burla | 5203 | EHT (O&M) Division, Jharsuguda | W237 | 220/132/33 kV S/S S/D Budhipadar | 3000000199 | 3.5Cx300 Sqmm AL PWR cable | CBLE.PWR.AL.AR.D011 | ZSPR_ACT | ZSPR | KM | 0.065 | 69524.46 | INR
5000 | Western Zone, Burla | 5200 | EHT (O&M) Circle, Burla | 5203 | EHT (O&M) Division, Jharsuguda | W235 | 132/33 kV Grid S/S S/D Lakhanpur | 3000000200 | 4Cx16 Sqmm AL PWR cable | CBLE.PWR.AL.AR.E002 | ZSPR_ACT | ZSPR | KM | 0.15 | 25928.11 | INR
5000 | Western Zone, Burla | 5200 | EHT (O&M) Circle, Burla | 5203 | EHT (O&M) Division, Jharsuguda | W237 | 220/132/33 kV S/S S/D Budhipadar | 3000000200 | 4Cx16 Sqmm AL PWR cable | CBLE.PWR.AL.AR.E002 | ZSPR_ACT | ZSPR | KM | 27.108 | 4685727.46 | INR
5000 | Western Zone, Burla | 5200 | EHT (O&M) Circle, Burla | 5203 | EHT (O&M) Division, Jharsuguda | W239 | 220/33 kV S/S S/D Lephripada | 3000000200 | 4Cx16 Sqmm AL PWR cable | CBLE.PWR.AL.AR.E002 | ZSPR_ACT | ZSPR | KM | 0.15 | 25928.11 | INR
5000 | Western Zone, Burla | 5200 | EHT (O&M) Circle, Burla | 5203 | EHT (O&M) Division, Jharsuguda | W235 | 132/33 kV Grid S/S S/D Lakhanpur | 3000000208 | 4Cx6 Sqmm AL POWER CABLE | CBLE.PWR.AL.AR.E018 | ZSPR_ACT | ZSPR | KM | 0.262 | 21546.88 | INR
5000 | Western Zone, Burla | 5200 | EHT (O&M) Circle, Burla | 5203 | EHT (O&M) Division, Jharsuguda | W239 | 220/33 kV S/S S/D Lephripada | 3000000209 | 2Cx6 Sqmm AL POWER CABLE | CBLE.PWR.AL.UAR.A005 | ZSPR_ACT | ZSPR | KM | 0.595 | 60362.31 | INR
5000 | Western Zone, Burla | 5200 | EHT (O&M) Circle, Burla | 5203 | EHT (O&M) Division, Jharsuguda | W239 | 220/33 kV S/S S/D Lephripada | 3000000218 | 1Cx120 SQMM POWER CABLE CU | CBLE.PWR.CU.UAR.A008 | ZSPR_ACT | ZSPR | KM | 0.2 | 106004.91 | INR
5000 | Western Zone, Burla | 5200 | EHT (O&M) Circle, Burla | 5203 | EHT (O&M) Division, Jharsuguda | W235 | 132/33 kV Grid S/S S/D Lakhanpur | 3000000218 | 1Cx120 SQMM POWER CABLE CU | CBLE.PWR.CU.UAR.A008 | ZSPR_ACT | ZSPR | KM | 0.24 | 127205.89 | INR
5000 | Western Zone, Burla | 5200 | EHT (O&M) Circle, Burla | 5203 | EHT (O&M) Division, Jharsuguda | W235 | 132/33 kV Grid S/S S/D Lakhanpur | 3000000253 | G.I Cable Trays(size: 450x75x2500mm) | CBLE.TRAY.A008 | ZSPR_ACT | ZSPR | M | 35 | 28420 | INR
5000 | Western Zone, Burla | 5200 | EHT (O&M) Circle, Burla | 5203 | EHT (O&M) Division, Jharsuguda | W239 | 220/33 kV S/S S/D Lephripada | 3000000255 | 150x75x2500 cable tray in mtr | CBLE.TRAY.A016 | ZSPR_ACT | ZSPR | M | 588 | 284897.76 | INR
5000 | Western Zone, Burla | 5200 | EHT (O&M) Circle, Burla | 5203 | EHT (O&M) Division, Jharsuguda | W237 | 220/132/33 kV S/S S/D Budhipadar | 3000000272 | Breaker pad to to 80mm Al pipe | CLMP.ASRT.A015 | ZSPR_ACT | ZSPR | NOS | 56 | 40352.48 | INR
5000 | Western Zone, Burla | 5200 | EHT (O&M) Circle, Burla | 5203 | EHT (O&M) Division, Jharsuguda | W237 | 220/132/33 kV S/S S/D Budhipadar | 3000000273 | Joint clamps suitable for 80mm Al pipe | CLMP.ASRT.A016 | ZSPR_ACT | ZSPR | NOS | 20 | 94400 | INR
5000 | Western Zone, Burla | 5200 | EHT (O&M) Circle, Burla | 5203 | EHT (O&M) Division, Jharsuguda | W239 | 220/33 kV S/S S/D Lephripada | 3000000301 | 220KV-Isolater Pad Clamp for twin Moose | CLMP.ISO.AL.A019 | ZSPR_ACT | ZSPR | NOS | 12 | 16019.52 | INR
5000 | Western Zone, Burla | 5200 | EHT (O&M) Circle, Burla | 5203 | EHT (O&M) Division, Jharsuguda | W239 | 220/33 kV S/S S/D Lephripada | 3000000302 | 220KV-Isolater Pad Clamp for Moose | CLMP.ISO.AL.B001 | ZSPR_ACT | ZSPR | NOS | 10 | 7205.7 | INR
5000 | Western Zone, Burla | 5200 | EHT (O&M) Circle, Burla | 5203 | EHT (O&M) Division, Jharsuguda | W233 | 132/33/11 kV T/L S/S S/D Brajarajnagar | 3000000312 | L PAD CLAMP AL FOR PAD TO PANTHER | CLMP.LPAD.AL.A004 | ZSPR_ACT | ZSPR | NOS | 8 | 3200 | INR
5000 | Western Zone, Burla | 5200 | EHT (O&M) Circle, Burla | 5203 | EHT (O&M) Division, Jharsuguda | W232 | 132_G Jharsguda | 3000000331 | BIMETALIC PAD CLAMP FOR PANTHER | CLMP.PAD.BI.A001 | ZSPR_ACT | ZSPR | NOS | 3 | 577.89 | INR
5000 | Western Zone, Burla | 5200 | EHT (O&M) Circle, Burla | 5203 | EHT (O&M) Division, Jharsuguda | W232 | 132_G Jharsguda | 3000000347 | 2 BOLTED PG CLAMP FOR PANTHER -PANTHER | CLMP.PG.B001 | ZSPR_ACT | ZSPR | NOS | 4 | 699.47 | INR
5000 | Western Zone, Burla | 5200 | EHT (O&M) Circle, Burla | 5203 | EHT (O&M) Division, Jharsuguda | W237 | 220/132/33 kV S/S S/D Budhipadar | 3000000347 | 2 BOLTED PG CLAMP FOR PANTHER -PANTHER | CLMP.PG.B001 | ZSPR_ACT | ZSPR | NOS | 71 | 12415.67 | INR
5000 | Western Zone, Burla | 5200 | EHT (O&M) Circle, Burla | 5203 | EHT (O&M) Division, Jharsuguda | W238 | 220/132 kV Line S/D Budhipadar | 3000000347 | 2 BOLTED PG CLAMP FOR PANTHER -PANTHER | CLMP.PG.B001 | ZSPR_ACT | ZSPR | NOS | 15 | 2623.03 | INR
5000 | Western Zone, Burla | 5200 | EHT (O&M) Circle, Burla | 5203 | EHT (O&M) Division, Jharsuguda | W234 | 132/33 kV T/L S/S S/D Kuchinda | 3000000355 | 3 BOLTED PG CLAMP FOR PANTHER -PANTHER | CLMP.PG.C001 | ZSPR_ACT | ZSPR | NOS | 425 | 309941.32 | INR
5000 | Western Zone, Burla | 5200 | EHT (O&M) Circle, Burla | 5203 | EHT (O&M) Division, Jharsuguda | W235 | 132/33 kV Grid S/S S/D Lakhanpur | 3000000355 | 3 BOLTED PG CLAMP FOR PANTHER -PANTHER | CLMP.PG.C001 | ZSPR_ACT | ZSPR | NOS | 16 | 11668.38 | INR
5000 | Western Zone, Burla | 5200 | EHT (O&M) Circle, Burla | 5203 | EHT (O&M) Division, Jharsuguda | W237 | 220/132/33 kV S/S S/D Budhipadar | 3000000355 | 3 BOLTED PG CLAMP FOR PANTHER -PANTHER | CLMP.PG.C001 | ZSPR_ACT | ZSPR | NOS | 101 | 73656.64 | INR
5000 | Western Zone, Burla | 5200 | EHT (O&M) Circle, Burla | 5203 | EHT (O&M) Division, Jharsuguda | W238 | 220/132 kV Line S/D Budhipadar | 3000000355 | 3 BOLTED PG CLAMP FOR PANTHER -PANTHER | CLMP.PG.C001 | ZSPR_ACT | ZSPR | NOS | 7 | 5104.92 | INR
5000 | Western Zone, Burla | 5200 | EHT (O&M) Circle, Burla | 5203 | EHT (O&M) Division, Jharsuguda | WL33 | 132/33/11 kV T/L S/S S/D Brajarajnagar _ | 3000000355 | 3 BOLTED PG CLAMP FOR PANTHER -PANTHER | CLMP.PG.C001 | ZSPR_ACT | ZSPR | NOS | 150 | 109391.06 | INR
5000 | Western Zone, Burla | 5200 | EHT (O&M) Circle, Burla | 5203 | EHT (O&M) Division, Jharsuguda | W239 | 220/33 kV S/S S/D Lephripada | 3000000356 | 3 BOLTED PG CLAMP FOR ZEBRA - ZEBRA | CLMP.PG.C002 | ZSPR_ACT | ZSPR | NOS | 6 | 4926.42 | INR
5000 | Western Zone, Burla | 5200 | EHT (O&M) Circle, Burla | 5203 | EHT (O&M) Division, Jharsuguda | W238 | 220/132 kV Line S/D Budhipadar | 3000000356 | 3 BOLTED PG CLAMP FOR ZEBRA - ZEBRA | CLMP.PG.C002 | ZSPR_ACT | ZSPR | NOS | 22 | 18063.56 | INR
5000 | Western Zone, Burla | 5200 | EHT (O&M) Circle, Burla | 5203 | EHT (O&M) Division, Jharsuguda | W232 | 132_G Jharsguda | 3000000356 | 3 BOLTED PG CLAMP FOR ZEBRA - ZEBRA | CLMP.PG.C002 | ZSPR_ACT | ZSPR | NOS | 2 | 1642.14 | INR
5000 | Western Zone, Burla | 5200 | EHT (O&M) Circle, Burla | 5203 | EHT (O&M) Division, Jharsuguda | W233 | 132/33/11 kV T/L S/S S/D Brajarajnagar | 3000000356 | 3 BOLTED PG CLAMP FOR ZEBRA - ZEBRA | CLMP.PG.C002 | ZSPR_ACT | ZSPR | NOS | 14 | 11494.99 | INR
5000 | Western Zone, Burla | 5200 | EHT (O&M) Circle, Burla | 5203 | EHT (O&M) Division, Jharsuguda | W239 | 220/33 kV S/S S/D Lephripada | 3000000358 | 3 BOLTED PG CLAMP FOR MOOSE - MOOSE | CLMP.PG.C004 | ZSPR_ACT | ZSPR | NOS | 38 | 40680.14 | INR
5000 | Western Zone, Burla | 5200 | EHT (O&M) Circle, Burla | 5203 | EHT (O&M) Division, Jharsuguda | W238 | 220/132 kV Line S/D Budhipadar | 3000000358 | 3 BOLTED PG CLAMP FOR MOOSE - MOOSE | CLMP.PG.C004 | ZSPR_ACT | ZSPR | NOS | 11 | 11775.83 | INR
5000 | Western Zone, Burla | 5200 | EHT (O&M) Circle, Burla | 5203 | EHT (O&M) Division, Jharsuguda | W235 | 132/33 kV Grid S/S S/D Lakhanpur | 3000000358 | 3 BOLTED PG CLAMP FOR MOOSE - MOOSE | CLMP.PG.C004 | ZSPR_ACT | ZSPR | NOS | 38 | 40680.13 | INR
5000 | Western Zone, Burla | 5200 | EHT (O&M) Circle, Burla | 5203 | EHT (O&M) Division, Jharsuguda | W238 | 220/132 kV Line S/D Budhipadar | 3000000363 | 4 BOLTED PG CLAMP FOR PANTHER -PANTHER | CLMP.PG.D001 | ZSPR_ACT | ZSPR | NOS | 2 | 582.92 | INR
5000 | Western Zone, Burla | 5200 | EHT (O&M) Circle, Burla | 5203 | EHT (O&M) Division, Jharsuguda | W238 | 220/132 kV Line S/D Budhipadar | 3000000364 | 4 BOLTED PG CLAMP FOR ZEBRA - ZEBRA | CLMP.PG.D002 | ZSPR_ACT | ZSPR | NOS | 10 | 5773.1 | INR
5000 | Western Zone, Burla | 5200 | EHT (O&M) Circle, Burla | 5203 | EHT (O&M) Division, Jharsuguda | W232 | 132_G Jharsguda | 3000000368 | 4 BOLTED PG CLAMP FOR HORSE-HORSE | CLMP.PG.D006 | ZSPR_ACT | ZSPR | NOS | 36 | 180 | INR
5000 | Western Zone, Burla | 5200 | EHT (O&M) Circle, Burla | 5203 | EHT (O&M) Division, Jharsuguda | W233 | 132/33/11 kV T/L S/S S/D Brajarajnagar | 3000000376 | 4BOLTED POST INSULATOR CLAMP ALFOR ZEBRA | CLMP.PI.AL.D001 | ZSPR_ACT | ZSPR | NOS | 2 | 1076.12 | INR
5000 | Western Zone, Burla | 5200 | EHT (O&M) Circle, Burla | 5203 | EHT (O&M) Division, Jharsuguda | W237 | 220/132/33 kV S/S S/D Budhipadar | 3000000376 | 4BOLTED POST INSULATOR CLAMP ALFOR ZEBRA | CLMP.PI.AL.D001 | ZSPR_ACT | ZSPR | NOS | 21 | 11299.23 | INR
5000 | Western Zone, Burla | 5200 | EHT (O&M) Circle, Burla | 5203 | EHT (O&M) Division, Jharsuguda | W235 | 132/33 kV Grid S/S S/D Lakhanpur | 3000000377 | P.I Clamp for single ACSR Moose | CLMP.PI.AL.D002 | ZSPR_ACT | ZSPR | NOS | 6 | 12184.64 | INR
5000 | Western Zone, Burla | 5200 | EHT (O&M) Circle, Burla | 5203 | EHT (O&M) Division, Jharsuguda | W237 | 220/132/33 kV S/S S/D Budhipadar | 3000000377 | P.I Clamp for single ACSR Moose | CLMP.PI.AL.D002 | ZSPR_ACT | ZSPR | NOS | 6 | 12184.64 | INR
5000 | Western Zone, Burla | 5200 | EHT (O&M) Circle, Burla | 5203 | EHT (O&M) Division, Jharsuguda | W239 | 220/33 kV S/S S/D Lephripada | 3000000377 | P.I Clamp for single ACSR Moose | CLMP.PI.AL.D002 | ZSPR_ACT | ZSPR | NOS | 36 | 73107.8 | INR
5000 | Western Zone, Burla | 5200 | EHT (O&M) Circle, Burla | 5203 | EHT (O&M) Division, Jharsuguda | W237 | 220/132/33 kV S/S S/D Budhipadar | 3000000379 | PI CLAMP AL FOR TWIN MOOSE | CLMP.PI.AL.D004 | ZSPR_ACT | ZSPR | NOS | 25 | 50150 | INR
5000 | Western Zone, Burla | 5200 | EHT (O&M) Circle, Burla | 5203 | EHT (O&M) Division, Jharsuguda | W233 | 132/33/11 kV T/L S/S S/D Brajarajnagar | 3000000386 | STRAIGHT THROUGH CLAMP ZEBRA BIMETALLIC | CLMP.ST.THRU.AL.A001 | ZSPR_ACT | ZSPR | NOS | 10 | 1250 | INR
5000 | Western Zone, Burla | 5200 | EHT (O&M) Circle, Burla | 5203 | EHT (O&M) Division, Jharsuguda | W232 | 132_G Jharsguda | 3000000388 | T Clamp for Panther run-Panther Drop | CLMP.T.AL.A001 | ZSPR_ACT | ZSPR | NOS | 13 | 7101.55 | INR
5000 | Western Zone, Burla | 5200 | EHT (O&M) Circle, Burla | 5203 | EHT (O&M) Division, Jharsuguda | W233 | 132/33/11 kV T/L S/S S/D Brajarajnagar | 3000000388 | T Clamp for Panther run-Panther Drop | CLMP.T.AL.A001 | ZSPR_ACT | ZSPR | NOS | 11 | 6009 | INR
5000 | Western Zone, Burla | 5200 | EHT (O&M) Circle, Burla | 5203 | EHT (O&M) Division, Jharsuguda | W232 | 132_G Jharsguda | 3000000389 | T CLAMP ALFOR PANTHER RUN-ZEBRA DROP | CLMP.T.AL.A002 | ZSPR_ACT | ZSPR | NOS | 11 | 7865 | INR
5000 | Western Zone, Burla | 5200 | EHT (O&M) Circle, Burla | 5203 | EHT (O&M) Division, Jharsuguda | W238 | 220/132 kV Line S/D Budhipadar | 3000000391 | T CLAMP ALFOR ZEBRA RUN - ZEBRA DROP | CLMP.T.AL.A004 | ZSPR_ACT | ZSPR | NOS | 57 | 41517.81 | INR
5000 | Western Zone, Burla | 5200 | EHT (O&M) Circle, Burla | 5203 | EHT (O&M) Division, Jharsuguda | W239 | 220/33 kV S/S S/D Lephripada | 3000000393 | T CLAMP ALFOR ZEBRA RUN - MOOSE DROP | CLMP.T.AL.A006 | ZSPR_ACT | ZSPR | NOS | 5 | 4513.8 | INR
5000 | Western Zone, Burla | 5200 | EHT (O&M) Circle, Burla | 5203 | EHT (O&M) Division, Jharsuguda | W237 | 220/132/33 kV S/S S/D Budhipadar | 3000000393 | T CLAMP ALFOR ZEBRA RUN - MOOSE DROP | CLMP.T.AL.A006 | ZSPR_ACT | ZSPR | NOS | 27 | 24374.52 | INR
5000 | Western Zone, Burla | 5200 | EHT (O&M) Circle, Burla | 5203 | EHT (O&M) Division, Jharsuguda | W239 | 220/33 kV S/S S/D Lephripada | 3000000394 | T-CLAMP ACSR MOOSE RUN AND MOOSE DROP | CLMP.T.AL.A007 | ZSPR_ACT | ZSPR | NOS | 152 | 229321.26 | INR
5000 | Western Zone, Burla | 5200 | EHT (O&M) Circle, Burla | 5203 | EHT (O&M) Division, Jharsuguda | W235 | 132/33 kV Grid S/S S/D Lakhanpur | 3000000394 | T-CLAMP ACSR MOOSE RUN AND MOOSE DROP | CLMP.T.AL.A007 | ZSPR_ACT | ZSPR | NOS | 21 | 31682.54 | INR
5000 | Western Zone, Burla | 5200 | EHT (O&M) Circle, Burla | 5203 | EHT (O&M) Division, Jharsuguda | W237 | 220/132/33 kV S/S S/D Budhipadar | 3000000394 | T-CLAMP ACSR MOOSE RUN AND MOOSE DROP | CLMP.T.AL.A007 | ZSPR_ACT | ZSPR | NOS | 5 | 7543.46 | INR
5000 | Western Zone, Burla | 5200 | EHT (O&M) Circle, Burla | 5203 | EHT (O&M) Division, Jharsuguda | W235 | 132/33 kV Grid S/S S/D Lakhanpur | 3000000403 | T clamp twin Moose run to Moose drop | CLMP.T.AL.A027 | ZSPR_ACT | ZSPR | NOS | 15 | 36713.55 | INR
5000 | Western Zone, Burla | 5200 | EHT (O&M) Circle, Burla | 5203 | EHT (O&M) Division, Jharsuguda | W237 | 220/132/33 kV S/S S/D Budhipadar | 3000000407 | SPR T CLAMP AL TWIN MOOSE RUN-MOOSE DROP | CLMP.T.AL.B003 | ZSPR_ACT | ZSPR | NOS | 56 | 81088 | INR
5000 | Western Zone, Burla | 5200 | EHT (O&M) Circle, Burla | 5203 | EHT (O&M) Division, Jharsuguda | W232 | 132_G Jharsguda | 3000000427 | PA ROD ACSR PANTHER IN SET | COND.ACCES.B002 | ZSPR_ACT | ZSPR | NOS | 14 | 8046.36 | INR
5000 | Western Zone, Burla | 5200 | EHT (O&M) Circle, Burla | 5203 | EHT (O&M) Division, Jharsuguda | WL33 | 132/33/11 kV T/L S/S S/D Brajarajnagar _ | 3000000437 | MS JOINT FOR ACSR PANTHER CONDUCTOR | COND.ACCES.C002 | ZSPR_ACT | ZSPR | NOS | 41 | 41541.44 | INR
5000 | Western Zone, Burla | 5200 | EHT (O&M) Circle, Burla | 5203 | EHT (O&M) Division, Jharsuguda | W238 | 220/132 kV Line S/D Budhipadar | 3000000437 | MS JOINT FOR ACSR PANTHER CONDUCTOR | COND.ACCES.C002 | ZSPR_ACT | ZSPR | NOS | 36 | 36475.41 | INR
5000 | Western Zone, Burla | 5200 | EHT (O&M) Circle, Burla | 5203 | EHT (O&M) Division, Jharsuguda | W235 | 132/33 kV Grid S/S S/D Lakhanpur | 3000000437 | MS JOINT FOR ACSR PANTHER CONDUCTOR | COND.ACCES.C002 | ZSPR_ACT | ZSPR | NOS | 84 | 85109.28 | INR
5000 | Western Zone, Burla | 5200 | EHT (O&M) Circle, Burla | 5203 | EHT (O&M) Division, Jharsuguda | W239 | 220/33 kV S/S S/D Lephripada | 3000000438 | MS JOINT FOR ACSR ZEBRA CONDUCTOR | COND.ACCES.C003 | ZSPR_ACT | ZSPR | NOS | 19 | 18763.24 | INR
5000 | Western Zone, Burla | 5200 | EHT (O&M) Circle, Burla | 5203 | EHT (O&M) Division, Jharsuguda | W238 | 220/132 kV Line S/D Budhipadar | 3000000438 | MS JOINT FOR ACSR ZEBRA CONDUCTOR | COND.ACCES.C003 | ZSPR_ACT | ZSPR | NOS | 23 | 22713.39 | INR
5000 | Western Zone, Burla | 5200 | EHT (O&M) Circle, Burla | 5203 | EHT (O&M) Division, Jharsuguda | W232 | 132_G Jharsguda | 3000000438 | MS JOINT FOR ACSR ZEBRA CONDUCTOR | COND.ACCES.C003 | ZSPR_ACT | ZSPR | NOS | 5 | 4937.69 | INR
5000 | Western Zone, Burla | 5200 | EHT (O&M) Circle, Burla | 5203 | EHT (O&M) Division, Jharsuguda | W238 | 220/132 kV Line S/D Budhipadar | 3000000442 | MS JOINT AAAC PANTHER EQUIVALENT | COND.ACCES.C007 | ZSPR_ACT | ZSPR | NOS | 2 | 464.36 | INR
5000 | Western Zone, Burla | 5200 | EHT (O&M) Circle, Burla | 5203 | EHT (O&M) Division, Jharsuguda | W238 | 220/132 kV Line S/D Budhipadar | 3000000444 | MS JOINT AAAC MOOSE EQUIVALENT | COND.ACCES.C009 | ZSPR_ACT | ZSPR | NOS | 22 | 13460.64 | INR
5000 | Western Zone, Burla | 5200 | EHT (O&M) Circle, Burla | 5203 | EHT (O&M) Division, Jharsuguda | W239 | 220/33 kV S/S S/D Lephripada | 3000000448 | SPACER FOR ACSR TWIN MOOSE CONDUCTOR | COND.ACCES.D002 | ZSPR_ACT | ZSPR | NOS | 11 | 9307.17 | INR
5000 | Western Zone, Burla | 5200 | EHT (O&M) Circle, Burla | 5203 | EHT (O&M) Division, Jharsuguda | W235 | 132/33 kV Grid S/S S/D Lakhanpur | 3000000448 | SPACER FOR ACSR TWIN MOOSE CONDUCTOR | COND.ACCES.D002 | ZSPR_ACT | ZSPR | NOS | 2 | 1692.21 | INR
5000 | Western Zone, Burla | 5200 | EHT (O&M) Circle, Burla | 5203 | EHT (O&M) Division, Jharsuguda | WL33 | 132/33/11 kV T/L S/S S/D Brajarajnagar _ | 3000000455 | VD OFACSR PANTHER CONDUCTOR | COND.ACCES.E002 | ZSPR_ACT | ZSPR | NOS | 40 | 45581.94 | INR
5000 | Western Zone, Burla | 5200 | EHT (O&M) Circle, Burla | 5203 | EHT (O&M) Division, Jharsuguda | W238 | 220/132 kV Line S/D Budhipadar | 3000000455 | VD OFACSR PANTHER CONDUCTOR | COND.ACCES.E002 | ZSPR_ACT | ZSPR | NOS | 126 | 143583.12 | INR
5000 | Western Zone, Burla | 5200 | EHT (O&M) Circle, Burla | 5203 | EHT (O&M) Division, Jharsuguda | W235 | 132/33 kV Grid S/S S/D Lakhanpur | 3000000455 | VD OFACSR PANTHER CONDUCTOR | COND.ACCES.E002 | ZSPR_ACT | ZSPR | NOS | 559 | 637007.63 | INR
5000 | Western Zone, Burla | 5200 | EHT (O&M) Circle, Burla | 5203 | EHT (O&M) Division, Jharsuguda | W238 | 220/132 kV Line S/D Budhipadar | 3000000456 | VD OF ACSR ZEBRA CONDUCTOR | COND.ACCES.E003 | ZSPR_ACT | ZSPR | NOS | 58 | 37440.68 | INR
5000 | Western Zone, Burla | 5200 | EHT (O&M) Circle, Burla | 5203 | EHT (O&M) Division, Jharsuguda | W232 | 132_G Jharsguda | 3000000465 | REPAIR SLEEVE FOR ACSR PANTHER CONDUCTOR | COND.ACCES.F002 | ZSPR_ACT | ZSPR | NOS | 1 | 807.78 | INR
5000 | Western Zone, Burla | 5200 | EHT (O&M) Circle, Burla | 5203 | EHT (O&M) Division, Jharsuguda | W235 | 132/33 kV Grid S/S S/D Lakhanpur | 3000000465 | REPAIR SLEEVE FOR ACSR PANTHER CONDUCTOR | COND.ACCES.F002 | ZSPR_ACT | ZSPR | NOS | 42 | 33926.61 | INR
5000 | Western Zone, Burla | 5200 | EHT (O&M) Circle, Burla | 5203 | EHT (O&M) Division, Jharsuguda | WL33 | 132/33/11 kV T/L S/S S/D Brajarajnagar _ | 3000000465 | REPAIR SLEEVE FOR ACSR PANTHER CONDUCTOR | COND.ACCES.F002 | ZSPR_ACT | ZSPR | NOS | 37 | 29887.74 | INR
5000 | Western Zone, Burla | 5200 | EHT (O&M) Circle, Burla | 5203 | EHT (O&M) Division, Jharsuguda | W238 | 220/132 kV Line S/D Budhipadar | 3000000465 | REPAIR SLEEVE FOR ACSR PANTHER CONDUCTOR | COND.ACCES.F002 | ZSPR_ACT | ZSPR | NOS | 21 | 16963.31 | INR
5000 | Western Zone, Burla | 5200 | EHT (O&M) Circle, Burla | 5203 | EHT (O&M) Division, Jharsuguda | W232 | 132_G Jharsguda | 3000000466 | REPAIR SLEEVE FOR ACSR ZEBRA CONDUCTOR | COND.ACCES.F003 | ZSPR_ACT | ZSPR | NOS | 2 | 1169.08 | INR
5000 | Western Zone, Burla | 5200 | EHT (O&M) Circle, Burla | 5203 | EHT (O&M) Division, Jharsuguda | W239 | 220/33 kV S/S S/D Lephripada | 3000000466 | REPAIR SLEEVE FOR ACSR ZEBRA CONDUCTOR | COND.ACCES.F003 | ZSPR_ACT | ZSPR | NOS | 12 | 7014.46 | INR
5000 | Western Zone, Burla | 5200 | EHT (O&M) Circle, Burla | 5203 | EHT (O&M) Division, Jharsuguda | W238 | 220/132 kV Line S/D Budhipadar | 3000000466 | REPAIR SLEEVE FOR ACSR ZEBRA CONDUCTOR | COND.ACCES.F003 | ZSPR_ACT | ZSPR | NOS | 31 | 18120.69 | INR
5000 | Western Zone, Burla | 5200 | EHT (O&M) Circle, Burla | 5203 | EHT (O&M) Division, Jharsuguda | W238 | 220/132 kV Line S/D Budhipadar | 3000000471 | REPAIR SLEEVE FOR AAAC MOOSE CONDUCTOR | COND.ACCES.F009 | ZSPR_ACT | ZSPR | NOS | 12 | 3407.46 | INR
5000 | Western Zone, Burla | 5200 | EHT (O&M) Circle, Burla | 5203 | EHT (O&M) Division, Jharsuguda | W239 | 220/33 kV S/S S/D Lephripada | 3000000481 | IPS 4" Aluminium Tubes | COND.IPS.TUBE.A001 | ZSPR_ACT | ZSPR | M | 109 | 559655.05 | INR
5000 | Western Zone, Burla | 5200 | EHT (O&M) Circle, Burla | 5203 | EHT (O&M) Division, Jharsuguda | W238 | 220/132 kV Line S/D Budhipadar | 3000000490 | Marsh Anchor part no. R-14384-2 | ERS.NBW.A002 | ZSPR_SCRAP | ZSPR | NOS | 12 | 12 | INR
5000 | Western Zone, Burla | 5200 | EHT (O&M) Circle, Burla | 5203 | EHT (O&M) Division, Jharsuguda | W238 | 220/132 kV Line S/D Budhipadar | 3000000495 | 3'1/2 LONG ERS BOLT PART NO 75003 | ERS.NBW.A007 | ZSPR_ACT | ZSPR | NOS | 1135 | 1135 | INR
5000 | Western Zone, Burla | 5200 | EHT (O&M) Circle, Burla | 5203 | EHT (O&M) Division, Jharsuguda | W238 | 220/132 kV Line S/D Budhipadar | 3000000496 | 5/8 Lock washer part no. 3-206 | ERS.NBW.A008 | ZSPR_ACT | ZSPR | NOS | 1135 | 1135 | INR
5000 | Western Zone, Burla | 5200 | EHT (O&M) Circle, Burla | 5203 | EHT (O&M) Division, Jharsuguda | W238 | 220/132 kV Line S/D Budhipadar | 3000000500 | WIRE ROPE THIMBLE-7950 | ERS.TNP.A004 | ZSPR_ACT | ZSPR | NOS | 25 | 25 | INR
5000 | Western Zone, Burla | 5200 | EHT (O&M) Circle, Burla | 5203 | EHT (O&M) Division, Jharsuguda | W238 | 220/132 kV Line S/D Budhipadar | 3000000501 | BIG ROPE ARMOUR ROD R14384-4 | ERS.TNP.A005 | ZSPR_ACT | ZSPR | NOS | 278 | 278 | INR
5000 | Western Zone, Burla | 5200 | EHT (O&M) Circle, Burla | 5203 | EHT (O&M) Division, Jharsuguda | W238 | 220/132 kV Line S/D Budhipadar | 3000000503 | ANCHOR SHACKLE PART | ERS.TNP.A007 | ZSPR_SCRAP | ZSPR | NOS | 614 | 614 | INR
5000 | Western Zone, Burla | 5200 | EHT (O&M) Circle, Burla | 5203 | EHT (O&M) Division, Jharsuguda | W238 | 220/132 kV Line S/D Budhipadar | 3000000506 | Six Ft Inch steel cable sling | ERS.TNP.A010 | ZSPR_ACT | ZSPR | NOS | 1 | 1 | INR
5000 | Western Zone, Burla | 5200 | EHT (O&M) Circle, Burla | 5203 | EHT (O&M) Division, Jharsuguda | W238 | 220/132 kV Line S/D Budhipadar | 3000000507 | HOLE STICK OF ERS TOWER | ERS.TNP.A011 | ZSPR_ACT | ZSPR | NOS | 2 | 2 | INR
5000 | Western Zone, Burla | 5200 | EHT (O&M) Circle, Burla | 5203 | EHT (O&M) Division, Jharsuguda | W238 | 220/132 kV Line S/D Budhipadar | 3000000510 | Metal Stake 1.5M part no. R-14304 | ERS.TNP.A014 | ZSPR_SCRAP | ZSPR | NOS | 39 | 39 | INR
5000 | Western Zone, Burla | 5200 | EHT (O&M) Circle, Burla | 5203 | EHT (O&M) Division, Jharsuguda | W238 | 220/132 kV Line S/D Budhipadar | 3000000511 | Mantaray installation tools | ERS.TNP.A016 | ZSPR_SCRAP | ZSPR | NOS | 1 | 1 | INR
5000 | Western Zone, Burla | 5200 | EHT (O&M) Circle, Burla | 5203 | EHT (O&M) Division, Jharsuguda | W238 | 220/132 kV Line S/D Budhipadar | 3000000516 | 3 Ton Chain Hoist part no. R-15107 | ERS.TNP.A021 | ZSPR_ACT | ZSPR | NOS | 2 | 2 | INR
5000 | Western Zone, Burla | 5200 | EHT (O&M) Circle, Burla | 5203 | EHT (O&M) Division, Jharsuguda | W238 | 220/132 kV Line S/D Budhipadar | 3000000518 | Snatch Block part no. R-16780 | ERS.TNP.A023 | ZSPR_ACT | ZSPR | NOS | 10 | 10 | INR
5000 | Western Zone, Burla | 5200 | EHT (O&M) Circle, Burla | 5203 | EHT (O&M) Division, Jharsuguda | W238 | 220/132 kV Line S/D Budhipadar | 3000000520 | 10 FT. EXTENSION ROD R 14384-3 | ERS.TWR.A001 | ZSPR_SCRAP | ZSPR | NOS | 5 | 5 | INR
5000 | Western Zone, Burla | 5200 | EHT (O&M) Circle, Burla | 5203 | EHT (O&M) Division, Jharsuguda | W238 | 220/132 kV Line S/D Budhipadar | 3000000520 | 10 FT. EXTENSION ROD R 14384-3 | ERS.TWR.A001 | ZSPR_ACT | ZSPR | NOS | 54 | 54 | INR
5000 | Western Zone, Burla | 5200 | EHT (O&M) Circle, Burla | 5203 | EHT (O&M) Division, Jharsuguda | W238 | 220/132 kV Line S/D Budhipadar | 3000000521 | 5 FT. EXTENSION ROD R 14384-6 | ERS.TWR.A002 | ZSPR_SCRAP | ZSPR | NOS | 30 | 30 | INR
5000 | Western Zone, Burla | 5200 | EHT (O&M) Circle, Burla | 5203 | EHT (O&M) Division, Jharsuguda | W238 | 220/132 kV Line S/D Budhipadar | 3000000522 | 14' COLUMN PART NO 7152 / PART NO 14304 | ERS.TWR.A003 | ZSPR_ACT | ZSPR | NOS | 2 | 2 | INR
5000 | Western Zone, Burla | 5200 | EHT (O&M) Circle, Burla | 5203 | EHT (O&M) Division, Jharsuguda | W238 | 220/132 kV Line S/D Budhipadar | 3000000525 | 35 Kip Turn Buckle Eye- Eye | ERS.TWR.A008 | ZSPR_ACT | ZSPR | NOS | 50 | 50 | INR
5000 | Western Zone, Burla | 5200 | EHT (O&M) Circle, Burla | 5203 | EHT (O&M) Division, Jharsuguda | W238 | 220/132 kV Line S/D Budhipadar | 3000000529 | Triple Thimble EYE part no.R-16624-3 | ERS.TWR.A012 | ZSPR_ACT | ZSPR | NOS | 32 | 32 | INR
5000 | Western Zone, Burla | 5200 | EHT (O&M) Circle, Burla | 5203 | EHT (O&M) Division, Jharsuguda | W238 | 220/132 kV Line S/D Budhipadar | 3000000530 | Coupling nut | ERS.TWR.A013 | ZSPR_ACT | ZSPR | NOS | 1 | 1 | INR
5000 | Western Zone, Burla | 5200 | EHT (O&M) Circle, Burla | 5203 | EHT (O&M) Division, Jharsuguda | W238 | 220/132 kV Line S/D Budhipadar | 3000000535 | Adjustable rod | ERS.TWR.A018 | ZSPR_ACT | ZSPR | NOS | 55 | 55 | INR
5000 | Western Zone, Burla | 5200 | EHT (O&M) Circle, Burla | 5203 | EHT (O&M) Division, Jharsuguda | W238 | 220/132 kV Line S/D Budhipadar | 3000000541 | 25 Kip Suspension Clamp W/SE & YCP | ERS.TWR.A024 | ZSPR_SCRAP | ZSPR | NOS | 21 | 21 | INR
5000 | Western Zone, Burla | 5200 | EHT (O&M) Circle, Burla | 5203 | EHT (O&M) Division, Jharsuguda | W238 | 220/132 kV Line S/D Budhipadar | 3000000542 | Hot end corona ring | ERS.TWR.A025 | ZSPR_ACT | ZSPR | NOS | 30 | 30 | INR
5000 | Western Zone, Burla | 5200 | EHT (O&M) Circle, Burla | 5203 | EHT (O&M) Division, Jharsuguda | W238 | 220/132 kV Line S/D Budhipadar | 3000000543 | Cold end corona ring | ERS.TWR.A026 | ZSPR_ACT | ZSPR | NOS | 33 | 33 | INR
5000 | Western Zone, Burla | 5200 | EHT (O&M) Circle, Burla | 5203 | EHT (O&M) Division, Jharsuguda | W238 | 220/132 kV Line S/D Budhipadar | 3000000545 | Guy plate 45/45 PART NO 7157 | ERS.TWR.A028 | ZSPR_ACT | ZSPR | NOS | 19 | 19 | INR
5000 | Western Zone, Burla | 5200 | EHT (O&M) Circle, Burla | 5203 | EHT (O&M) Division, Jharsuguda | W238 | 220/132 kV Line S/D Budhipadar | 3000000546 | 15 Inch Reversible ratchet | ERS.TWR.A030 | ZSPR_ACT | ZSPR | NOS | 5 | 5 | INR
5000 | Western Zone, Burla | 5200 | EHT (O&M) Circle, Burla | 5203 | EHT (O&M) Division, Jharsuguda | W238 | 220/132 kV Line S/D Budhipadar | 3000000546 | 15 Inch Reversible ratchet | ERS.TWR.A030 | ZSPR_SCRAP | ZSPR | NOS | 3 | 3 | INR
5000 | Western Zone, Burla | 5200 | EHT (O&M) Circle, Burla | 5203 | EHT (O&M) Division, Jharsuguda | W238 | 220/132 kV Line S/D Budhipadar | 3000000548 | Half Inch square drive deep socket | ERS.TWR.A032 | ZSPR_ACT | ZSPR | NOS | 5 | 5 | INR
5000 | Western Zone, Burla | 5200 | EHT (O&M) Circle, Burla | 5203 | EHT (O&M) Division, Jharsuguda | W238 | 220/132 kV Line S/D Budhipadar | 3000000548 | Half Inch square drive deep socket | ERS.TWR.A032 | ZSPR_SCRAP | ZSPR | NOS | 3 | 3 | INR
5000 | Western Zone, Burla | 5200 | EHT (O&M) Circle, Burla | 5203 | EHT (O&M) Division, Jharsuguda | W238 | 220/132 kV Line S/D Budhipadar | 3000000551 | 15 Kip OHGW Strain Clamp W/SE & YCP | ERS.TWR.A035 | ZSPR_ACT | ZSPR | NOS | 16 | 16 | INR
5000 | Western Zone, Burla | 5200 | EHT (O&M) Circle, Burla | 5203 | EHT (O&M) Division, Jharsuguda | W238 | 220/132 kV Line S/D Budhipadar | 3000000552 | 25 Kip RTL. Poly Suspension Insulator | ERS.TWR.A036 | ZSPR_ACT | ZSPR | NOS | 54 | 54 | INR
5000 | Western Zone, Burla | 5200 | EHT (O&M) Circle, Burla | 5203 | EHT (O&M) Division, Jharsuguda | W238 | 220/132 kV Line S/D Budhipadar | 3000000554 | 220KV Poly Station Post Insulator | ERS.TWR.A038 | ZSPR_ACT | ZSPR | NOS | 26 | 26 | INR
5000 | Western Zone, Burla | 5200 | EHT (O&M) Circle, Burla | 5203 | EHT (O&M) Division, Jharsuguda | W238 | 220/132 kV Line S/D Budhipadar | 3000000555 | End Cap Adaptor part no. R-10850 | ERS.TWR.A039 | ZSPR_ACT | ZSPR | NOS | 28 | 28 | INR
5000 | Western Zone, Burla | 5200 | EHT (O&M) Circle, Burla | 5203 | EHT (O&M) Division, Jharsuguda | W238 | 220/132 kV Line S/D Budhipadar | 3000000557 | 30 KIP Guy Strain Insulator 100 in. long | ERS.TWR.A041 | ZSPR_SCRAP | ZSPR | NOS | 2 | 2 | INR
5000 | Western Zone, Burla | 5200 | EHT (O&M) Circle, Burla | 5203 | EHT (O&M) Division, Jharsuguda | W238 | 220/132 kV Line S/D Budhipadar | 3000000558 | MR-120 KIP Manta Ray Anchor | ERS.TWR.A042 | ZSPR_ACT | ZSPR | NOS | 32 | 32 | INR
5000 | Western Zone, Burla | 5200 | EHT (O&M) Circle, Burla | 5203 | EHT (O&M) Division, Jharsuguda | W238 | 220/132 kV Line S/D Budhipadar | 3000000559 | 7Ft rod for Mantaray Anchor. | ERS.TWR.A043 | ZSPR_ACT | ZSPR | NOS | 32 | 32 | INR
5000 | Western Zone, Burla | 5200 | EHT (O&M) Circle, Burla | 5203 | EHT (O&M) Division, Jharsuguda | W238 | 220/132 kV Line S/D Budhipadar | 3000000561 | 9/16-19 EHS Guy wire X 2000Mtrs | ERS.TWR.A045 | ZSPR_ACT | ZSPR | KM | 5.1 | 5.1 | INR
5000 | Western Zone, Burla | 5200 | EHT (O&M) Circle, Burla | 5203 | EHT (O&M) Division, Jharsuguda | W238 | 220/132 kV Line S/D Budhipadar | 3000000563 | part No1329-18 KIP OHGW suspention clamp | ERS.TWR.A047 | ZSPR_ACT | ZSPR | NOS | 19 | 19 | INR
5000 | Western Zone, Burla | 5200 | EHT (O&M) Circle, Burla | 5203 | EHT (O&M) Division, Jharsuguda | W238 | 220/132 kV Line S/D Budhipadar | 3000000564 | Part No 1708 SY-27KIP Strain clamp W&Y | ERS.TWR.A048 | ZSPR_ACT | ZSPR | NOS | 7 | 7 | INR
5000 | Western Zone, Burla | 5200 | EHT (O&M) Circle, Burla | 5203 | EHT (O&M) Division, Jharsuguda | W238 | 220/132 kV Line S/D Budhipadar | 3000000565 | PartNo R-14301-automatic wire gripper | ERS.TWR.A049 | ZSPR_ACT | ZSPR | NOS | 4 | 4 | INR
5000 | Western Zone, Burla | 5200 | EHT (O&M) Circle, Burla | 5203 | EHT (O&M) Division, Jharsuguda | W238 | 220/132 kV Line S/D Budhipadar | 3000000566 | Part No R-14305 conductor lifting hook. | ERS.TWR.A050 | ZSPR_ACT | ZSPR | NOS | 4 | 4 | INR
5000 | Western Zone, Burla | 5200 | EHT (O&M) Circle, Burla | 5203 | EHT (O&M) Division, Jharsuguda | W238 | 220/132 kV Line S/D Budhipadar | 3000000567 | Hydrolic power Unit of ERS | ERS.TWR.A051 | ZSPR_SCRAP | ZSPR | NOS | 1 | 1 | INR
5000 | Western Zone, Burla | 5200 | EHT (O&M) Circle, Burla | 5203 | EHT (O&M) Division, Jharsuguda | W238 | 220/132 kV Line S/D Budhipadar | 3000000568 | 2 ton grip hoist tir with cable. | ERS.TWR.A052 | ZSPR_ACT | ZSPR | NOS | 8 | 8 | INR
5000 | Western Zone, Burla | 5200 | EHT (O&M) Circle, Burla | 5203 | EHT (O&M) Division, Jharsuguda | W238 | 220/132 kV Line S/D Budhipadar | 3000000569 | Rock drill kit assemble with bit of ERS | ERS.TWR.A053 | ZSPR_SCRAP | ZSPR | NOS | 1 | 1 | INR
5000 | Western Zone, Burla | 5200 | EHT (O&M) Circle, Burla | 5203 | EHT (O&M) Division, Jharsuguda | W238 | 220/132 kV Line S/D Budhipadar | 3000000570 | Part No. 75003/324-5/8 inch Hex-head nut | ERS.TWR.A054 | ZSPR_ACT | ZSPR | NOS | 1135 | 1135 | INR
5000 | Western Zone, Burla | 5200 | EHT (O&M) Circle, Burla | 5203 | EHT (O&M) Division, Jharsuguda | W237 | 220/132/33 kV S/S S/D Budhipadar | 3000000571 | BENTONITE FOR EARTHING AS ACCESSORIES | ERTH.ACCES.C001 | ZSPR_ACT | ZSPR | KG | 9000 | 96750 | INR
5000 | Western Zone, Burla | 5200 | EHT (O&M) Circle, Burla | 5203 | EHT (O&M) Division, Jharsuguda | W239 | 220/33 kV S/S S/D Lephripada | 3000000582 | EARTHING:50X6mm GI Flat | ERTH.FLAT.GI.A005 | ZSPR_ACT | ZSPR | KG | 208 | 46.24 | INR
5000 | Western Zone, Burla | 5200 | EHT (O&M) Circle, Burla | 5203 | EHT (O&M) Division, Jharsuguda | W232 | 132_G Jharsguda | 3000000591 | 40 MM GI PLAIN EARTHING PIPE | ERTH.PIPE.GI.A004 | ZSPR_ACT | ZSPR | NOS | 3 | 962.7 | INR
5000 | Western Zone, Burla | 5200 | EHT (O&M) Circle, Burla | 5203 | EHT (O&M) Division, Jharsuguda | WL33 | 132/33/11 kV T/L S/S S/D Brajarajnagar _ | 3000000595 | 50 MM GI PORFORATED EARTHING PIPE | ERTH.PIPE.GI.B005 | ZSPR_ACT | ZSPR | NOS | 27 | 13390.38 | INR
5000 | Western Zone, Burla | 5200 | EHT (O&M) Circle, Burla | 5203 | EHT (O&M) Division, Jharsuguda | W238 | 220/132 kV Line S/D Budhipadar | 3000000599 | 30 MM GI EARTHING PIPE | ERTH.PIPE.GI.C009 | ZSPR_ACT | ZSPR | NOS | 11 | 198 | INR
5000 | Western Zone, Burla | 5200 | EHT (O&M) Circle, Burla | 5203 | EHT (O&M) Division, Jharsuguda | W232 | 132_G Jharsguda | 3000000601 | 40 MM GI PLAIN EARTHING ROD | ERTH.ROD.GI.A004 | ZSPR_SCRAP | ZSPR | NOS | 4 | 200 | INR
5000 | Western Zone, Burla | 5200 | EHT (O&M) Circle, Burla | 5203 | EHT (O&M) Division, Jharsuguda | W239 | 220/33 kV S/S S/D Lephripada | 3000000603 | 40x3000 MM MS ROD FOR EARTHING | ERTH.ROD.MS.A001 | ZSPR_ACT | ZSPR | NOS | 6 | 10389.6 | INR
5000 | Western Zone, Burla | 5200 | EHT (O&M) Circle, Burla | 5203 | EHT (O&M) Division, Jharsuguda | W232 | 132_G Jharsguda | 3000000612 | MIDSPAN JOINT FOR 7/2.79MM EARTHWIRE | EW.ACCES.A001 | ZSPR_SCRAP | ZSPR | NOS | 8 | 80 | INR
5000 | Western Zone, Burla | 5200 | EHT (O&M) Circle, Burla | 5203 | EHT (O&M) Division, Jharsuguda | WL33 | 132/33/11 kV T/L S/S S/D Brajarajnagar _ | 3000000613 | MID SPAN JOINT FOR 7/3.15MM EARTH WIRE | EW.ACCES.A002 | ZSPR_ACT | ZSPR | NOS | 7 | 712.7 | INR
5000 | Western Zone, Burla | 5200 | EHT (O&M) Circle, Burla | 5203 | EHT (O&M) Division, Jharsuguda | W232 | 132_G Jharsguda | 3000000613 | MID SPAN JOINT FOR 7/3.15MM EARTH WIRE | EW.ACCES.A002 | ZSPR_ACT | ZSPR | NOS | 15 | 1527.22 | INR
5000 | Western Zone, Burla | 5200 | EHT (O&M) Circle, Burla | 5203 | EHT (O&M) Division, Jharsuguda | W238 | 220/132 kV Line S/D Budhipadar | 3000000613 | MID SPAN JOINT FOR 7/3.15MM EARTH WIRE | EW.ACCES.A002 | ZSPR_ACT | ZSPR | NOS | 186 | 18937.55 | INR
5000 | Western Zone, Burla | 5200 | EHT (O&M) Circle, Burla | 5203 | EHT (O&M) Division, Jharsuguda | W238 | 220/132 kV Line S/D Budhipadar | 3000000616 | VD FOR 7/3.15MM GI EARTHWIRE | EW.ACCES.B002 | ZSPR_ACT | ZSPR | NOS | 911 | 270617 | INR
5000 | Western Zone, Burla | 5200 | EHT (O&M) Circle, Burla | 5203 | EHT (O&M) Division, Jharsuguda | W232 | 132_G Jharsguda | 3000000616 | VD FOR 7/3.15MM GI EARTHWIRE | EW.ACCES.B002 | ZSPR_ACT | ZSPR | NOS | 150 | 44558.23 | INR
5000 | Western Zone, Burla | 5200 | EHT (O&M) Circle, Burla | 5203 | EHT (O&M) Division, Jharsuguda | W238 | 220/132 kV Line S/D Budhipadar | 3000000619 | Damaged Cut Pieces GI Earthwire | EW.CUTPIECE.A001 | ZSPR_SCRAP | ZSPR | KG | 4500 | 4500 | INR
5000 | Western Zone, Burla | 5200 | EHT (O&M) Circle, Burla | 5203 | EHT (O&M) Division, Jharsuguda | W235 | 132/33 kV Grid S/S S/D Lakhanpur | 3000000620 | 132 kV Auxiliary contacts CB(4NO+4 NC)-1 | GIS.145ACCB.A001 | ZSPR_ACT | ZSPR | NOS | 1 | 24656.97 | INR
5000 | Western Zone, Burla | 5200 | EHT (O&M) Circle, Burla | 5203 | EHT (O&M) Division, Jharsuguda | W235 | 132/33 kV Grid S/S S/D Lakhanpur | 3000000629 | 132kV GIS Spring charge motor for CB | GIS.145SPM.A001 | ZSPR_ACT | ZSPR | NOS | 1 | 24656.97 | INR
5000 | Western Zone, Burla | 5200 | EHT (O&M) Circle, Burla | 5203 | EHT (O&M) Division, Jharsuguda | W235 | 132/33 kV Grid S/S S/D Lakhanpur | 3000000702 | Auxiliary contacts for 33kV GIS CB | GIS.36SPR.A004 | ZSPR_ACT | ZSPR | SET | 1 | 6164.24 | INR
5000 | Western Zone, Burla | 5200 | EHT (O&M) Circle, Burla | 5203 | EHT (O&M) Division, Jharsuguda | W232 | 132_G Jharsguda | 3000000739 | DS HARDWARE FITTING ACSR PANTHER | HWF.DS.A002 | ZSPR_ACT | ZSPR | NOS | 2 | 5015.32 | INR
5000 | Western Zone, Burla | 5200 | EHT (O&M) Circle, Burla | 5203 | EHT (O&M) Division, Jharsuguda | W238 | 220/132 kV Line S/D Budhipadar | 3000000740 | DS HARDWARE FITTING ACSR ZEBRA | HWF.DS.A003 | ZSPR_ACT | ZSPR | NOS | 9 | 25554.24 | INR
5000 | Western Zone, Burla | 5200 | EHT (O&M) Circle, Burla | 5203 | EHT (O&M) Division, Jharsuguda | W237 | 220/132/33 kV S/S S/D Budhipadar | 3000000741 | DS HARDWARE FITTING ACSR MOOSE | HWF.DS.A004 | ZSPR_ACT | ZSPR | NOS | 47 | 216294 | INR
5000 | Western Zone, Burla | 5200 | EHT (O&M) Circle, Burla | 5203 | EHT (O&M) Division, Jharsuguda | W238 | 220/132 kV Line S/D Budhipadar | 3000000745 | DS HARDWARE FITTING AAAC MOOSE | HWF.DS.A011 | ZSPR_ACT | ZSPR | NOS | 6 | 16164 | INR
5000 | Western Zone, Burla | 5200 | EHT (O&M) Circle, Burla | 5203 | EHT (O&M) Division, Jharsuguda | W238 | 220/132 kV Line S/D Budhipadar | 3000000748 | DS HWF AGS for 90 KN insulator | HWF.DS.A016 | ZSPR_ACT | ZSPR | SET | 7 | 15645.07 | INR
5000 | Western Zone, Burla | 5200 | EHT (O&M) Circle, Burla | 5203 | EHT (O&M) Division, Jharsuguda | W233 | 132/33/11 kV T/L S/S S/D Brajarajnagar | 3000000752 | DEADEND CLAMP-DS HWF FOR ACSR PANTHER | HWF.DS.C002 | ZSPR_ACT | ZSPR | NOS | 15 | 19200 | INR
5000 | Western Zone, Burla | 5200 | EHT (O&M) Circle, Burla | 5203 | EHT (O&M) Division, Jharsuguda | WL33 | 132/33/11 kV T/L S/S S/D Brajarajnagar _ | 3000000799 | DT Hard ware fittings -120 KN insulator | HWF.DT.A002 | ZSPR_ACT | ZSPR | NOS | 5 | 21353.8 | INR
5000 | Western Zone, Burla | 5200 | EHT (O&M) Circle, Burla | 5203 | EHT (O&M) Division, Jharsuguda | W238 | 220/132 kV Line S/D Budhipadar | 3000000799 | DT Hard ware fittings -120 KN insulator | HWF.DT.A002 | ZSPR_ACT | ZSPR | NOS | 62 | 264787.18 | INR
5000 | Western Zone, Burla | 5200 | EHT (O&M) Circle, Burla | 5203 | EHT (O&M) Division, Jharsuguda | W235 | 132/33 kV Grid S/S S/D Lakhanpur | 3000000799 | DT Hard ware fittings -120 KN insulator | HWF.DT.A002 | ZSPR_ACT | ZSPR | NOS | 5 | 21353.8 | INR
5000 | Western Zone, Burla | 5200 | EHT (O&M) Circle, Burla | 5203 | EHT (O&M) Division, Jharsuguda | W232 | 132_G Jharsguda | 3000000799 | DT Hard ware fittings -120 KN insulator | HWF.DT.A002 | ZSPR_ACT | ZSPR | NOS | 6 | 25624.56 | INR
5000 | Western Zone, Burla | 5200 | EHT (O&M) Circle, Burla | 5203 | EHT (O&M) Division, Jharsuguda | W238 | 220/132 kV Line S/D Budhipadar | 3000000800 | DT HARDWARE FITTING ACSR ZEBRA | HWF.DT.A003 | ZSPR_ACT | ZSPR | NOS | 11 | 49127 | INR
5000 | Western Zone, Burla | 5200 | EHT (O&M) Circle, Burla | 5203 | EHT (O&M) Division, Jharsuguda | W232 | 132_G Jharsguda | 3000000800 | DT HARDWARE FITTING ACSR ZEBRA | HWF.DT.A003 | ZSPR_ACT | ZSPR | NOS | 1 | 4466.09 | INR
5000 | Western Zone, Burla | 5200 | EHT (O&M) Circle, Burla | 5203 | EHT (O&M) Division, Jharsuguda | W237 | 220/132/33 kV S/S S/D Budhipadar | 3000000801 | DT HARDWARE FITTING ACSR MOOSE | HWF.DT.A004 | ZSPR_ACT | ZSPR | NOS | 31 | 380432 | INR
5000 | Western Zone, Burla | 5200 | EHT (O&M) Circle, Burla | 5203 | EHT (O&M) Division, Jharsuguda | W238 | 220/132 kV Line S/D Budhipadar | 3000000804 | DT HARDWARE FITTING AAAC PANTHER | HWF.DT.A009 | ZSPR_ACT | ZSPR | NOS | 30 | 92760.15 | INR
5000 | Western Zone, Burla | 5200 | EHT (O&M) Circle, Burla | 5203 | EHT (O&M) Division, Jharsuguda | W238 | 220/132 kV Line S/D Budhipadar | 3000000805 | DT HARDWARE FITTING AAAC ZEBRA | HWF.DT.A010 | ZSPR_ACT | ZSPR | NOS | 7 | 23905 | INR
5000 | Western Zone, Burla | 5200 | EHT (O&M) Circle, Burla | 5203 | EHT (O&M) Division, Jharsuguda | W238 | 220/132 kV Line S/D Budhipadar | 3000000806 | DT HARDWARE FITTING AAAC MOOSE | HWF.DT.A011 | ZSPR_ACT | ZSPR | NOS | 10 | 40510.2 | INR
5000 | Western Zone, Burla | 5200 | EHT (O&M) Circle, Burla | 5203 | EHT (O&M) Division, Jharsuguda | W234 | 132/33 kV T/L S/S S/D Kuchinda | 3000000811 | 132kv,DT string aasembly with TB | HWF.DT.B009 | ZSPR_ACT | ZSPR | NOS | 1 | 2084 | INR
5000 | Western Zone, Burla | 5200 | EHT (O&M) Circle, Burla | 5203 | EHT (O&M) Division, Jharsuguda | W232 | 132_G Jharsguda | 3000000824 | SUSPENSION CLAMP FOR 7/3.15MM EARTHWIRE | HWF.SC.EW.A002 | ZSPR_ACT | ZSPR | NOS | 40 | 15790.95 | INR
5000 | Western Zone, Burla | 5200 | EHT (O&M) Circle, Burla | 5203 | EHT (O&M) Division, Jharsuguda | W238 | 220/132 kV Line S/D Budhipadar | 3000000824 | SUSPENSION CLAMP FOR 7/3.15MM EARTHWIRE | HWF.SC.EW.A002 | ZSPR_ACT | ZSPR | NOS | 379 | 149619.29 | INR
5000 | Western Zone, Burla | 5200 | EHT (O&M) Circle, Burla | 5203 | EHT (O&M) Division, Jharsuguda | WL33 | 132/33/11 kV T/L S/S S/D Brajarajnagar _ | 3000000846 | SS HARDWARE FITTING ACSR PANTHER | HWF.SS.A002 | ZSPR_ACT | ZSPR | NOS | 140 | 195479.01 | INR
5000 | Western Zone, Burla | 5200 | EHT (O&M) Circle, Burla | 5203 | EHT (O&M) Division, Jharsuguda | W238 | 220/132 kV Line S/D Budhipadar | 3000000846 | SS HARDWARE FITTING ACSR PANTHER | HWF.SS.A002 | ZSPR_ACT | ZSPR | NOS | 10 | 13962.79 | INR
5000 | Western Zone, Burla | 5200 | EHT (O&M) Circle, Burla | 5203 | EHT (O&M) Division, Jharsuguda | W238 | 220/132 kV Line S/D Budhipadar | 3000000847 | SS HARDWARE FITTING ACSR ZEBRA | HWF.SS.A003 | ZSPR_ACT | ZSPR | NOS | 18 | 21676.32 | INR
5000 | Western Zone, Burla | 5200 | EHT (O&M) Circle, Burla | 5203 | EHT (O&M) Division, Jharsuguda | W237 | 220/132/33 kV S/S S/D Budhipadar | 3000000848 | SS H/W Fitting ACSR Moose | HWF.SS.A004 | ZSPR_ACT | ZSPR | NOS | 27 | 74432.21 | INR
5000 | Western Zone, Burla | 5200 | EHT (O&M) Circle, Burla | 5203 | EHT (O&M) Division, Jharsuguda | W235 | 132/33 kV Grid S/S S/D Lakhanpur | 3000000848 | SS H/W Fitting ACSR Moose | HWF.SS.A004 | ZSPR_ACT | ZSPR | NOS | 58 | 159891.41 | INR
5000 | Western Zone, Burla | 5200 | EHT (O&M) Circle, Burla | 5203 | EHT (O&M) Division, Jharsuguda | W239 | 220/33 kV S/S S/D Lephripada | 3000000850 | SS HARDWARE FITTING ACSR TWIN MOOSE | HWF.SS.A006 | ZSPR_ACT | ZSPR | NOS | 2 | 522263.46 | INR
5000 | Western Zone, Burla | 5200 | EHT (O&M) Circle, Burla | 5203 | EHT (O&M) Division, Jharsuguda | W232 | 132_G Jharsguda | 3000000857 | SS HWF AGS type for 90 KN insulator | HWF.SS.A016 | ZSPR_ACT | ZSPR | NOS | 11 | 13987.38 | INR
5000 | Western Zone, Burla | 5200 | EHT (O&M) Circle, Burla | 5203 | EHT (O&M) Division, Jharsuguda | W238 | 220/132 kV Line S/D Budhipadar | 3000000857 | SS HWF AGS type for 90 KN insulator | HWF.SS.A016 | ZSPR_ACT | ZSPR | NOS | 5 | 6357.9 | INR
5000 | Western Zone, Burla | 5200 | EHT (O&M) Circle, Burla | 5203 | EHT (O&M) Division, Jharsuguda | W235 | 132/33 kV Grid S/S S/D Lakhanpur | 3000000862 | SS HWF W/O AL PART FOR ACSR MOOSE | HWF.SS.B004 | ZSPR_ACT | ZSPR | NOS | 3 | 7161.84 | INR
5000 | Western Zone, Burla | 5200 | EHT (O&M) Circle, Burla | 5203 | EHT (O&M) Division, Jharsuguda | W239 | 220/33 kV S/S S/D Lephripada | 3000000862 | SS HWF W/O AL PART FOR ACSR MOOSE | HWF.SS.B004 | ZSPR_ACT | ZSPR | NOS | 11 | 26260.08 | INR
5000 | Western Zone, Burla | 5200 | EHT (O&M) Circle, Burla | 5203 | EHT (O&M) Division, Jharsuguda | W234 | 132/33 kV T/L S/S S/D Kuchinda | 3000000863 | 132kV SS string for Zebra conductor | HWF.SS.B010 | ZSPR_ACT | ZSPR | NOS | 1 | 2224.5 | INR
5000 | Western Zone, Burla | 5200 | EHT (O&M) Circle, Burla | 5203 | EHT (O&M) Division, Jharsuguda | W232 | 132_G Jharsguda | 3000000877 | ST Hard wares fittings 120KN insulator | HWF.ST.A002 | ZSPR_ACT | ZSPR | NOS | 10 | 21226.37 | INR
5000 | Western Zone, Burla | 5200 | EHT (O&M) Circle, Burla | 5203 | EHT (O&M) Division, Jharsuguda | W235 | 132/33 kV Grid S/S S/D Lakhanpur | 3000000877 | ST Hard wares fittings 120KN insulator | HWF.ST.A002 | ZSPR_ACT | ZSPR | NOS | 42 | 89150.75 | INR
5000 | Western Zone, Burla | 5200 | EHT (O&M) Circle, Burla | 5203 | EHT (O&M) Division, Jharsuguda | W238 | 220/132 kV Line S/D Budhipadar | 3000000877 | ST Hard wares fittings 120KN insulator | HWF.ST.A002 | ZSPR_ACT | ZSPR | NOS | 113 | 239857.98 | INR
5000 | Western Zone, Burla | 5200 | EHT (O&M) Circle, Burla | 5203 | EHT (O&M) Division, Jharsuguda | WL33 | 132/33/11 kV T/L S/S S/D Brajarajnagar _ | 3000000877 | ST Hard wares fittings 120KN insulator | HWF.ST.A002 | ZSPR_ACT | ZSPR | NOS | 10 | 21226.37 | INR
5000 | Western Zone, Burla | 5200 | EHT (O&M) Circle, Burla | 5203 | EHT (O&M) Division, Jharsuguda | W232 | 132_G Jharsguda | 3000000878 | ST HWF FOR ACSR ZEBRA | HWF.ST.A003 | ZSPR_ACT | ZSPR | NOS | 6 | 16108.56 | INR
5000 | Western Zone, Burla | 5200 | EHT (O&M) Circle, Burla | 5203 | EHT (O&M) Division, Jharsuguda | W235 | 132/33 kV Grid S/S S/D Lakhanpur | 3000000879 | Single Tension H/W Fitting ACSR Moose | HWF.ST.A004 | ZSPR_ACT | ZSPR | SET | 8 | 24366.88 | INR
5000 | Western Zone, Burla | 5200 | EHT (O&M) Circle, Burla | 5203 | EHT (O&M) Division, Jharsuguda | W235 | 132/33 kV Grid S/S S/D Lakhanpur | 3000000881 | ST HARDWARE FITTING ACSR TWIN MOOSE | HWF.ST.A006 | ZSPR_ACT | ZSPR | NOS | 24 | 144507.21 | INR
5000 | Western Zone, Burla | 5200 | EHT (O&M) Circle, Burla | 5203 | EHT (O&M) Division, Jharsuguda | W238 | 220/132 kV Line S/D Budhipadar | 3000000885 | ST HWF ACSR S. MOOSE W/O TB | HWF.ST.A011 | ZSPR_ACT | ZSPR | NOS | 30 | 77074.39 | INR
5000 | Western Zone, Burla | 5200 | EHT (O&M) Circle, Burla | 5203 | EHT (O&M) Division, Jharsuguda | W239 | 220/33 kV S/S S/D Lephripada | 3000000885 | ST HWF ACSR S. MOOSE W/O TB | HWF.ST.A011 | ZSPR_ACT | ZSPR | NOS | 3 | 7707.44 | INR
5000 | Western Zone, Burla | 5200 | EHT (O&M) Circle, Burla | 5203 | EHT (O&M) Division, Jharsuguda | W234 | 132/33 kV T/L S/S S/D Kuchinda | 3000000890 | 132kv ST string asssembly with TB | HWF.ST.B009 | ZSPR_ACT | ZSPR | NOS | 1 | 2502 | INR
5000 | Western Zone, Burla | 5200 | EHT (O&M) Circle, Burla | 5203 | EHT (O&M) Division, Jharsuguda | W234 | 132/33 kV T/L S/S S/D Kuchinda | 3000000891 | 132/33kv,Single tension string with Turn | HWF.ST.B010 | ZSPR_ACT | ZSPR | NOS | 1 | 2502 | INR
5000 | Western Zone, Burla | 5200 | EHT (O&M) Circle, Burla | 5203 | EHT (O&M) Division, Jharsuguda | W238 | 220/132 kV Line S/D Budhipadar | 3000000906 | TENSION CLAMP FOR EARTHWIRE | HWF.TC.EW.A002 | ZSPR_ACT | ZSPR | NOS | 6 | 749.7 | INR
5000 | Western Zone, Burla | 5200 | EHT (O&M) Circle, Burla | 5203 | EHT (O&M) Division, Jharsuguda | W232 | 132_G Jharsguda | 3000000906 | TENSION CLAMP FOR EARTHWIRE | HWF.TC.EW.A002 | ZSPR_ACT | ZSPR | NOS | 60 | 7496.99 | INR
5000 | Western Zone, Burla | 5200 | EHT (O&M) Circle, Burla | 5203 | EHT (O&M) Division, Jharsuguda | W238 | 220/132 kV Line S/D Budhipadar | 3000000909 | U CLAMP | HWF.UC.EW.A002 | ZSPR_ACT | ZSPR | NOS | 8 | 1178.01 | INR
5000 | Western Zone, Burla | 5200 | EHT (O&M) Circle, Burla | 5203 | EHT (O&M) Division, Jharsuguda | W235 | 132/33 kV Grid S/S S/D Lakhanpur | 3000000909 | U CLAMP | HWF.UC.EW.A002 | ZSPR_ACT | ZSPR | NOS | 3 | 441.76 | INR
5000 | Western Zone, Burla | 5200 | EHT (O&M) Circle, Burla | 5203 | EHT (O&M) Division, Jharsuguda | W237 | 220/132/33 kV S/S S/D Budhipadar | 3000000914 | MAIN AC DB (Indoor Type)800A | ILWR.SW.BOARD.A001 | ZSPR_ACT | ZSPR | SET | 1 | 967859.6 | INR
5000 | Western Zone, Burla | 5200 | EHT (O&M) Circle, Burla | 5203 | EHT (O&M) Division, Jharsuguda | W237 | 220/132/33 kV S/S S/D Budhipadar | 3000000915 | ACDB (Indoor Type) 400A | ILWR.SW.BOARD.B001 | ZSPR_ACT | ZSPR | SET | 1 | 1303900 | INR
5000 | Western Zone, Burla | 5200 | EHT (O&M) Circle, Burla | 5203 | EHT (O&M) Division, Jharsuguda | W234 | 132/33 kV T/L S/S S/D Kuchinda | 3000000925 | ROTARY SWITCH | ILWR.SWITCH.G001 | ZSPR_US | ZSPR | NOS | 1 | 0.1 | INR
5000 | Western Zone, Burla | 5200 | EHT (O&M) Circle, Burla | 5203 | EHT (O&M) Division, Jharsuguda | W233 | 132/33/11 kV T/L S/S S/D Brajarajnagar | 3000000926 | 30A ROTARY SWITCH | ILWR.SWITCH.G002 | ZSPR_ACT | ZSPR | NOS | 5 | 3508.9 | INR
5000 | Western Zone, Burla | 5200 | EHT (O&M) Circle, Burla | 5203 | EHT (O&M) Division, Jharsuguda | W234 | 132/33 kV T/L S/S S/D Kuchinda | 3000000926 | 30A ROTARY SWITCH | ILWR.SWITCH.G002 | ZSPR_US | ZSPR | NOS | 1 | 0.1 | INR
5000 | Western Zone, Burla | 5200 | EHT (O&M) Circle, Burla | 5203 | EHT (O&M) Division, Jharsuguda | W235 | 132/33 kV Grid S/S S/D Lakhanpur | 3000000931 | 90KN ANTIFOG DISC INSULATOR | INS.AF.DISC.B002 | ZSPR_ACT | ZSPR | NOS | 59 | 39460.38 | INR
5000 | Western Zone, Burla | 5200 | EHT (O&M) Circle, Burla | 5203 | EHT (O&M) Division, Jharsuguda | WL33 | 132/33/11 kV T/L S/S S/D Brajarajnagar _ | 3000000931 | 90KN ANTIFOG DISC INSULATOR | INS.AF.DISC.B002 | ZSPR_ACT | ZSPR | NOS | 710 | 474862.19 | INR
5000 | Western Zone, Burla | 5200 | EHT (O&M) Circle, Burla | 5203 | EHT (O&M) Division, Jharsuguda | W239 | 220/33 kV S/S S/D Lephripada | 3000000931 | 90KN ANTIFOG DISC INSULATOR | INS.AF.DISC.B002 | ZSPR_ACT | ZSPR | NOS | 267 | 178574.93 | INR
5000 | Western Zone, Burla | 5200 | EHT (O&M) Circle, Burla | 5203 | EHT (O&M) Division, Jharsuguda | W235 | 132/33 kV Grid S/S S/D Lakhanpur | 3000000932 | 120KN ANTIFOG DISC INSULATOR | INS.AF.DISC.B003 | ZSPR_ACT | ZSPR | NOS | 12 | 10435.08 | INR
5000 | Western Zone, Burla | 5200 | EHT (O&M) Circle, Burla | 5203 | EHT (O&M) Division, Jharsuguda | W232 | 132_G Jharsguda | 3000000932 | 120KN ANTIFOG DISC INSULATOR | INS.AF.DISC.B003 | ZSPR_ACT | ZSPR | NOS | 14 | 12174.26 | INR
5000 | Western Zone, Burla | 5200 | EHT (O&M) Circle, Burla | 5203 | EHT (O&M) Division, Jharsuguda | W239 | 220/33 kV S/S S/D Lephripada | 3000000933 | 160KN ANTIFOG DISC INSULATOR | INS.AF.DISC.B004 | ZSPR_ACT | ZSPR | NOS | 384 | 418087.51 | INR
5000 | Western Zone, Burla | 5200 | EHT (O&M) Circle, Burla | 5203 | EHT (O&M) Division, Jharsuguda | W238 | 220/132 kV Line S/D Budhipadar | 3000000933 | 160KN ANTIFOG DISC INSULATOR | INS.AF.DISC.B004 | ZSPR_ACT | ZSPR | NOS | 180 | 195978.52 | INR
5000 | Western Zone, Burla | 5200 | EHT (O&M) Circle, Burla | 5203 | EHT (O&M) Division, Jharsuguda | W232 | 132_G Jharsguda | 3000000933 | 160KN ANTIFOG DISC INSULATOR | INS.AF.DISC.B004 | ZSPR_ACT | ZSPR | NOS | 20 | 21775.39 | INR
5000 | Western Zone, Burla | 5200 | EHT (O&M) Circle, Burla | 5203 | EHT (O&M) Division, Jharsuguda | W238 | 220/132 kV Line S/D Budhipadar | 3000000935 | DIFFERENT RATING OF INSULATOR | INS.ASRT.A001 | ZSPR_SCRAP | ZSPR | NOS | 162 | 162 | INR
5000 | Western Zone, Burla | 5200 | EHT (O&M) Circle, Burla | 5203 | EHT (O&M) Division, Jharsuguda | W235 | 132/33 kV Grid S/S S/D Lakhanpur | 3000000944 | 132 KV BUS POST INSULATORS | INS.POR.BPI.D001 | ZSPR_ACT | ZSPR | NOS | 8 | 90389.52 | INR
5000 | Western Zone, Burla | 5200 | EHT (O&M) Circle, Burla | 5203 | EHT (O&M) Division, Jharsuguda | W238 | 220/132 kV Line S/D Budhipadar | 3000000947 | 90KN PORCELAIN DISC INSULATOR | INS.POR.DISC.B002 | ZSPR_ACT | ZSPR | NOS | 41 | 12411.93 | INR
5000 | Western Zone, Burla | 5200 | EHT (O&M) Circle, Burla | 5203 | EHT (O&M) Division, Jharsuguda | W238 | 220/132 kV Line S/D Budhipadar | 3000000949 | 160KN PORCELAIN DISC INSULATOR | INS.POR.DISC.B004 | ZSPR_THEFT | ZSPR | NOS | 19 | 1330 | INR
5000 | Western Zone, Burla | 5200 | EHT (O&M) Circle, Burla | 5203 | EHT (O&M) Division, Jharsuguda | W232 | 132_G Jharsguda | 3000000954 | 132KV LR 90KN PORCELAIN INSULATOR | INS.POR.LR.D002 | ZSPR_ACT | ZSPR | NOS | 2 | 11820.76 | INR
5000 | Western Zone, Burla | 5200 | EHT (O&M) Circle, Burla | 5203 | EHT (O&M) Division, Jharsuguda | W238 | 220/132 kV Line S/D Budhipadar | 3000000954 | 132KV LR 90KN PORCELAIN INSULATOR | INS.POR.LR.D002 | ZSPR_ACT | ZSPR | NOS | 121 | 715155.98 | INR
5000 | Western Zone, Burla | 5200 | EHT (O&M) Circle, Burla | 5203 | EHT (O&M) Division, Jharsuguda | W232 | 132_G Jharsguda | 3000000955 | 120KN 132 KV PORCELAIN LONG ROD | INS.POR.LR.D003 | ZSPR_ACT | ZSPR | NOS | 2 | 21474.66 | INR
5000 | Western Zone, Burla | 5200 | EHT (O&M) Circle, Burla | 5203 | EHT (O&M) Division, Jharsuguda | W238 | 220/132 kV Line S/D Budhipadar | 3000000955 | 120KN 132 KV PORCELAIN LONG ROD | INS.POR.LR.D003 | ZSPR_ACT | ZSPR | NOS | 74 | 794562.31 | INR
5000 | Western Zone, Burla | 5200 | EHT (O&M) Circle, Burla | 5203 | EHT (O&M) Division, Jharsuguda | W238 | 220/132 kV Line S/D Budhipadar | 3000000957 | 160KN 132 KV PORCELAIN LONG ROD | INS.POR.LR.E004 | ZSPR_ACT | ZSPR | NOS | 60 | 1028602.68 | INR
5000 | Western Zone, Burla | 5200 | EHT (O&M) Circle, Burla | 5203 | EHT (O&M) Division, Jharsuguda | W237 | 220/132/33 kV S/S S/D Budhipadar | 3000000996 | CT CONSOLE BOX | MISC.CT.CONSOLE.A001 | ZSPR_ACT | ZSPR | NOS | 6 | 103934.28 | INR
5000 | Western Zone, Burla | 5200 | EHT (O&M) Circle, Burla | 5203 | EHT (O&M) Division, Jharsuguda | W233 | 132/33/11 kV T/L S/S S/D Brajarajnagar | 3000000997 | D.C DISTRIBUTION BOARD | MISC.DCDB.A001 | ZSPR_SCRAP | ZSPR | NOS | 1 | 1 | INR
5000 | Western Zone, Burla | 5200 | EHT (O&M) Circle, Burla | 5203 | EHT (O&M) Division, Jharsuguda | W237 | 220/132/33 kV S/S S/D Budhipadar | 3000001002 | EMPTY Tfr OIL BARREL | MISC.EMPTYBRL.A001 | ZSPR_ACT | ZSPR | NOS | 12 | 1476.24 | INR
5000 | Western Zone, Burla | 5200 | EHT (O&M) Circle, Burla | 5203 | EHT (O&M) Division, Jharsuguda | W234 | 132/33 kV T/L S/S S/D Kuchinda | 3000001003 | END PLATE OLTC & DI TAG BLOCK | MISC.ENPL.A001 | ZSPR_US | ZSPR | NOS | 2 | 0.1 | INR
5000 | Western Zone, Burla | 5200 | EHT (O&M) Circle, Burla | 5203 | EHT (O&M) Division, Jharsuguda | W232 | 132_G Jharsguda | 3000001038 | 90 LB RAIL POLE | MISC.RAILPOLE.A002 | ZSPR_SCRAP | ZSPR | MT | 0.03 | 448.41 | INR
5000 | Western Zone, Burla | 5200 | EHT (O&M) Circle, Burla | 5203 | EHT (O&M) Division, Jharsuguda | W233 | 132/33/11 kV T/L S/S S/D Brajarajnagar | 3000001042 | 105 LB RAIL POLE | MISC.RAILPOLE.A007 | ZSPR_ACT | ZSPR | MT | 0.204 | 6120 | INR
5000 | Western Zone, Burla | 5200 | EHT (O&M) Circle, Burla | 5203 | EHT (O&M) Division, Jharsuguda | W233 | 132/33/11 kV T/L S/S S/D Brajarajnagar | 3000001051 | 12 MM POLYPROPELENE ROPE | MISC.ROPE.B001 | ZSPR_ACT | ZSPR | KG | 400 | 3892 | INR
5000 | Western Zone, Burla | 5200 | EHT (O&M) Circle, Burla | 5203 | EHT (O&M) Division, Jharsuguda | W233 | 132/33/11 kV T/L S/S S/D Brajarajnagar | 3000001054 | 20 /22 MM POLYPROPELENE ROPE | MISC.ROPE.B004 | ZSPR_ACT | ZSPR | KG | 400 | 16972 | INR
5000 | Western Zone, Burla | 5200 | EHT (O&M) Circle, Burla | 5203 | EHT (O&M) Division, Jharsuguda | W233 | 132/33/11 kV T/L S/S S/D Brajarajnagar | 3000001055 | 25 MM POLYPROPELENE ROPE | MISC.ROPE.B005 | ZSPR_ACT | ZSPR | KG | 400 | 14788 | INR
5000 | Western Zone, Burla | 5200 | EHT (O&M) Circle, Burla | 5203 | EHT (O&M) Division, Jharsuguda | W232 | 132_G Jharsguda | 3000001063 | 20MM WIRE ROPE | MISC.ROPE.E001 | ZSPR_US | ZSPR | KM | 0.001 | 150 | INR
5000 | Western Zone, Burla | 5200 | EHT (O&M) Circle, Burla | 5203 | EHT (O&M) Division, Jharsuguda | W232 | 132_G Jharsguda | 3000001067 | 50 Kg SF6 gas Cylinder | MISC.SF6CYLNDR.A002 | ZSPR_ACT | ZSPR | NOS | 1 | 55622.08 | INR
5000 | Western Zone, Burla | 5200 | EHT (O&M) Circle, Burla | 5203 | EHT (O&M) Division, Jharsuguda | W233 | 132/33/11 kV T/L S/S S/D Brajarajnagar | 3000001072 | 26KG SF6 EMPTY GAS CYLINDER | MISC.SF6CYLNDR.B003 | ZSPR_ACT | ZSPR | NOS | 1 | 1 | INR
5000 | Western Zone, Burla | 5200 | EHT (O&M) Circle, Burla | 5203 | EHT (O&M) Division, Jharsuguda | W233 | 132/33/11 kV T/L S/S S/D Brajarajnagar | 3000001078 | SILICAGEL USEFUL FOR Tfr | MISC.SILICAGEL.A001 | ZSPR_ACT | ZSPR | KG | 45 | 7008.75 | INR
5000 | Western Zone, Burla | 5200 | EHT (O&M) Circle, Burla | 5203 | EHT (O&M) Division, Jharsuguda | W237 | 220/132/33 kV S/S S/D Budhipadar | 3000001094 | NEW EHV GRADE Napthelin based Tfr OIL | MISC.TFROIL.A001 | ZSPR_ACT | ZSPR | L | 3150 | 269505.26 | INR
5000 | Western Zone, Burla | 5200 | EHT (O&M) Circle, Burla | 5203 | EHT (O&M) Division, Jharsuguda | W232 | 132_G Jharsguda | 3000001101 | WATER FILTER-CUM-PURIFIER | MISC.W.FILTER.A001 | ZSPR_ACT | ZSPR | NOS | 1 | 8990 | INR
5000 | Western Zone, Burla | 5200 | EHT (O&M) Circle, Burla | 5203 | EHT (O&M) Division, Jharsuguda | W234 | 132/33 kV T/L S/S S/D Kuchinda | 3000001111 | 0 TO 600AMP AMMETER | MTR.AMMETER.A.A006 | ZSPR_US | ZSPR | NOS | 1 | 0.1 | INR
5000 | Western Zone, Burla | 5200 | EHT (O&M) Circle, Burla | 5203 | EHT (O&M) Division, Jharsuguda | W234 | 132/33 kV T/L S/S S/D Kuchinda | 3000001113 | DC Ammeter 200-0-200 A | MTR.AMMETER.A.A009 | ZSPR_US | ZSPR | NOS | 1 | 0.1 | INR
5000 | Western Zone, Burla | 5200 | EHT (O&M) Circle, Burla | 5203 | EHT (O&M) Division, Jharsuguda | W237 | 220/132/33 kV S/S S/D Budhipadar | 3000001120 | APEX METERING PANEL | MTR.APEXPNL.A001 | ZSPR_ACT | ZSPR | NOS | 9 | 858531.42 | INR
5000 | Western Zone, Burla | 5200 | EHT (O&M) Circle, Burla | 5203 | EHT (O&M) Division, Jharsuguda | W233 | 132/33/11 kV T/L S/S S/D Brajarajnagar | 3000001132 | THREE PHASE ANALOG MVAR METER | MTR.MVARMETER.A.A003 | ZSPR_ACT | ZSPR | NOS | 4 | 1600 | INR
5000 | Western Zone, Burla | 5200 | EHT (O&M) Circle, Burla | 5203 | EHT (O&M) Division, Jharsuguda | W234 | 132/33 kV T/L S/S S/D Kuchinda | 3000001144 | 0-500 V AC VOLT METER | MTR.VOLTMETER.A.A003 | ZSPR_US | ZSPR | NOS | 2 | 0.1 | INR
5000 | Western Zone, Burla | 5200 | EHT (O&M) Circle, Burla | 5203 | EHT (O&M) Division, Jharsuguda | W234 | 132/33 kV T/L S/S S/D Kuchinda | 3000001146 | DC Voltmeter -300-0-300 V | MTR.VOLTMETER.A.A005 | ZSPR_US | ZSPR | NOS | 1 | 0.1 | INR
5000 | Western Zone, Burla | 5200 | EHT (O&M) Circle, Burla | 5203 | EHT (O&M) Division, Jharsuguda | W239 | 220/33 kV S/S S/D Lephripada | 3000001154 | NUTS AND BOLTS | NBW.ASRT.GINB.A001 | ZSPR_ACT | ZSPR | KG | 300 | 29619.12 | INR
5000 | Western Zone, Burla | 5200 | EHT (O&M) Circle, Burla | 5203 | EHT (O&M) Division, Jharsuguda | WL33 | 132/33/11 kV T/L S/S S/D Brajarajnagar _ | 3000001154 | NUTS AND BOLTS | NBW.ASRT.GINB.A001 | ZSPR_ACT | ZSPR | KG | 5989 | 591296.32 | INR
5000 | Western Zone, Burla | 5200 | EHT (O&M) Circle, Burla | 5203 | EHT (O&M) Division, Jharsuguda | W238 | 220/132 kV Line S/D Budhipadar | 3000001154 | NUTS AND BOLTS | NBW.ASRT.GINB.A001 | ZSPR_SCRAP | ZSPR | KG | 138.4 | 12063.38 | INR
5000 | Western Zone, Burla | 5200 | EHT (O&M) Circle, Burla | 5203 | EHT (O&M) Division, Jharsuguda | W235 | 132/33 kV Grid S/S S/D Lakhanpur | 3000001154 | NUTS AND BOLTS | NBW.ASRT.GINB.A001 | ZSPR_ACT | ZSPR | KG | 345.077 | 34069.59 | INR
5000 | Western Zone, Burla | 5200 | EHT (O&M) Circle, Burla | 5203 | EHT (O&M) Division, Jharsuguda | W238 | 220/132 kV Line S/D Budhipadar | 3000001154 | NUTS AND BOLTS | NBW.ASRT.GINB.A001 | ZSPR_ACT | ZSPR | KG | 14051.057 | 1387266.38 | INR
5000 | Western Zone, Burla | 5200 | EHT (O&M) Circle, Burla | 5203 | EHT (O&M) Division, Jharsuguda | W237 | 220/132/33 kV S/S S/D Budhipadar | 3000001172 | 25 X 750 ONE END THREAD FNB | NBW.FDN.NB.C002 | ZSPR_ACT | ZSPR | NOS | 120 | 75600 | INR
5000 | Western Zone, Burla | 5200 | EHT (O&M) Circle, Burla | 5203 | EHT (O&M) Division, Jharsuguda | W238 | 220/132 kV Line S/D Budhipadar | 3000001182 | 16 X 35 MM GI HALF THREAD NUT & BOLT | NBW.GINB.A006 | ZSPR_ACT | ZSPR | KG | 21.32 | 1853.13 | INR
5000 | Western Zone, Burla | 5200 | EHT (O&M) Circle, Burla | 5203 | EHT (O&M) Division, Jharsuguda | W238 | 220/132 kV Line S/D Budhipadar | 3000001183 | 16 X 40 MM GI HALF THREAD NUT & BOLT | NBW.GINB.A007 | ZSPR_ACT | ZSPR | KG | 203.8 | 17763.21 | INR
5000 | Western Zone, Burla | 5200 | EHT (O&M) Circle, Burla | 5203 | EHT (O&M) Division, Jharsuguda | W238 | 220/132 kV Line S/D Budhipadar | 3000001185 | 16X50MM GI HALF THREAD NUT & BOLT | NBW.GINB.A009 | ZSPR_ACT | ZSPR | KG | 13.14 | 1145.28 | INR
5000 | Western Zone, Burla | 5200 | EHT (O&M) Circle, Burla | 5203 | EHT (O&M) Division, Jharsuguda | W238 | 220/132 kV Line S/D Budhipadar | 3000001202 | 75x16mm GI Nut Bolts with Washer | NBW.GINB.A029 | ZSPR_ACT | ZSPR | KG | 11 | 958.76 | INR
5000 | Western Zone, Burla | 5200 | EHT (O&M) Circle, Burla | 5203 | EHT (O&M) Division, Jharsuguda | W238 | 220/132 kV Line S/D Budhipadar | 3000001247 | 16 X 8MM THICK PACK / FLAT GI WASHER | NBW.GIWSR.A017 | ZSPR_ACT | ZSPR | KG | 46.2 | 4026.79 | INR
5000 | Western Zone, Burla | 5200 | EHT (O&M) Circle, Burla | 5203 | EHT (O&M) Division, Jharsuguda | W238 | 220/132 kV Line S/D Budhipadar | 3000001248 | 16 X 10MM THICK PACK / FLAT GI WASHER | NBW.GIWSR.A018 | ZSPR_ACT | ZSPR | KG | 18.5 | 1487.59 | INR
5000 | Western Zone, Burla | 5200 | EHT (O&M) Circle, Burla | 5203 | EHT (O&M) Division, Jharsuguda | W238 | 220/132 kV Line S/D Budhipadar | 3000001249 | 16 X 12MM THICK PACK / FLAT GI WASHER | NBW.GIWSR.A019 | ZSPR_ACT | ZSPR | KG | 24 | 1891.68 | INR
5000 | Western Zone, Burla | 5200 | EHT (O&M) Circle, Burla | 5203 | EHT (O&M) Division, Jharsuguda | W238 | 220/132 kV Line S/D Budhipadar | 3000001250 | 16 X 16MM THICK PACK / FLAT GI WASHER | NBW.GIWSR.A020 | ZSPR_ACT | ZSPR | KG | 19.8 | 1446.59 | INR
5000 | Western Zone, Burla | 5200 | EHT (O&M) Circle, Burla | 5203 | EHT (O&M) Division, Jharsuguda | W238 | 220/132 kV Line S/D Budhipadar | 3000001258 | GI SPRING WASHER 16X3 MM | NBW.GIWSR.B003 | ZSPR_ACT | ZSPR | KG | 11.1 | 532.25 | INR
5000 | Western Zone, Burla | 5200 | EHT (O&M) Circle, Burla | 5203 | EHT (O&M) Division, Jharsuguda | W237 | 220/132/33 kV S/S S/D Budhipadar | 3000001263 | Different size HDG Nut bolt | NBW.HTNB.A002 | ZSPR_ACT | ZSPR | KG | 947.8 | 121090.93 | INR
5000 | Western Zone, Burla | 5200 | EHT (O&M) Circle, Burla | 5203 | EHT (O&M) Division, Jharsuguda | W238 | 220/132 kV Line S/D Budhipadar | 3000001266 | 16 X 30MM HT HT NUT & BOLT | NBW.HTNB.A005 | ZSPR_ACT | ZSPR | KG | 23.87 | 1718.64 | INR
5000 | Western Zone, Burla | 5200 | EHT (O&M) Circle, Burla | 5203 | EHT (O&M) Division, Jharsuguda | W237 | 220/132/33 kV S/S S/D Budhipadar | 3000001268 | Antitheft Nuts and bolts of 16x45 mm | NBW.MSNB.A010 | ZSPR_ACT | ZSPR | KG | 95 | 8740 | INR
5000 | Western Zone, Burla | 5200 | EHT (O&M) Circle, Burla | 5203 | EHT (O&M) Division, Jharsuguda | W237 | 220/132/33 kV S/S S/D Budhipadar | 3000001305 | Outdoor kiosk for Station Transformer | PNL.KIOSK.A001 | ZSPR_ACT | ZSPR | NOS | 2 | 495600 | INR
5000 | Western Zone, Burla | 5200 | EHT (O&M) Circle, Burla | 5203 | EHT (O&M) Division, Jharsuguda | W235 | 132/33 kV Grid S/S S/D Lakhanpur | 3000001326 | 24 WINDOW FACIA ANNUNCIATOR RELAY | RLAY.ANCITOR.A002 | ZSPR_ACT | ZSPR | NOS | 1 | 77377.03 | INR
5000 | Western Zone, Burla | 5200 | EHT (O&M) Circle, Burla | 5203 | EHT (O&M) Division, Jharsuguda | W237 | 220/132/33 kV S/S S/D Budhipadar | 3000001326 | 24 WINDOW FACIA ANNUNCIATOR RELAY | RLAY.ANCITOR.A002 | ZSPR_ACT | ZSPR | NOS | 1 | 77377.02 | INR
5000 | Western Zone, Burla | 5200 | EHT (O&M) Circle, Burla | 5203 | EHT (O&M) Division, Jharsuguda | W235 | 132/33 kV Grid S/S S/D Lakhanpur | 3000001328 | 16 Window Annunciation fascia | RLAY.ANCITOR.A004 | ZSPR_ACT | ZSPR | NOS | 1 | 137182.74 | INR
5000 | Western Zone, Burla | 5200 | EHT (O&M) Circle, Burla | 5203 | EHT (O&M) Division, Jharsuguda | W234 | 132/33 kV T/L S/S S/D Kuchinda | 3000001330 | AXU RELAY FOR ALARM AND TRIP | RLAY.AUX.A002 | ZSPR_US | ZSPR | NOS | 1 | 0.1 | INR
5000 | Western Zone, Burla | 5200 | EHT (O&M) Circle, Burla | 5203 | EHT (O&M) Division, Jharsuguda | W235 | 132/33 kV Grid S/S S/D Lakhanpur | 3000001333 | Auxiliary relay | RLAY.AUX.A023 | ZSPR_ACT | ZSPR | NOS | 2 | 274795.28 | INR
5000 | Western Zone, Burla | 5200 | EHT (O&M) Circle, Burla | 5203 | EHT (O&M) Division, Jharsuguda | W234 | 132/33 kV T/L S/S S/D Kuchinda | 3000001333 | Auxiliary relay | RLAY.AUX.A023 | ZSPR_US | ZSPR | NOS | 6 | 0.1 | INR
5000 | Western Zone, Burla | 5200 | EHT (O&M) Circle, Burla | 5203 | EHT (O&M) Division, Jharsuguda | W235 | 132/33 kV Grid S/S S/D Lakhanpur | 3000001350 | Distance Protection Relay | RLAY.DP.B003 | ZSPR_ACT | ZSPR | NOS | 1 | 246570.19 | INR
5000 | Western Zone, Burla | 5200 | EHT (O&M) Circle, Burla | 5203 | EHT (O&M) Division, Jharsuguda | W233 | 132/33/11 kV T/L S/S S/D Brajarajnagar | 3000001350 | Distance Protection Relay | RLAY.DP.B003 | ZSPR_ACT | ZSPR | NOS | 1 | 246570.18 | INR
5000 | Western Zone, Burla | 5200 | EHT (O&M) Circle, Burla | 5203 | EHT (O&M) Division, Jharsuguda | W234 | 132/33 kV T/L S/S S/D Kuchinda | 3000001351 | Numerical Feeder Management Relay | RLAY.DP.C001 | ZSPR_US | ZSPR | NOS | 1 | 0.1 | INR
5000 | Western Zone, Burla | 5200 | EHT (O&M) Circle, Burla | 5203 | EHT (O&M) Division, Jharsuguda | W237 | 220/132/33 kV S/S S/D Budhipadar | 3000001352 | Distance Protection Relay(Cat-A) | RLAY.DP.C003 | ZSPR_ACT | ZSPR | NOS | 2 | 232224 | INR
5000 | Western Zone, Burla | 5200 | EHT (O&M) Circle, Burla | 5203 | EHT (O&M) Division, Jharsuguda | W234 | 132/33 kV T/L S/S S/D Kuchinda | 3000001375 | Instantaneous High Set O/C relay | RLAY.INS.A001 | ZSPR_US | ZSPR | NOS | 1 | 0.1 | INR
5000 | Western Zone, Burla | 5200 | EHT (O&M) Circle, Burla | 5203 | EHT (O&M) Division, Jharsuguda | W234 | 132/33 kV T/L S/S S/D Kuchinda | 3000001385 | ELECTROMAGNETIC MASTER TRIP RELAY | RLAY.MTRIP.A001 | ZSPR_US | ZSPR | NOS | 4 | 7500.1 | INR
5000 | Western Zone, Burla | 5200 | EHT (O&M) Circle, Burla | 5203 | EHT (O&M) Division, Jharsuguda | W235 | 132/33 kV Grid S/S S/D Lakhanpur | 3000001389 | Master trip relay Numerical | RLAY.MTRIP.A006 | ZSPR_ACT | ZSPR | NOS | 4 | 333426.24 | INR
5000 | Western Zone, Burla | 5200 | EHT (O&M) Circle, Burla | 5203 | EHT (O&M) Division, Jharsuguda | W234 | 132/33 kV T/L S/S S/D Kuchinda | 3000001401 | Num Backup Relay | RLAY.NUMBACKUP.A002 | ZSPR_US | ZSPR | NOS | 1 | 0.1 | INR
5000 | Western Zone, Burla | 5200 | EHT (O&M) Circle, Burla | 5203 | EHT (O&M) Division, Jharsuguda | W235 | 132/33 kV Grid S/S S/D Lakhanpur | 3000001401 | Num Backup Relay | RLAY.NUMBACKUP.A002 | ZSPR_ACT | ZSPR | NOS | 1 | 127204.74 | INR
5000 | Western Zone, Burla | 5200 | EHT (O&M) Circle, Burla | 5203 | EHT (O&M) Division, Jharsuguda | W237 | 220/132/33 kV S/S S/D Budhipadar | 3000001404 | Numerical Back up Relay | RLAY.NUMBACKUP.B002 | ZSPR_ACT | ZSPR | NOS | 2 | 149245.02 | INR
5000 | Western Zone, Burla | 5200 | EHT (O&M) Circle, Burla | 5203 | EHT (O&M) Division, Jharsuguda | W234 | 132/33 kV T/L S/S S/D Kuchinda | 3000001411 | Instantaneous Over Voltage Relay | RLAY.OVERVOLT.A001 | ZSPR_US | ZSPR | NOS | 1 | 0.1 | INR
5000 | Western Zone, Burla | 5200 | EHT (O&M) Circle, Burla | 5203 | EHT (O&M) Division, Jharsuguda | W234 | 132/33 kV T/L S/S S/D Kuchinda | 3000001425 | Instantaneous Under voltage relay 220V | RLAY.UNDRVOLT.A002 | ZSPR_US | ZSPR | NOS | 1 | 0.1 | INR
5000 | Western Zone, Burla | 5200 | EHT (O&M) Circle, Burla | 5203 | EHT (O&M) Division, Jharsuguda | W234 | 132/33 kV T/L S/S S/D Kuchinda | 3000001426 | Instantaneous Under Voltage Relay | RLAY.UNDRVOLT.A003 | ZSPR_US | ZSPR | NOS | 1 | 0.1 | INR
5000 | Western Zone, Burla | 5200 | EHT (O&M) Circle, Burla | 5203 | EHT (O&M) Division, Jharsuguda | W237 | 220/132/33 kV S/S S/D Budhipadar | 3000001494 | Container Exide Battery,YKP-25,300 AH | SPR.BAT.EXDE.A020 | ZSPR_ACT | ZSPR | NOS | 3 | 900 | INR
5000 | Western Zone, Burla | 5200 | EHT (O&M) Circle, Burla | 5203 | EHT (O&M) Division, Jharsuguda | W235 | 132/33 kV Grid S/S S/D Lakhanpur | 3000001502 | Discrepancy Control switch Circuit (CB) | SPR.BKR.MISC.A001 | ZSPR_ACT | ZSPR | NOS | 4 | 123284.84 | INR
5000 | Western Zone, Burla | 5200 | EHT (O&M) Circle, Burla | 5203 | EHT (O&M) Division, Jharsuguda | W235 | 132/33 kV Grid S/S S/D Lakhanpur | 3000001503 | CLOSING COIL of 145kV SF6 CB | SPR.BKR132.C001 | ZSPR_ACT | ZSPR | NOS | 4 | 7397.08 | INR
5000 | Western Zone, Burla | 5200 | EHT (O&M) Circle, Burla | 5203 | EHT (O&M) Division, Jharsuguda | W235 | 132/33 kV Grid S/S S/D Lakhanpur | 3000001504 | Tripping coil of 145kV SF6 CB | SPR.BKR132.C002 | ZSPR_ACT | ZSPR | NOS | 3 | 5547.81 | INR
5000 | Western Zone, Burla | 5200 | EHT (O&M) Circle, Burla | 5203 | EHT (O&M) Division, Jharsuguda | W235 | 132/33 kV Grid S/S S/D Lakhanpur | 3000001505 | Density Monitor of 145kV SF6 CB | SPR.BKR132.C003 | ZSPR_ACT | ZSPR | NOS | 1 | 24656.97 | INR
5000 | Western Zone, Burla | 5200 | EHT (O&M) Circle, Burla | 5203 | EHT (O&M) Division, Jharsuguda | W235 | 132/33 kV Grid S/S S/D Lakhanpur | 3000001523 | One Pole assembly of 132KV SF6 CB | SPR.BKR132ABB.D021 | ZSPR_ACT | ZSPR | NOS | 1 | 209584.23 | INR
5000 | Western Zone, Burla | 5200 | EHT (O&M) Circle, Burla | 5203 | EHT (O&M) Division, Jharsuguda | W235 | 132/33 kV Grid S/S S/D Lakhanpur | 3000001527 | GASKET & O-RING SEAL 132KV ABB SF6 CB | SPR.BKR132ABB.D028 | ZSPR_ACT | ZSPR | NOS | 1 | 30821.21 | INR
5000 | Western Zone, Burla | 5200 | EHT (O&M) Circle, Burla | 5203 | EHT (O&M) Division, Jharsuguda | W235 | 132/33 kV Grid S/S S/D Lakhanpur | 3000001528 | SF6 GAS FILLING DEVICE 132KV ASTM SF6 CB | SPR.BKR132ASTM.D001 | ZSPR_ACT | ZSPR | NOS | 1 | 18492.73 | INR
5000 | Western Zone, Burla | 5200 | EHT (O&M) Circle, Burla | 5203 | EHT (O&M) Division, Jharsuguda | W232 | 132_G Jharsguda | 3000001556 | CLOSING COIL 132KV SF6 BHEL BREAKER | SPR.BKR132BHEL.D016 | ZSPR_ACT | ZSPR | NOS | 4 | 4225.74 | INR
5000 | Western Zone, Burla | 5200 | EHT (O&M) Circle, Burla | 5203 | EHT (O&M) Division, Jharsuguda | W237 | 220/132/33 kV S/S S/D Budhipadar | 3000001567 | CLOSING COIL FOR 132KV CGL MAKE SF6 CB | SPR.BKR132CGL.D005 | ZSPR_ACT | ZSPR | NOS | 2 | 2106.8 | INR
5000 | Western Zone, Burla | 5200 | EHT (O&M) Circle, Burla | 5203 | EHT (O&M) Division, Jharsuguda | W234 | 132/33 kV T/L S/S S/D Kuchinda | 3000001568 | TRIPPING/CLOSING COIL 132KV CGL SF6 CB | SPR.BKR132CGL.D006 | ZSPR_FREE | ZSPR | NOS | 6 | 0 | INR
5000 | Western Zone, Burla | 5200 | EHT (O&M) Circle, Burla | 5203 | EHT (O&M) Division, Jharsuguda | W235 | 132/33 kV Grid S/S S/D Lakhanpur | 3000001573 | CONTACTORS,RELAYS,MCBof 132KV CGL SF6 CB | SPR.BKR132CGL.D011 | ZSPR_ACT | ZSPR | NOS | 1 | 36985.46 | INR
5000 | Western Zone, Burla | 5200 | EHT (O&M) Circle, Burla | 5203 | EHT (O&M) Division, Jharsuguda | W234 | 132/33 kV T/L S/S S/D Kuchinda | 3000001583 | NON RETURN VALVE 132KV CGL MAKE SF6 CB | SPR.BKR132CGL.D022 | ZSPR_ACT | ZSPR | NOS | 2 | 1670 | INR
5000 | Western Zone, Burla | 5200 | EHT (O&M) Circle, Burla | 5203 | EHT (O&M) Division, Jharsuguda | W234 | 132/33 kV T/L S/S S/D Kuchinda | 3000001584 | Single pole limb set of 132KV CGL SF6 CB | SPR.BKR132CGL.D023 | ZSPR_ACT | ZSPR | NOS | 1 | 162115 | INR
5000 | Western Zone, Burla | 5200 | EHT (O&M) Circle, Burla | 5203 | EHT (O&M) Division, Jharsuguda | W234 | 132/33 kV T/L S/S S/D Kuchinda | 3000001593 | CLOSE COIL ASSEMBLY 132KV CGL SF6 | SPR.BKR132CGL.D034 | ZSPR_FREE | ZSPR | NOS | 6 | 0 | INR
5000 | Western Zone, Burla | 5200 | EHT (O&M) Circle, Burla | 5203 | EHT (O&M) Division, Jharsuguda | W234 | 132/33 kV T/L S/S S/D Kuchinda | 3000001599 | GAS DENSITY SWITCH 132KV CGL SF6 | SPR.BKR132CGL.D041 | ZSPR_FREE | ZSPR | NOS | 2 | 0 | INR
5000 | Western Zone, Burla | 5200 | EHT (O&M) Circle, Burla | 5203 | EHT (O&M) Division, Jharsuguda | W237 | 220/132/33 kV S/S S/D Budhipadar | 3000001601 | TRIP COIL OF 132KV SF6 CGL | SPR.BKR132CGL.D044 | ZSPR_ACT | ZSPR | NOS | 4 | 4213.56 | INR
5000 | Western Zone, Burla | 5200 | EHT (O&M) Circle, Burla | 5203 | EHT (O&M) Division, Jharsuguda | W234 | 132/33 kV T/L S/S S/D Kuchinda | 3000001606 | GAS PRESSURE GAUGE 132KV SF6 CGL | SPR.BKR132CGL.D049 | ZSPR_FREE | ZSPR | NOS | 2 | 0 | INR
5000 | Western Zone, Burla | 5200 | EHT (O&M) Circle, Burla | 5203 | EHT (O&M) Division, Jharsuguda | W234 | 132/33 kV T/L S/S S/D Kuchinda | 3000001607 | COUNTER FOR 132 KV SF6 CGL BREAKER | SPR.BKR132CGL.D050 | ZSPR_FREE | ZSPR | NOS | 2 | 0 | INR
5000 | Western Zone, Burla | 5200 | EHT (O&M) Circle, Burla | 5203 | EHT (O&M) Division, Jharsuguda | W234 | 132/33 kV T/L S/S S/D Kuchinda | 3000001612 | F & M joint 132KV CGL make SF6 BREAKER | SPR.BKR132CGL.D055 | ZSPR_FREE | ZSPR | NOS | 4 | 0 | INR
5000 | Western Zone, Burla | 5200 | EHT (O&M) Circle, Burla | 5203 | EHT (O&M) Division, Jharsuguda | W234 | 132/33 kV T/L S/S S/D Kuchinda | 3000001613 | L/R 4pole switch for 132KV SF6 BREAKER | SPR.BKR132CGL.D056 | ZSPR_FREE | ZSPR | NOS | 2 | 0 | INR
5000 | Western Zone, Burla | 5200 | EHT (O&M) Circle, Burla | 5203 | EHT (O&M) Division, Jharsuguda | W234 | 132/33 kV T/L S/S S/D Kuchinda | 3000001614 | TRIPPING/CLOSING ASSEMBLY 132KV CGL SF6 | SPR.BKR132CGL.D057 | ZSPR_FREE | ZSPR | NOS | 4 | 0 | INR
5000 | Western Zone, Burla | 5200 | EHT (O&M) Circle, Burla | 5203 | EHT (O&M) Division, Jharsuguda | W234 | 132/33 kV T/L S/S S/D Kuchinda | 3000001615 | TNC SWITCH FOR 132KV CGL MAKE SF6 CB | SPR.BKR132CGL.D058 | ZSPR_FREE | ZSPR | NOS | 2 | 0 | INR
5000 | Western Zone, Burla | 5200 | EHT (O&M) Circle, Burla | 5203 | EHT (O&M) Division, Jharsuguda | W237 | 220/132/33 kV S/S S/D Budhipadar | 3000001624 | GAS FILLING DEVICE 132KV CGL SF6 CB | SPR.BKR132CGL.D087 | ZSPR_ACT | ZSPR | NOS | 2 | 8139.8 | INR
5000 | Western Zone, Burla | 5200 | EHT (O&M) Circle, Burla | 5203 | EHT (O&M) Division, Jharsuguda | W237 | 220/132/33 kV S/S S/D Budhipadar | 3000001627 | Spring charging Motor 132KV SF6 CGL | SPR.BKR132CGL.D090 | ZSPR_ACT | ZSPR | NOS | 5 | 28212.4 | INR
5000 | Western Zone, Burla | 5200 | EHT (O&M) Circle, Burla | 5203 | EHT (O&M) Division, Jharsuguda | W234 | 132/33 kV T/L S/S S/D Kuchinda | 3000001629 | Closing Trigger 132KV CGL make SF6 CB | SPR.BKR132CGL.D092 | ZSPR_FREE | ZSPR | NOS | 4 | 0 | INR
5000 | Western Zone, Burla | 5200 | EHT (O&M) Circle, Burla | 5203 | EHT (O&M) Division, Jharsuguda | W234 | 132/33 kV T/L S/S S/D Kuchinda | 3000001638 | LIMIT SWITCH FOR 132KV CGL MAKE SF6 CB | SPR.BKR132CGL.D106 | ZSPR_FREE | ZSPR | NOS | 1 | 0 | INR
5000 | Western Zone, Burla | 5200 | EHT (O&M) Circle, Burla | 5203 | EHT (O&M) Division, Jharsuguda | W234 | 132/33 kV T/L S/S S/D Kuchinda | 3000001639 | CU CONNECTOR PIPE LINE 132KV CGL SF6 CB | SPR.BKR132CGL.D107 | ZSPR_FREE | ZSPR | NOS | 2 | 0 | INR
5000 | Western Zone, Burla | 5200 | EHT (O&M) Circle, Burla | 5203 | EHT (O&M) Division, Jharsuguda | W234 | 132/33 kV T/L S/S S/D Kuchinda | 3000001640 | Threaded dilo for 132KV CGL make SF6 CB | SPR.BKR132CGL.D108 | ZSPR_FREE | ZSPR | NOS | 2 | 0 | INR
5000 | Western Zone, Burla | 5200 | EHT (O&M) Circle, Burla | 5203 | EHT (O&M) Division, Jharsuguda | W234 | 132/33 kV T/L S/S S/D Kuchinda | 3000001645 | Auxillary switch 132KV CGL SF6 CB | SPR.BKR132CGL.D114 | ZSPR_FREE | ZSPR | NOS | 2 | 0 | INR
5000 | Western Zone, Burla | 5200 | EHT (O&M) Circle, Burla | 5203 | EHT (O&M) Division, Jharsuguda | W234 | 132/33 kV T/L S/S S/D Kuchinda | 3000001650 | AUXILIARY CONTACT132KV SIEMENS SF6 CB | SPR.BKR132SMNS.B001 | ZSPR_FREE | ZSPR | NOS | 2 | 0 | INR
5000 | Western Zone, Burla | 5200 | EHT (O&M) Circle, Burla | 5203 | EHT (O&M) Division, Jharsuguda | W237 | 220/132/33 kV S/S S/D Budhipadar | 3000001835 | TRIPPING COIL FOR 220 KV CGL MAKE SF6 CB | SPR.BKR220CGL.D018 | ZSPR_ACT | ZSPR | NOS | 5 | 8307.65 | INR
5000 | Western Zone, Burla | 5200 | EHT (O&M) Circle, Burla | 5203 | EHT (O&M) Division, Jharsuguda | W237 | 220/132/33 kV S/S S/D Budhipadar | 3000001836 | CLOSING COIL FOR 220 KV CGL MAKE SF6 CB | SPR.BKR220CGL.D019 | ZSPR_ACT | ZSPR | NOS | 5 | 8307.65 | INR
5000 | Western Zone, Burla | 5200 | EHT (O&M) Circle, Burla | 5203 | EHT (O&M) Division, Jharsuguda | W233 | 132/33/11 kV T/L S/S S/D Brajarajnagar | 3000001878 | PROTECTION TUBE 36KV ALLIND MOCB | SPR.BKR36ALND.C023 | ZSPR_SCRAP | ZSPR | NOS | 1 | 1375 | INR
5000 | Western Zone, Burla | 5200 | EHT (O&M) Circle, Burla | 5203 | EHT (O&M) Division, Jharsuguda | W235 | 132/33 kV Grid S/S S/D Lakhanpur | 3000001929 | TRIPPING / CLOSING COIL 36KV CGL VCB | SPR.BKR36CGL.E001 | ZSPR_ACT | ZSPR | NOS | 3 | 6985.86 | INR
5000 | Western Zone, Burla | 5200 | EHT (O&M) Circle, Burla | 5203 | EHT (O&M) Division, Jharsuguda | W237 | 220/132/33 kV S/S S/D Budhipadar | 3000001929 | TRIPPING / CLOSING COIL 36KV CGL VCB | SPR.BKR36CGL.E001 | ZSPR_ACT | ZSPR | NOS | 2 | 4657.24 | INR
5000 | Western Zone, Burla | 5200 | EHT (O&M) Circle, Burla | 5203 | EHT (O&M) Division, Jharsuguda | W235 | 132/33 kV Grid S/S S/D Lakhanpur | 3000001930 | ONE POLE OF CIRCUIT 36KV CGL VCB | SPR.BKR36CGL.E002 | ZSPR_ACT | ZSPR | NOS | 1 | 98627.88 | INR
5000 | Western Zone, Burla | 5200 | EHT (O&M) Circle, Burla | 5203 | EHT (O&M) Division, Jharsuguda | W235 | 132/33 kV Grid S/S S/D Lakhanpur | 3000001931 | SET OF GASKET FOR 36KV CGL MAKE VCB | SPR.BKR36CGL.E003 | ZSPR_ACT | ZSPR | NOS | 1 | 6780.66 | INR
5000 | Western Zone, Burla | 5200 | EHT (O&M) Circle, Burla | 5203 | EHT (O&M) Division, Jharsuguda | W235 | 132/33 kV Grid S/S S/D Lakhanpur | 3000001933 | SPRING CHARGING MOTOR-C/36 36KV VCB CGL | SPR.BKR36CGL.E006 | ZSPR_ACT | ZSPR | NOS | 1 | 18492.73 | INR
5000 | Western Zone, Burla | 5200 | EHT (O&M) Circle, Burla | 5203 | EHT (O&M) Division, Jharsuguda | W235 | 132/33 kV Grid S/S S/D Lakhanpur | 3000001934 | Tripping Coil for 33 KV CGL Make VCB | SPR.BKR36CGL.E007 | ZSPR_ACT | ZSPR | NOS | 3 | 7845.88 | INR
5000 | Western Zone, Burla | 5200 | EHT (O&M) Circle, Burla | 5203 | EHT (O&M) Division, Jharsuguda | W232 | 132_G Jharsguda | 3000001956 | Tripping coil for 36KV VCB SEIL | SPR.BKR36SEIL.E002 | ZSPR_ACT | ZSPR | NOS | 3 | 4556.59 | INR
5000 | Western Zone, Burla | 5200 | EHT (O&M) Circle, Burla | 5203 | EHT (O&M) Division, Jharsuguda | W232 | 132_G Jharsguda | 3000001957 | Closing coil for 36KV VCB SEIL | SPR.BKR36SEIL.E003 | ZSPR_ACT | ZSPR | NOS | 2 | 2666 | INR
5000 | Western Zone, Burla | 5200 | EHT (O&M) Circle, Burla | 5203 | EHT (O&M) Division, Jharsuguda | W237 | 220/132/33 kV S/S S/D Budhipadar | 3000001965 | Tripping coil for 36KV Stelmec make VCB. | SPR.BKR36SL.E004 | ZSPR_ACT | ZSPR | NOS | 5 | 10520.55 | INR
5000 | Western Zone, Burla | 5200 | EHT (O&M) Circle, Burla | 5203 | EHT (O&M) Division, Jharsuguda | W237 | 220/132/33 kV S/S S/D Budhipadar | 3000001966 | Closing coil for 36KV Stelmec make VCB. | SPR.BKR36SL.E005 | ZSPR_ACT | ZSPR | NOS | 7 | 14630.2 | INR
5000 | Western Zone, Burla | 5200 | EHT (O&M) Circle, Burla | 5203 | EHT (O&M) Division, Jharsuguda | W235 | 132/33 kV Grid S/S S/D Lakhanpur | 3000001978 | PC RELAY MCB OF 36KV, 1250A,25KA, SMNS | SPR.BKR36SMNS.E008 | ZSPR_ACT | ZSPR | SET | 1 | 6780.66 | INR
5000 | Western Zone, Burla | 5200 | EHT (O&M) Circle, Burla | 5203 | EHT (O&M) Division, Jharsuguda | W234 | 132/33 kV T/L S/S S/D Kuchinda | 3000002107 | Control Card for 220 Volt DC Charger | SPR.CHRG.AMAR.A001 | ZSPR_US | ZSPR | NOS | 2 | 23400 | INR
5000 | Western Zone, Burla | 5200 | EHT (O&M) Circle, Burla | 5203 | EHT (O&M) Division, Jharsuguda | W234 | 132/33 kV T/L S/S S/D Kuchinda | 3000002151 | 220 V DC Battery Earth Fault Relay | SPR.CHRG.CLDN.A045 | ZSPR_US | ZSPR | NOS | 1 | 5150 | INR
5000 | Western Zone, Burla | 5200 | EHT (O&M) Circle, Burla | 5203 | EHT (O&M) Division, Jharsuguda | W235 | 132/33 kV Grid S/S S/D Lakhanpur | 3000002157 | AVR/ACR Card 48V BAT Charger CLRD | SPR.CHRG.CLRD.A006 | ZSPR_ACT | ZSPR | NOS | 1 | 6903.95 | INR
5000 | Western Zone, Burla | 5200 | EHT (O&M) Circle, Burla | 5203 | EHT (O&M) Division, Jharsuguda | W235 | 132/33 kV Grid S/S S/D Lakhanpur | 3000002193 | AMMETER WITH TRANSDUCER 132KV CR PANEL | SPR.CRPNL132AE.A001 | ZSPR_ACT | ZSPR | NOS | 1 | 1849.27 | INR
5000 | Western Zone, Burla | 5200 | EHT (O&M) Circle, Burla | 5203 | EHT (O&M) Division, Jharsuguda | W235 | 132/33 kV Grid S/S S/D Lakhanpur | 3000002194 | VOLTMETER WITH TRANSDUCER-132KV CRP AE | SPR.CRPNL132AE.A002 | ZSPR_ACT | ZSPR | NOS | 1 | 1849.27 | INR
5000 | Western Zone, Burla | 5200 | EHT (O&M) Circle, Burla | 5203 | EHT (O&M) Division, Jharsuguda | W235 | 132/33 kV Grid S/S S/D Lakhanpur | 3000002195 | WATTMETER WITH TRANSDUCER-132KV CRP AE | SPR.CRPNL132AE.A003 | ZSPR_ACT | ZSPR | NOS | 1 | 13814.14 | INR
5000 | Western Zone, Burla | 5200 | EHT (O&M) Circle, Burla | 5203 | EHT (O&M) Division, Jharsuguda | W234 | 132/33 kV T/L S/S S/D Kuchinda | 3000002195 | WATTMETER WITH TRANSDUCER-132KV CRP AE | SPR.CRPNL132AE.A003 | ZSPR_US | ZSPR | NOS | 1 | 0.1 | INR
5000 | Western Zone, Burla | 5200 | EHT (O&M) Circle, Burla | 5203 | EHT (O&M) Division, Jharsuguda | W235 | 132/33 kV Grid S/S S/D Lakhanpur | 3000002196 | VAR METER WITH TRANSDUCER-132KV CRP AE | SPR.CRPNL132AE.A004 | ZSPR_ACT | ZSPR | NOS | 1 | 13814.14 | INR
5000 | Western Zone, Burla | 5200 | EHT (O&M) Circle, Burla | 5203 | EHT (O&M) Division, Jharsuguda | W234 | 132/33 kV T/L S/S S/D Kuchinda | 3000002196 | VAR METER WITH TRANSDUCER-132KV CRP AE | SPR.CRPNL132AE.A004 | ZSPR_US | ZSPR | NOS | 1 | 0.1 | INR
5000 | Western Zone, Burla | 5200 | EHT (O&M) Circle, Burla | 5203 | EHT (O&M) Division, Jharsuguda | W234 | 132/33 kV T/L S/S S/D Kuchinda | 3000002206 | MW Transducer (+ 40 MW) for 132 CR Panel | SPR.CRPNL132CS.A002 | ZSPR_US | ZSPR | NOS | 1 | 0.1 | INR
5000 | Western Zone, Burla | 5200 | EHT (O&M) Circle, Burla | 5203 | EHT (O&M) Division, Jharsuguda | W234 | 132/33 kV T/L S/S S/D Kuchinda | 3000002207 | MVAR Transducer-132KV CR Panel | SPR.CRPNL132CS.A003 | ZSPR_US | ZSPR | NOS | 1 | 0.1 | INR
5000 | Western Zone, Burla | 5200 | EHT (O&M) Circle, Burla | 5203 | EHT (O&M) Division, Jharsuguda | W234 | 132/33 kV T/L S/S S/D Kuchinda | 3000002208 | MW DISPLAY (+30 MW) for 132KV CR Panel | SPR.CRPNL132CS.A005 | ZSPR_US | ZSPR | NOS | 1 | 0.1 | INR
5000 | Western Zone, Burla | 5200 | EHT (O&M) Circle, Burla | 5203 | EHT (O&M) Division, Jharsuguda | 5203 |  | 3000002209 | MW display (+40 MW) for 132KV CR Panel | SPR.CRPNL132GEPS.A001 | ZSPR_US | ZSPR | NOS | 1 | 0.1 | INR
5000 | Western Zone, Burla | 5200 | EHT (O&M) Circle, Burla | 5203 | EHT (O&M) Division, Jharsuguda | W234 | 132/33 kV T/L S/S S/D Kuchinda | 3000002210 | Amp display (150 AMP) for 132KV CR Panel | SPR.CRPNL132JVS.A001 | ZSPR_US | ZSPR | NOS | 1 | 0.1 | INR
5000 | Western Zone, Burla | 5200 | EHT (O&M) Circle, Burla | 5203 | EHT (O&M) Division, Jharsuguda | W234 | 132/33 kV T/L S/S S/D Kuchinda | 3000002211 | KV display (150 KV) for 132KV CR Panel | SPR.CRPNL132JVS.A003 | ZSPR_US | ZSPR | NOS | 1 | 0.1 | INR
5000 | Western Zone, Burla | 5200 | EHT (O&M) Circle, Burla | 5203 | EHT (O&M) Division, Jharsuguda | W234 | 132/33 kV T/L S/S S/D Kuchinda | 3000002212 | Definite time O/V Relay 48V DC | SPR.CRPNL132JVS.A004 | ZSPR_US | ZSPR | NOS | 1 | 0.1 | INR
5000 | Western Zone, Burla | 5200 | EHT (O&M) Circle, Burla | 5203 | EHT (O&M) Division, Jharsuguda | W234 | 132/33 kV T/L S/S S/D Kuchinda | 3000002213 | MVAR display(+40 MVAR) 132KV CR Panel | SPR.CRPNL132JVS.A005 | ZSPR_US | ZSPR | NOS | 1 | 0.1 | INR
5000 | Western Zone, Burla | 5200 | EHT (O&M) Circle, Burla | 5203 | EHT (O&M) Division, Jharsuguda | W239 | 220/33 kV S/S S/D Lephripada | 3000002232 | TERMINAL CONNECTOR FOR 220KV CVT / IVT S | SPR.CVT220.A001 | ZSPR_ACT | ZSPR | NOS | 13 | 20691.84 | INR
5000 | Western Zone, Burla | 5200 | EHT (O&M) Circle, Burla | 5203 | EHT (O&M) Division, Jharsuguda | W235 | 132/33 kV Grid S/S S/D Lakhanpur | 3000002279 | HINGE PINS TC TPAD 132KV ISOLATOR | SPR.ISO.132SS.A002 | ZSPR_ACT | ZSPR | NOS | 1 | 3451.98 | INR
5000 | Western Zone, Burla | 5200 | EHT (O&M) Circle, Burla | 5203 | EHT (O&M) Division, Jharsuguda | W235 | 132/33 kV Grid S/S S/D Lakhanpur | 3000002284 | Auxillary Switch Assy | SPR.ISO.33SS.A010 | ZSPR_ACT | ZSPR | NOS | 1 | 1232.85 | INR
5000 | Western Zone, Burla | 5200 | EHT (O&M) Circle, Burla | 5203 | EHT (O&M) Division, Jharsuguda | W235 | 132/33 kV Grid S/S S/D Lakhanpur | 3000002285 | Limit switch of Isolator M. box | SPR.ISO.33SS.A011 | ZSPR_ACT | ZSPR | NOS | 2 | 1578.06 | INR
5000 | Western Zone, Burla | 5200 | EHT (O&M) Circle, Burla | 5203 | EHT (O&M) Division, Jharsuguda | W235 | 132/33 kV Grid S/S S/D Lakhanpur | 3000002287 | RPC,switch fuse for 132KV Isolator | SPR.ISO.MISC.A002 | ZSPR_ACT | ZSPR | NOS | 1 | 6780.66 | INR
5000 | Western Zone, Burla | 5200 | EHT (O&M) Circle, Burla | 5203 | EHT (O&M) Division, Jharsuguda | W235 | 132/33 kV Grid S/S S/D Lakhanpur | 3000002288 | Support one pole of 132KV Isolator | SPR.ISO.MISC.A003 | ZSPR_ACT | ZSPR | NOS | 1 | 29588.36 | INR
5000 | Western Zone, Burla | 5200 | EHT (O&M) Circle, Burla | 5203 | EHT (O&M) Division, Jharsuguda | W234 | 132/33 kV T/L S/S S/D Kuchinda | 3000002319 | 132KV SI Base Channel of GRP Isolator | SPR.ISO132GRP.A001 | ZSPR_ACT | ZSPR | NOS | 1 | 5300 | INR
5000 | Western Zone, Burla | 5200 | EHT (O&M) Circle, Burla | 5203 | EHT (O&M) Division, Jharsuguda | W234 | 132/33 kV T/L S/S S/D Kuchinda | 3000002320 | 132KV SI Down Pipe of GR Power Isolator | SPR.ISO132GRP.A002 | ZSPR_ACT | ZSPR | NOS | 6 | 1200 | INR
5000 | Western Zone, Burla | 5200 | EHT (O&M) Circle, Burla | 5203 | EHT (O&M) Division, Jharsuguda | W234 | 132/33 kV T/L S/S S/D Kuchinda | 3000002323 | 132KV DI Base Channel of GRP Isolator | SPR.ISO132GRP.A005 | ZSPR_ACT | ZSPR | NOS | 1 | 6800 | INR
5000 | Western Zone, Burla | 5200 | EHT (O&M) Circle, Burla | 5203 | EHT (O&M) Division, Jharsuguda | W234 | 132/33 kV T/L S/S S/D Kuchinda | 3000002326 | 132KV DI Female ContaCTof GRP Isolator | SPR.ISO132GRP.A008 | ZSPR_ACT | ZSPR | NOS | 1 | 700 | INR
5000 | Western Zone, Burla | 5200 | EHT (O&M) Circle, Burla | 5203 | EHT (O&M) Division, Jharsuguda | W234 | 132/33 kV T/L S/S S/D Kuchinda | 3000002328 | 132KV DI Gear box assembly of GRP | SPR.ISO132GRP.A010 | ZSPR_ACT | ZSPR | NOS | 1 | 3000 | INR
5000 | Western Zone, Burla | 5200 | EHT (O&M) Circle, Burla | 5203 | EHT (O&M) Division, Jharsuguda | W235 | 132/33 kV Grid S/S S/D Lakhanpur | 3000002347 | LIMIT SWITCH FOR 132 KV ISOLATOR | SPR.ISO132SMNS.A001 | ZSPR_ACT | ZSPR | NOS | 2 | 1421.37 | INR
5000 | Western Zone, Burla | 5200 | EHT (O&M) Circle, Burla | 5203 | EHT (O&M) Division, Jharsuguda | W235 | 132/33 kV Grid S/S S/D Lakhanpur | 3000002350 | MALE&FEMALE CONTACT OF ISOLATOR | SPR.ISO132SMNS.A005 | ZSPR_ACT | ZSPR | NOS | 1 | 17876.3 | INR
5000 | Western Zone, Burla | 5200 | EHT (O&M) Circle, Burla | 5203 | EHT (O&M) Division, Jharsuguda | W234 | 132/33 kV T/L S/S S/D Kuchinda | 3000002354 | FEMALE CONTACT(FXD) 132KV SS ISOLATOR | SPR.ISO132SS.A001 | ZSPR_ACT | ZSPR | NOS | 4 | 2000 | INR
5000 | Western Zone, Burla | 5200 | EHT (O&M) Circle, Burla | 5203 | EHT (O&M) Division, Jharsuguda | W234 | 132/33 kV T/L S/S S/D Kuchinda | 3000002369 | MECHANISM BOX 132KV SS ISOLATOR | SPR.ISO132SS.A017 | ZSPR_ACT | ZSPR | NOS | 4 | 151484 | INR
5000 | Western Zone, Burla | 5200 | EHT (O&M) Circle, Burla | 5203 | EHT (O&M) Division, Jharsuguda | W234 | 132/33 kV T/L S/S S/D Kuchinda | 3000002377 | EARTHING ROD & BLADE 132KV ISOLATOR | SPR.ISO132SS.A027 | ZSPR_ACT | ZSPR | NOS | 1 | 950 | INR
5000 | Western Zone, Burla | 5200 | EHT (O&M) Circle, Burla | 5203 | EHT (O&M) Division, Jharsuguda | W235 | 132/33 kV Grid S/S S/D Lakhanpur | 3000002378 | MOTOR WITH GEAR ASSEMBLY 132KV ISOLATOR | SPR.ISO132SS.A029 | ZSPR_ACT | ZSPR | NOS | 1 | 16766.74 | INR
5000 | Western Zone, Burla | 5200 | EHT (O&M) Circle, Burla | 5203 | EHT (O&M) Division, Jharsuguda | W235 | 132/33 kV Grid S/S S/D Lakhanpur | 3000002380 | AUX SWITCH ASSEMBLY OF 132KV ISOLATOR | SPR.ISO132SS.A031 | ZSPR_ACT | ZSPR | NOS | 1 | 1232.85 | INR
5000 | Western Zone, Burla | 5200 | EHT (O&M) Circle, Burla | 5203 | EHT (O&M) Division, Jharsuguda | W234 | 132/33 kV T/L S/S S/D Kuchinda | 3000002388 | Moving contaCT 132KV SS MAKE ISOLATOR | SPR.ISO132SS.A046 | ZSPR_ACT | ZSPR | NOS | 3 | 465 | INR
5000 | Western Zone, Burla | 5200 | EHT (O&M) Circle, Burla | 5203 | EHT (O&M) Division, Jharsuguda | W234 | 132/33 kV T/L S/S S/D Kuchinda | 3000002390 | Rotary switch 132KV SS ISOLATOR | SPR.ISO132SS.A048 | ZSPR_ACT | ZSPR | NOS | 1 | 400 | INR
5000 | Western Zone, Burla | 5200 | EHT (O&M) Circle, Burla | 5203 | EHT (O&M) Division, Jharsuguda | W234 | 132/33 kV T/L S/S S/D Kuchinda | 3000002424 | Caster Interluck Key | SPR.ISO220GRP.A015 | ZSPR_ACT | ZSPR | NOS | 2 | 150 | INR
5000 | Western Zone, Burla | 5200 | EHT (O&M) Circle, Burla | 5203 | EHT (O&M) Division, Jharsuguda | W234 | 132/33 kV T/L S/S S/D Kuchinda | 3000002454 | 33KV SI Base Channel of GRP Isolator | SPR.ISO33GRP.A001 | ZSPR_ACT | ZSPR | NOS | 1 | 58993 | INR
5000 | Western Zone, Burla | 5200 | EHT (O&M) Circle, Burla | 5203 | EHT (O&M) Division, Jharsuguda | W234 | 132/33 kV T/L S/S S/D Kuchinda | 3000002458 | 33 kV DI MOM Box of GR Power Isolator | SPR.ISO33GRP.A006 | ZSPR_ACT | ZSPR | NOS | 1 | 5150 | INR
5000 | Western Zone, Burla | 5200 | EHT (O&M) Circle, Burla | 5203 | EHT (O&M) Division, Jharsuguda | W234 | 132/33 kV T/L S/S S/D Kuchinda | 3000002482 | MECHANISM BOX FOR 33KV ISOLATOR | SPR.ISO33SS.A004 | ZSPR_ACT | ZSPR | NOS | 2 | 10300 | INR
5000 | Western Zone, Burla | 5200 | EHT (O&M) Circle, Burla | 5203 | EHT (O&M) Division, Jharsuguda | W235 | 132/33 kV Grid S/S S/D Lakhanpur | 3000002484 | HINGE PINS | SPR.ISO33SS.A007 | ZSPR_ACT | ZSPR | NOS | 1 | 3451.98 | INR
5000 | Western Zone, Burla | 5200 | EHT (O&M) Circle, Burla | 5203 | EHT (O&M) Division, Jharsuguda | W235 | 132/33 kV Grid S/S S/D Lakhanpur | 3000002489 | RPC,switch fuses for 33KV SS Isolator | SPR.ISO33SS.A015 | ZSPR_ACT | ZSPR | NOS | 1 | 6780.66 | INR
5000 | Western Zone, Burla | 5200 | EHT (O&M) Circle, Burla | 5203 | EHT (O&M) Division, Jharsuguda | W235 | 132/33 kV Grid S/S S/D Lakhanpur | 3000002497 | MOTOR WITH GEAR ASSEMBLY 36KV ISOLATOR | SPR.ISO33SS.A024 | ZSPR_ACT | ZSPR | NOS | 1 | 16766.73 | INR
5000 | Western Zone, Burla | 5200 | EHT (O&M) Circle, Burla | 5203 | EHT (O&M) Division, Jharsuguda | W234 | 132/33 kV T/L S/S S/D Kuchinda | 3000002508 | 33KV BOX OPERATING HANDLE SS ISOLATOR | SPR.ISO33SS.A038 | ZSPR_ACT | ZSPR | NOS | 1 | 5150 | INR
5000 | Western Zone, Burla | 5200 | EHT (O&M) Circle, Burla | 5203 | EHT (O&M) Division, Jharsuguda | W234 | 132/33 kV T/L S/S S/D Kuchinda | 3000002554 | MISCELLANEOUS SPARE ITEMS | SPR.MISC.A001 | ZSPR_US | ZSPR | NOS | 63 | 63 | INR
5000 | Western Zone, Burla | 5200 | EHT (O&M) Circle, Burla | 5203 | EHT (O&M) Division, Jharsuguda | W234 | 132/33 kV T/L S/S S/D Kuchinda | 3000002558 | SELECTOR SWITCH | SPR.MISC.A011 | ZSPR_US | ZSPR | NOS | 2 | 0.1 | INR
5000 | Western Zone, Burla | 5200 | EHT (O&M) Circle, Burla | 5203 | EHT (O&M) Division, Jharsuguda | W234 | 132/33 kV T/L S/S S/D Kuchinda | 3000002571 | Trip Transfer Switch | SPR.MISC.A032 | ZSPR_US | ZSPR | NOS | 1 | 0.1 | INR
5000 | Western Zone, Burla | 5200 | EHT (O&M) Circle, Burla | 5203 | EHT (O&M) Division, Jharsuguda | W235 | 132/33 kV Grid S/S S/D Lakhanpur | 3000002578 | TRIP CKT SUPERVISION RELAY FOR CR PNL | SPR.MISC.A056 | ZSPR_ACT | ZSPR | NOS | 3 | 369854.52 | INR
5000 | Western Zone, Burla | 5200 | EHT (O&M) Circle, Burla | 5203 | EHT (O&M) Division, Jharsuguda | W234 | 132/33 kV T/L S/S S/D Kuchinda | 3000002583 | ACB ContaCTFingers(2nos) | SPR.MISC.A065 | ZSPR_US | ZSPR | NOS | 1 | 0.1 | INR
5000 | Western Zone, Burla | 5200 | EHT (O&M) Circle, Burla | 5203 | EHT (O&M) Division, Jharsuguda | W234 | 132/33 kV T/L S/S S/D Kuchinda | 3000002595 | 48 V DC Battery Earth Fault Relay | SPR.MISC.A097 | ZSPR_US | ZSPR | NOS | 1 | 0.1 | INR
5000 | Western Zone, Burla | 5200 | EHT (O&M) Circle, Burla | 5203 | EHT (O&M) Division, Jharsuguda | W233 | 132/33/11 kV T/L S/S S/D Brajarajnagar | 3000002616 | GSB 10 RE KIT | SPR.MISC.A147 | ZSPR_ACT | ZSPR | NOS | 1 | 3590 | INR
5000 | Western Zone, Burla | 5200 | EHT (O&M) Circle, Burla | 5203 | EHT (O&M) Division, Jharsuguda | W234 | 132/33 kV T/L S/S S/D Kuchinda | 3000002663 | TPN alluminium bus bar for LT Panel | SPR.MISC.A251 | ZSPR_ACT | ZSPR | NOS | 5 | 20625 | INR
5000 | Western Zone, Burla | 5200 | EHT (O&M) Circle, Burla | 5203 | EHT (O&M) Division, Jharsuguda | W234 | 132/33 kV T/L S/S S/D Kuchinda | 3000002665 | Motor operating mechanism box of 33kV | SPR.MISC.A253 | ZSPR_ACT | ZSPR | NOS | 7 | 311500 | INR
5000 | Western Zone, Burla | 5200 | EHT (O&M) Circle, Burla | 5203 | EHT (O&M) Division, Jharsuguda | W233 | 132/33/11 kV T/L S/S S/D Brajarajnagar | 3000002701 | Jumper of different sizes | SPR.MISC.A317 | ZSPR_ACT | ZSPR | NOS | 75 | 31050 | INR
5000 | Western Zone, Burla | 5200 | EHT (O&M) Circle, Burla | 5203 | EHT (O&M) Division, Jharsuguda | W233 | 132/33/11 kV T/L S/S S/D Brajarajnagar | 3000002707 | POWER FACTOR INDICATOR | SPR.MISC.A331 | ZSPR_ACT | ZSPR | NOS | 4 | 3200 | INR
5000 | Western Zone, Burla | 5200 | EHT (O&M) Circle, Burla | 5203 | EHT (O&M) Division, Jharsuguda | W234 | 132/33 kV T/L S/S S/D Kuchinda | 3000002726 | 33kv Operating Mechanism (OLD) | SPR.MISC.A359 | ZSPR_ACT | ZSPR | NOS | 27 | 27 | INR
5000 | Western Zone, Burla | 5200 | EHT (O&M) Circle, Burla | 5203 | EHT (O&M) Division, Jharsuguda | W237 | 220/132/33 kV S/S S/D Budhipadar | 3000002730 | Disconnective Terminal Block | SPR.MISC.A371 | ZSPR_ACT | ZSPR | NOS | 4200 | 327096 | INR
5000 | Western Zone, Burla | 5200 | EHT (O&M) Circle, Burla | 5203 | EHT (O&M) Division, Jharsuguda | W234 | 132/33 kV T/L S/S S/D Kuchinda | 3000002732 | Ring Type PT, 110/V3,15VA 0.66/0.3KV | SPR.MISC.A379 | ZSPR_ACT | ZSPR | NOS | 1 | 1500 | INR
5000 | Western Zone, Burla | 5200 | EHT (O&M) Circle, Burla | 5203 | EHT (O&M) Division, Jharsuguda | W234 | 132/33 kV T/L S/S S/D Kuchinda | 3000002733 | Voltage Monitoring Relay | SPR.MISC.A381 | ZSPR_US | ZSPR | NOS | 2 | 0.1 | INR
5000 | Western Zone, Burla | 5200 | EHT (O&M) Circle, Burla | 5203 | EHT (O&M) Division, Jharsuguda | W234 | 132/33 kV T/L S/S S/D Kuchinda | 3000002745 | ANTENNA&CABLE OF TIME SYNCHRONIZING UNIT | SPR.MISC.A435 | ZSPR_ACT | ZSPR | NOS | 1 | 6300 | INR
5000 | Western Zone, Burla | 5200 | EHT (O&M) Circle, Burla | 5203 | EHT (O&M) Division, Jharsuguda | W234 | 132/33 kV T/L S/S S/D Kuchinda | 3000002749 | EARTH Blade | SPR.MISC.A450 | ZSPR_ACT | ZSPR | NOS | 1 | 1060 | INR
5000 | Western Zone, Burla | 5200 | EHT (O&M) Circle, Burla | 5203 | EHT (O&M) Division, Jharsuguda | W234 | 132/33 kV T/L S/S S/D Kuchinda | 3000002753 | Buzzer cum hooter (AC/DC type) | SPR.MISC.A462 | ZSPR_US | ZSPR | NOS | 10 | 0.1 | INR
5000 | Western Zone, Burla | 5200 | EHT (O&M) Circle, Burla | 5203 | EHT (O&M) Division, Jharsuguda | W234 | 132/33 kV T/L S/S S/D Kuchinda | 3000002754 | 220 Volt DC Tripping Device | SPR.MISC.A463 | ZSPR_US | ZSPR | NOS | 1 | 0.1 | INR
5000 | Western Zone, Burla | 5200 | EHT (O&M) Circle, Burla | 5203 | EHT (O&M) Division, Jharsuguda | W237 | 220/132/33 kV S/S S/D Budhipadar | 3000002773 | 4 POSITION VOLTMETER SELECTOR. SWITCH | SPR.MISC.A528 | ZSPR_ACT | ZSPR | NOS | 2 | 2065.72 | INR
5000 | Western Zone, Burla | 5200 | EHT (O&M) Circle, Burla | 5203 | EHT (O&M) Division, Jharsuguda | W232 | 132_G Jharsguda | 3000002800 | Meter to PC Cable for Apex Meter. | SPR.MISC.AB14 | ZSPR_ACT | ZSPR | NOS | 4 | 1000 | INR
5000 | Western Zone, Burla | 5200 | EHT (O&M) Circle, Burla | 5203 | EHT (O&M) Division, Jharsuguda | W235 | 132/33 kV Grid S/S S/D Lakhanpur | 3000002807 | Control switch for Isolator | SPR.PNL.A001 | ZSPR_ACT | ZSPR | NOS | 4 | 98627.88 | INR
5000 | Western Zone, Burla | 5200 | EHT (O&M) Circle, Burla | 5203 | EHT (O&M) Division, Jharsuguda | W234 | 132/33 kV T/L S/S S/D Kuchinda | 3000002810 | Push Button Activator | SPR.PNL132.CGL.A003 | ZSPR_US | ZSPR | NOS | 3 | 3 | INR
5000 | Western Zone, Burla | 5200 | EHT (O&M) Circle, Burla | 5203 | EHT (O&M) Division, Jharsuguda | W234 | 132/33 kV T/L S/S S/D Kuchinda | 3000002810 | Push Button Activator | SPR.PNL132.CGL.A003 | ZSPR_ACT | ZSPR | NOS | 4 | 107.43 | INR
5000 | Western Zone, Burla | 5200 | EHT (O&M) Circle, Burla | 5203 | EHT (O&M) Division, Jharsuguda | W234 | 132/33 kV T/L S/S S/D Kuchinda | 3000002812 | Push Button Element | SPR.PNL220.ABB.A001 | ZSPR_ACT | ZSPR | NOS | 2 | 70 | INR
5000 | Western Zone, Burla | 5200 | EHT (O&M) Circle, Burla | 5203 | EHT (O&M) Division, Jharsuguda | W235 | 132/33 kV Grid S/S S/D Lakhanpur | 3000002813 | Protection Transfer Switch(NIT) | SPR.PNL33.A001 | ZSPR_ACT | ZSPR | NOS | 2 | 49313.94 | INR
5000 | Western Zone, Burla | 5200 | EHT (O&M) Circle, Burla | 5203 | EHT (O&M) Division, Jharsuguda | W235 | 132/33 kV Grid S/S S/D Lakhanpur | 3000002814 | Ammeter selector switch | SPR.PNL33.A002 | ZSPR_ACT | ZSPR | NOS | 2 | 2795.6 | INR
5000 | Western Zone, Burla | 5200 | EHT (O&M) Circle, Burla | 5203 | EHT (O&M) Division, Jharsuguda | W234 | 132/33 kV T/L S/S S/D Kuchinda | 3000002814 | Ammeter selector switch | SPR.PNL33.A002 | ZSPR_US | ZSPR | NOS | 1 | 0.1 | INR
5000 | Western Zone, Burla | 5200 | EHT (O&M) Circle, Burla | 5203 | EHT (O&M) Division, Jharsuguda | W234 | 132/33 kV T/L S/S S/D Kuchinda | 3000002815 | Voltmeter Selector Switch | SPR.PNL33.A003 | ZSPR_US | ZSPR | NOS | 2 | 0.1 | INR
5000 | Western Zone, Burla | 5200 | EHT (O&M) Circle, Burla | 5203 | EHT (O&M) Division, Jharsuguda | W235 | 132/33 kV Grid S/S S/D Lakhanpur | 3000002815 | Voltmeter Selector Switch | SPR.PNL33.A003 | ZSPR_ACT | ZSPR | NOS | 2 | 3115.6 | INR
5000 | Western Zone, Burla | 5200 | EHT (O&M) Circle, Burla | 5203 | EHT (O&M) Division, Jharsuguda | W235 | 132/33 kV Grid S/S S/D Lakhanpur | 3000002816 | Voltmeter with Transducer of 33KV Panel | SPR.PNL33.A004 | ZSPR_ACT | ZSPR | NOS | 1 | 1849.27 | INR
5000 | Western Zone, Burla | 5200 | EHT (O&M) Circle, Burla | 5203 | EHT (O&M) Division, Jharsuguda | W235 | 132/33 kV Grid S/S S/D Lakhanpur | 3000002817 | Ammeter with Transducer of 33KV Panel | SPR.PNL33.A005 | ZSPR_ACT | ZSPR | NOS | 1 | 1849.27 | INR
5000 | Western Zone, Burla | 5200 | EHT (O&M) Circle, Burla | 5203 | EHT (O&M) Division, Jharsuguda | W235 | 132/33 kV Grid S/S S/D Lakhanpur | 3000002818 | 33KV MW METER ALONG WITH TRANSDUCER | SPR.PNL33.A006 | ZSPR_ACT | ZSPR | SET | 1 | 6164.24 | INR
5000 | Western Zone, Burla | 5200 | EHT (O&M) Circle, Burla | 5203 | EHT (O&M) Division, Jharsuguda | W235 | 132/33 kV Grid S/S S/D Lakhanpur | 3000002819 | 33KV DIGITAL MVAR METER WITH TRANSDUCER | SPR.PNL33.A007 | ZSPR_ACT | ZSPR | SET | 1 | 6164.24 | INR
5000 | Western Zone, Burla | 5200 | EHT (O&M) Circle, Burla | 5203 | EHT (O&M) Division, Jharsuguda | W237 | 220/132/33 kV S/S S/D Budhipadar | 3000002889 | WTI 100MVA 220/132KV TELK AUTO Tfr | SPR.TFR100TELK.CC03 | ZSPR_ACT | ZSPR | NOS | 1 | 22000 | INR
5000 | Western Zone, Burla | 5200 | EHT (O&M) Circle, Burla | 5203 | EHT (O&M) Division, Jharsuguda | W237 | 220/132/33 kV S/S S/D Budhipadar | 3000002890 | OTI 100MVA 220/132KV TELK AUTO Tfr | SPR.TFR100TELK.CC04 | ZSPR_ACT | ZSPR | NOS | 1 | 24907 | INR
5000 | Western Zone, Burla | 5200 | EHT (O&M) Circle, Burla | 5203 | EHT (O&M) Division, Jharsuguda | W237 | 220/132/33 kV S/S S/D Budhipadar | 3000002891 | MOLG 100MVA 220/132/33KV TELK AUTO Tfr | SPR.TFR100TELK.CC05 | ZSPR_ACT | ZSPR | NOS | 1 | 12480 | INR
5000 | Western Zone, Burla | 5200 | EHT (O&M) Circle, Burla | 5203 | EHT (O&M) Division, Jharsuguda | W237 | 220/132/33 kV S/S S/D Budhipadar | 3000002933 | PRV of 160MVA 220/132/33KV BHEL AT | SPR.TFR160BHEL.DC01 | ZSPR_ACT | ZSPR | NOS | 1 | 8000 | INR
5000 | Western Zone, Burla | 5200 | EHT (O&M) Circle, Burla | 5203 | EHT (O&M) Division, Jharsuguda | W237 | 220/132/33 kV S/S S/D Budhipadar | 3000002934 | OTI &CONTACT60MVA 220/132/33KV BHEL AT | SPR.TFR160BHEL.DC02 | ZSPR_ACT | ZSPR | NOS | 1 | 32000 | INR
5000 | Western Zone, Burla | 5200 | EHT (O&M) Circle, Burla | 5203 | EHT (O&M) Division, Jharsuguda | W237 | 220/132/33 kV S/S S/D Budhipadar | 3000002935 | WTI of 160MVA 220/132/33KV BHEL AT | SPR.TFR160BHEL.DC03 | ZSPR_ACT | ZSPR | NOS | 1 | 32000 | INR
5000 | Western Zone, Burla | 5200 | EHT (O&M) Circle, Burla | 5203 | EHT (O&M) Division, Jharsuguda | W237 | 220/132/33 kV S/S S/D Budhipadar | 3000002936 | MOLG of 160MVA 220/132/33KV BHEL AT | SPR.TFR160BHEL.DC04 | ZSPR_ACT | ZSPR | NOS | 1 | 6000 | INR
5000 | Western Zone, Burla | 5200 | EHT (O&M) Circle, Burla | 5203 | EHT (O&M) Division, Jharsuguda | W237 | 220/132/33 kV S/S S/D Budhipadar | 3000002937 | OFI FOR 160MVA 220/132/33KV BHEL AT | SPR.TFR160BHEL.DC05 | ZSPR_ACT | ZSPR | NOS | 1 | 2500 | INR
5000 | Western Zone, Burla | 5200 | EHT (O&M) Circle, Burla | 5203 | EHT (O&M) Division, Jharsuguda | W237 | 220/132/33 kV S/S S/D Budhipadar | 3000002942 | C. FAN&MOTOR-160MVA 220/132/33KV BHEL AT | SPR.TFR160BHEL.DC11 | ZSPR_ACT | ZSPR | NOS | 1 | 9000 | INR
5000 | Western Zone, Burla | 5200 | EHT (O&M) Circle, Burla | 5203 | EHT (O&M) Division, Jharsuguda | W237 | 220/132/33 kV S/S S/D Budhipadar | 3000002943 | spares 160MVA 220/13233KV BHEL AT | SPR.TFR160BHEL.DC12 | ZSPR_ACT | ZSPR | NOS | 1 | 16000 | INR
5000 | Western Zone, Burla | 5200 | EHT (O&M) Circle, Burla | 5203 | EHT (O&M) Division, Jharsuguda | W237 | 220/132/33 kV S/S S/D Budhipadar | 3000002944 | GASKET of 160MVA 220/132/33KV BHEL AT | SPR.TFR160BHEL.DC14 | ZSPR_ACT | ZSPR | NOS | 1 | 15000 | INR
5000 | Western Zone, Burla | 5200 | EHT (O&M) Circle, Burla | 5203 | EHT (O&M) Division, Jharsuguda | W237 | 220/132/33 kV S/S S/D Budhipadar | 3000002945 | PRE GAUGE ] 160MVA 220/132/33KV BHEL AT | SPR.TFR160BHEL.DC15 | ZSPR_ACT | ZSPR | NOS | 1 | 14000 | INR
5000 | Western Zone, Burla | 5200 | EHT (O&M) Circle, Burla | 5203 | EHT (O&M) Division, Jharsuguda | W237 | 220/132/33 kV S/S S/D Budhipadar | 3000002946 | SET OF VALVE 160MVA 220/132/33KV BHEL AT | SPR.TFR160BHEL.DC16 | ZSPR_ACT | ZSPR | NOS | 1 | 20000 | INR
5000 | Western Zone, Burla | 5200 | EHT (O&M) Circle, Burla | 5203 | EHT (O&M) Division, Jharsuguda | W237 | 220/132/33 kV S/S S/D Budhipadar | 3000002947 | BR of 160MVA 220/132/33KV BHEL AT | SPR.TFR160BHEL.DC18 | ZSPR_ACT | ZSPR | NOS | 1 | 18000 | INR
5000 | Western Zone, Burla | 5200 | EHT (O&M) Circle, Burla | 5203 | EHT (O&M) Division, Jharsuguda | W237 | 220/132/33 kV S/S S/D Budhipadar | 3000002948 | TPI -160MVA 220/132/33KVBHEL AT | SPR.TFR160BHEL.DC19 | ZSPR_ACT | ZSPR | NOS | 1 | 800 | INR
5000 | Western Zone, Burla | 5200 | EHT (O&M) Circle, Burla | 5203 | EHT (O&M) Division, Jharsuguda | W237 | 220/132/33 kV S/S S/D Budhipadar | 3000002949 | D. SWITCH C. 160MVA 220/132/33KV BHEL AT | SPR.TFR160BHEL.DC20 | ZSPR_ACT | ZSPR | NOS | 1 | 6000 | INR
5000 | Western Zone, Burla | 5200 | EHT (O&M) Circle, Burla | 5203 | EHT (O&M) Division, Jharsuguda | W237 | 220/132/33 kV S/S S/D Budhipadar | 3000002950 | WTI SENSING-160MVA 220/132/33KV BHEL AT | SPR.TFR160BHEL.DC21 | ZSPR_ACT | ZSPR | NOS | 1 | 3000 | INR
5000 | Western Zone, Burla | 5200 | EHT (O&M) Circle, Burla | 5203 | EHT (O&M) Division, Jharsuguda | W237 | 220/132/33 kV S/S S/D Budhipadar | 3000002951 | BUSHING CT160MVA 220/132/33KV BHEL AT | SPR.TFR160BHEL.DC23 | ZSPR_ACT | ZSPR | NOS | 1 | 19000 | INR
5000 | Western Zone, Burla | 5200 | EHT (O&M) Circle, Burla | 5203 | EHT (O&M) Division, Jharsuguda | W237 | 220/132/33 kV S/S S/D Budhipadar | 3000002952 | E.JOINT FOR 160MVA 220/132/33KV BHEL AT | SPR.TFR160BHEL.DC24 | ZSPR_ACT | ZSPR | NOS | 1 | 22000 | INR
5000 | Western Zone, Burla | 5200 | EHT (O&M) Circle, Burla | 5203 | EHT (O&M) Division, Jharsuguda | W237 | 220/132/33 kV S/S S/D Budhipadar | 3000002982 | WTI(LOCAL) FOR 20MVA 220/33KV ALSTOM Tfr | SPR.TFR20ASTM.DC01 | ZSPR_ACT | ZSPR | NOS | 1 | 9000 | INR
5000 | Western Zone, Burla | 5200 | EHT (O&M) Circle, Burla | 5203 | EHT (O&M) Division, Jharsuguda | W237 | 220/132/33 kV S/S S/D Budhipadar | 3000002995 | FANS&MOTORS-20MVA 132/33KV ASTM Tfr | SPR.TFR20ASTM.EA01 | ZSPR_ACT | ZSPR | NOS | 1 | 7000 | INR
5000 | Western Zone, Burla | 5200 | EHT (O&M) Circle, Burla | 5203 | EHT (O&M) Division, Jharsuguda | W237 | 220/132/33 kV S/S S/D Budhipadar | 3000002996 | TPI(REMOTE) FOR 20MVA 132/33KV ASTM Tfr | SPR.TFR20ASTM.EB01 | ZSPR_ACT | ZSPR | NOS | 1 | 500 | INR
5000 | Western Zone, Burla | 5200 | EHT (O&M) Circle, Burla | 5203 | EHT (O&M) Division, Jharsuguda | W237 | 220/132/33 kV S/S S/D Budhipadar | 3000003001 | OTI FOR 20MVA 132/33KV ALSTOM Tfr | SPR.TFR20ASTM.EC03 | ZSPR_ACT | ZSPR | NOS | 1 | 9000 | INR
5000 | Western Zone, Burla | 5200 | EHT (O&M) Circle, Burla | 5203 | EHT (O&M) Division, Jharsuguda | W237 | 220/132/33 kV S/S S/D Budhipadar | 3000003002 | M.O. L. G. FOR 20MVA 132/33KV ALSTOM Tfr | SPR.TFR20ASTM.EC04 | ZSPR_ACT | ZSPR | NOS | 1 | 4600 | INR
5000 | Western Zone, Burla | 5200 | EHT (O&M) Circle, Burla | 5203 | EHT (O&M) Division, Jharsuguda | W237 | 220/132/33 kV S/S S/D Budhipadar | 3000003004 | P.R.V. (150) 20MVA 132/33KV ASTM Tfr | SPR.TFR20ASTM.EC07 | ZSPR_ACT | ZSPR | NOS | 1 | 12750 | INR
5000 | Western Zone, Burla | 5200 | EHT (O&M) Circle, Burla | 5203 | EHT (O&M) Division, Jharsuguda | W237 | 220/132/33 kV S/S S/D Budhipadar | 3000003005 | OSR of 20MVA 132/33KV ASTM Tfr | SPR.TFR20ASTM.EC09 | ZSPR_ACT | ZSPR | NOS | 1 | 5133.33 | INR
5000 | Western Zone, Burla | 5200 | EHT (O&M) Circle, Burla | 5203 | EHT (O&M) Division, Jharsuguda | W237 | 220/132/33 kV S/S S/D Budhipadar | 3000003011 | P.R.V. (80) 20MVA 132/33KV ASTM Tfr | SPR.TFR20ASTM.EC17 | ZSPR_ACT | ZSPR | NOS | 1 | 7100 | INR
5000 | Western Zone, Burla | 5200 | EHT (O&M) Circle, Burla | 5203 | EHT (O&M) Division, Jharsuguda | W237 | 220/132/33 kV S/S S/D Budhipadar | 3000003013 | Relay of 20 MVA132/33KV ASTM TFR | SPR.TFR20ASTM.EC21 | ZSPR_ACT | ZSPR | NOS | 1 | 3662.5 | INR
5000 | Western Zone, Burla | 5200 | EHT (O&M) Circle, Burla | 5203 | EHT (O&M) Division, Jharsuguda | W237 | 220/132/33 kV S/S S/D Budhipadar | 3000003014 | WTI & HM of 20MVA 132/33KV ASTM Tfr | SPR.TFR20ASTM.EC23 | ZSPR_ACT | ZSPR | NOS | 1 | 1000 | INR
5000 | Western Zone, Burla | 5200 | EHT (O&M) Circle, Burla | 5203 | EHT (O&M) Division, Jharsuguda | W237 | 220/132/33 kV S/S S/D Budhipadar | 3000003015 | SWITCH SRP 20MVA 132/33KV ASTM Tfr | SPR.TFR20ASTM.EC24 | ZSPR_ACT | ZSPR | NOS | 2 | 1800 | INR
5000 | Western Zone, Burla | 5200 | EHT (O&M) Circle, Burla | 5203 | EHT (O&M) Division, Jharsuguda | W237 | 220/132/33 kV S/S S/D Budhipadar | 3000003028 | Aux. ContaCT3P 20MVA ASTM TFR | SPR.TFR20ASTM.EG09 | ZSPR_ACT | ZSPR | NOS | 1 | 400 | INR
5000 | Western Zone, Burla | 5200 | EHT (O&M) Circle, Burla | 5203 | EHT (O&M) Division, Jharsuguda | W233 | 132/33/11 kV T/L S/S S/D Brajarajnagar | 3000003292 | REMOTE OF OTI FOR 40MVA 220/33KV TR Tfr | SPR.TFR40TR.DC10 | ZSPR_ACT | ZSPR | NOS | 1 | 700 | INR
5000 | Western Zone, Burla | 5200 | EHT (O&M) Circle, Burla | 5203 | EHT (O&M) Division, Jharsuguda | W233 | 132/33/11 kV T/L S/S S/D Brajarajnagar | 3000003293 | DG WTI FOR 40MVA 220/33KV TR Tfr | SPR.TFR40TR.DC11 | ZSPR_ACT | ZSPR | NOS | 1 | 700 | INR
5000 | Western Zone, Burla | 5200 | EHT (O&M) Circle, Burla | 5203 | EHT (O&M) Division, Jharsuguda | W233 | 132/33/11 kV T/L S/S S/D Brajarajnagar | 3000003304 | COOLING FAN FOR 40MVA TR MAKE Tfr | SPR.TFR40TR.EA01 | ZSPR_ACT | ZSPR | NOS | 1 | 1500 | INR
5000 | Western Zone, Burla | 5200 | EHT (O&M) Circle, Burla | 5203 | EHT (O&M) Division, Jharsuguda | W233 | 132/33/11 kV T/L S/S S/D Brajarajnagar | 3000003307 | 132KV BUSHING FOR 40MVA TR MAKE Tfr | SPR.TFR40TR.EB02 | ZSPR_ACT | ZSPR | NOS | 1 | 100000 | INR
5000 | Western Zone, Burla | 5200 | EHT (O&M) Circle, Burla | 5203 | EHT (O&M) Division, Jharsuguda | W233 | 132/33/11 kV T/L S/S S/D Brajarajnagar | 3000003308 | B. RELAY FOR 40MVA 132/33KV TR MAKE Tfr | SPR.TFR40TR.EC01 | ZSPR_ACT | ZSPR | NOS | 1 | 14000 | INR
5000 | Western Zone, Burla | 5200 | EHT (O&M) Circle, Burla | 5203 | EHT (O&M) Division, Jharsuguda | W233 | 132/33/11 kV T/L S/S S/D Brajarajnagar | 3000003309 | MOLG FOR 40MVA 132/33KV TR MAKE Tfr | SPR.TFR40TR.EC02 | ZSPR_ACT | ZSPR | NOS | 1 | 5000 | INR
5000 | Western Zone, Burla | 5200 | EHT (O&M) Circle, Burla | 5203 | EHT (O&M) Division, Jharsuguda | W233 | 132/33/11 kV T/L S/S S/D Brajarajnagar | 3000003310 | OTI FOR 40MVA 132/33KV TR MAKE Tfr | SPR.TFR40TR.EC03 | ZSPR_ACT | ZSPR | NOS | 1 | 12000 | INR
5000 | Western Zone, Burla | 5200 | EHT (O&M) Circle, Burla | 5203 | EHT (O&M) Division, Jharsuguda | W233 | 132/33/11 kV T/L S/S S/D Brajarajnagar | 3000003311 | WTI FOR 40MVA 132/33KV TR MAKE Tfr | SPR.TFR40TR.EC04 | ZSPR_ACT | ZSPR | NOS | 1 | 12000 | INR
5000 | Western Zone, Burla | 5200 | EHT (O&M) Circle, Burla | 5203 | EHT (O&M) Division, Jharsuguda | W233 | 132/33/11 kV T/L S/S S/D Brajarajnagar | 3000003312 | FUSES CONTROL FOR 40MVA TR MAKE Tfr | SPR.TFR40TR.EC09 | ZSPR_ACT | ZSPR | NOS | 1 | 5000 | INR
5000 | Western Zone, Burla | 5200 | EHT (O&M) Circle, Burla | 5203 | EHT (O&M) Division, Jharsuguda | W233 | 132/33/11 kV T/L S/S S/D Brajarajnagar | 3000003314 | PRD FOR 40MVA 132/33KV Tfr | SPR.TFR40TR.EC40 | ZSPR_ACT | ZSPR | NOS | 1 | 8000 | INR
5000 | Western Zone, Burla | 5200 | EHT (O&M) Circle, Burla | 5203 | EHT (O&M) Division, Jharsuguda | W239 | 220/33 kV S/S S/D Lephripada | 3000003353 | 220 KV LA Clamp | SS.CLAMP.A002 | ZSPR_ACT | ZSPR | NOS | 12 | 14171.04 | INR
5000 | Western Zone, Burla | 5200 | EHT (O&M) Circle, Burla | 5203 | EHT (O&M) Division, Jharsuguda | W239 | 220/33 kV S/S S/D Lephripada | 3000003358 | 220 KV IVT Clamp | SS.CLAMP.A007 | ZSPR_ACT | ZSPR | NOS | 11 | 14684.56 | INR
5000 | Western Zone, Burla | 5200 | EHT (O&M) Circle, Burla | 5203 | EHT (O&M) Division, Jharsuguda | W235 | 132/33 kV Grid S/S S/D Lakhanpur | 3000003362 | 220 KV-T Clamp for Tmoose-Tmoose | SS.CLAMP.A011 | ZSPR_ACT | ZSPR | NOS | 6 | 14685.42 | INR
5000 | Western Zone, Burla | 5200 | EHT (O&M) Circle, Burla | 5203 | EHT (O&M) Division, Jharsuguda | W235 | 132/33 kV Grid S/S S/D Lakhanpur | 3000003368 | 132KV-CT Clamp(Bimetallic, Single Moose) | SS.CLAMP.A017 | ZSPR_ACT | ZSPR | NOS | 8 | 9398.72 | INR
5000 | Western Zone, Burla | 5200 | EHT (O&M) Circle, Burla | 5203 | EHT (O&M) Division, Jharsuguda | W235 | 132/33 kV Grid S/S S/D Lakhanpur | 3000003369 | 132KV- Isolater Pad Clamp (Single Moose) | SS.CLAMP.A018 | ZSPR_ACT | ZSPR | NOS | 30 | 33939.6 | INR
5000 | Western Zone, Burla | 5200 | EHT (O&M) Circle, Burla | 5203 | EHT (O&M) Division, Jharsuguda | W235 | 132/33 kV Grid S/S S/D Lakhanpur | 3000003370 | 132KV- Isolator pad clamp for TMoose | SS.CLAMP.A019 | ZSPR_ACT | ZSPR | NOS | 3 | 3393.96 | INR
5000 | Western Zone, Burla | 5200 | EHT (O&M) Circle, Burla | 5203 | EHT (O&M) Division, Jharsuguda | W239 | 220/33 kV S/S S/D Lephripada | 3000003380 | 33 KV IVT Clamp (Single Moose) | SS.CLAMP.A034 | ZSPR_ACT | ZSPR | NOS | 11 | 50125.13 | INR
5000 | Western Zone, Burla | 5200 | EHT (O&M) Circle, Burla | 5203 | EHT (O&M) Division, Jharsuguda | W239 | 220/33 kV S/S S/D Lephripada | 3000003382 | 33 KV LA Clamp (Single Moose) | SS.CLAMP.A036 | ZSPR_ACT | ZSPR | NOS | 7 | 8266.51 | INR
5000 | Western Zone, Burla | 5200 | EHT (O&M) Circle, Burla | 5203 | EHT (O&M) Division, Jharsuguda | W239 | 220/33 kV S/S S/D Lephripada | 3000003385 | 33 KV Isolator pad clamp for Section Iso | SS.CLAMP.A039 | ZSPR_ACT | ZSPR | NOS | 12 | 18484.08 | INR
5000 | Western Zone, Burla | 5200 | EHT (O&M) Circle, Burla | 5203 | EHT (O&M) Division, Jharsuguda | W237 | 220/132/33 kV S/S S/D Budhipadar | 3000003440 | Equipment structure of PI for 33KV | STRS.33EQPT.A017 | ZSPR_ACT | ZSPR | MT | 1.4 | 90114.77 | INR
5000 | Western Zone, Burla | 5200 | EHT (O&M) Circle, Burla | 5203 | EHT (O&M) Division, Jharsuguda | W237 | 220/132/33 kV S/S S/D Budhipadar | 3000003443 | Substation Assorted Structure as per BoQ | STRS.ASSORTED.A001 | ZSPR_ACT | ZSPR | MT | 1 | 198445 | INR
5000 | Western Zone, Burla | 5200 | EHT (O&M) Circle, Burla | 5203 | EHT (O&M) Division, Jharsuguda | W234 | 132/33 kV T/L S/S S/D Kuchinda | 3000003452 | VOLTAGE TRANSDUCER | TEL.MISC.A578 | ZSPR_US | ZSPR | NOS | 1 | 0.1 | INR
5000 | Western Zone, Burla | 5200 | EHT (O&M) Circle, Burla | 5203 | EHT (O&M) Division, Jharsuguda | WL33 | 132/33/11 kV T/L S/S S/D Brajarajnagar _ | 3000003482 | 132 KV PA TYPE TOWER COMPLETE SET | TWR.132PA.L.A001 | ZSPR_ACT | ZSPR | MT | 67.062 | 4200818.67 | INR
5000 | Western Zone, Burla | 5200 | EHT (O&M) Circle, Burla | 5203 | EHT (O&M) Division, Jharsuguda | WL33 | 132/33/11 kV T/L S/S S/D Brajarajnagar _ | 3000003484 | 132 KV PA TYPE STUB | TWR.132PA.STUB.A001 | ZSPR_ACT | ZSPR | MT | 0.504 | 34534.08 | INR
5000 | Western Zone, Burla | 5200 | EHT (O&M) Circle, Burla | 5203 | EHT (O&M) Division, Jharsuguda | WL33 | 132/33/11 kV T/L S/S S/D Brajarajnagar _ | 3000003485 | 132 KV PA TYPE TEMPLATE | TWR.132PA.TMPL.A001 | ZSPR_SCRAP | ZSPR | MT | 0.603 | 40633.44 | INR
5000 | Western Zone, Burla | 5200 | EHT (O&M) Circle, Burla | 5203 | EHT (O&M) Division, Jharsuguda | W238 | 220/132 kV Line S/D Budhipadar | 3000003489 | 132 KV PB TYPE STUB | TWR.132PB.STUB.A001 | ZSPR_ACT | ZSPR | MT | 0.8 | 28128.04 | INR
5000 | Western Zone, Burla | 5200 | EHT (O&M) Circle, Burla | 5203 | EHT (O&M) Division, Jharsuguda | WL33 | 132/33/11 kV T/L S/S S/D Brajarajnagar _ | 3000003489 | 132 KV PB TYPE STUB | TWR.132PB.STUB.A001 | ZSPR_ACT | ZSPR | MT | 0.217 | 7629.73 | INR
5000 | Western Zone, Burla | 5200 | EHT (O&M) Circle, Burla | 5203 | EHT (O&M) Division, Jharsuguda | WL33 | 132/33/11 kV T/L S/S S/D Brajarajnagar _ | 3000003490 | 132 KV PB TYPE TEMPLATE | TWR.132PB.TMPL.A001 | ZSPR_SCRAP | ZSPR | MT | 0.592 | 36436.06 | INR
5000 | Western Zone, Burla | 5200 | EHT (O&M) Circle, Burla | 5203 | EHT (O&M) Division, Jharsuguda | W238 | 220/132 kV Line S/D Budhipadar | 3000003492 | 132 KV PC TYPE STUB | TWR.132PC.STUB.A001 | ZSPR_ACT | ZSPR | MT | 2.435 | 169816.47 | INR
5000 | Western Zone, Burla | 5200 | EHT (O&M) Circle, Burla | 5203 | EHT (O&M) Division, Jharsuguda | WL33 | 132/33/11 kV T/L S/S S/D Brajarajnagar _ | 3000003493 | 132 KV PC TYPE TEMPLATE | TWR.132PC.TMPL.A001 | ZSPR_SCRAP | ZSPR | MT | 0.876 | 56167.25 | INR
5000 | Western Zone, Burla | 5200 | EHT (O&M) Circle, Burla | 5203 | EHT (O&M) Division, Jharsuguda | W238 | 220/132 kV Line S/D Budhipadar | 3000003493 | 132 KV PC TYPE TEMPLATE | TWR.132PC.TMPL.A001 | ZSPR_ACT | ZSPR | MT | 2.629 | 223804.07 | INR
5000 | Western Zone, Burla | 5200 | EHT (O&M) Circle, Burla | 5203 | EHT (O&M) Division, Jharsuguda | W238 | 220/132 kV Line S/D Budhipadar | 3000003500 | 132 KV UR TYPE NMTL DESIGN TEMPLATE | TWR.132UR.TMPL.F001 | ZSPR_SCRAP | ZSPR | MT | 1.475 | 80655.95 | INR
5000 | Western Zone, Burla | 5200 | EHT (O&M) Circle, Burla | 5203 | EHT (O&M) Division, Jharsuguda | W238 | 220/132 kV Line S/D Budhipadar | 3000003513 | 220 KV OA TYPE TOWER | TWR.220OA.L.A001 | ZSPR_ACT | ZSPR | MT | 28.551 | 1561225.78 | INR
5000 | Western Zone, Burla | 5200 | EHT (O&M) Circle, Burla | 5203 | EHT (O&M) Division, Jharsuguda | W238 | 220/132 kV Line S/D Budhipadar | 3000003515 | 220 KV OA TYPE STUB | TWR.220OA.STUB.A001 | ZSPR_ACT | ZSPR | MT | 0.224 | 12248.77 | INR
5000 | Western Zone, Burla | 5200 | EHT (O&M) Circle, Burla | 5203 | EHT (O&M) Division, Jharsuguda | W238 | 220/132 kV Line S/D Budhipadar | 3000003517 | 3mtr extension to 220 KV OA type Tower | TWR.220OA+3.L.A001 | ZSPR_ACT | ZSPR | MT | 1.373 | 75078.39 | INR
5000 | Western Zone, Burla | 5200 | EHT (O&M) Circle, Burla | 5203 | EHT (O&M) Division, Jharsuguda | W238 | 220/132 kV Line S/D Budhipadar | 3000003518 | 6mtr extension to 220 KV OA type Tower | TWR.220OA+6.L.A001 | ZSPR_ACT | ZSPR | MT | 1.207 | 65998.99 | INR
5000 | Western Zone, Burla | 5200 | EHT (O&M) Circle, Burla | 5203 | EHT (O&M) Division, Jharsuguda | W238 | 220/132 kV Line S/D Budhipadar | 3000003525 | 220KV OC TOWER STUB | TWR.220OC.STUB.A002 | ZSPR_ACT | ZSPR | MT | 1.067 | 73845.66 | INR
5000 | Western Zone, Burla | 5200 | EHT (O&M) Circle, Burla | 5203 | EHT (O&M) Division, Jharsuguda | W238 | 220/132 kV Line S/D Budhipadar | 3000003526 | 220 KV OC TYPE TEMPLATE | TWR.220OC.TMPL.A001 | ZSPR_ACT | ZSPR | MT | 3.09 | 213471.99 | INR
5000 | Western Zone, Burla | 5200 | EHT (O&M) Circle, Burla | 5203 | EHT (O&M) Division, Jharsuguda | W238 | 220/132 kV Line S/D Budhipadar | 3000003527 | 132 KV OC+15 Tower with stub cleat | TWR.220OC+15.L.A001 | ZSPR_ACT | ZSPR | MT | 34.064 | 2797932.6 | INR
5000 | Western Zone, Burla | 5200 | EHT (O&M) Circle, Burla | 5203 | EHT (O&M) Division, Jharsuguda | WL33 | 132/33/11 kV T/L S/S S/D Brajarajnagar _ | 3000003529 | 220 KV OC+ 15 TYPE TEMPLATE | TWR.220OC+15.TMPL.A001 | ZSPR_SCRAP | ZSPR | MT | 7.853 | 94335.03 | INR
5000 | Western Zone, Burla | 5200 | EHT (O&M) Circle, Burla | 5203 | EHT (O&M) Division, Jharsuguda | W238 | 220/132 kV Line S/D Budhipadar | 3000003533 | 220KV UR Type Tower wo Stub & Cleat | TWR.220UR.L.A001 | ZSPR_ACT | ZSPR | MT | 50.711 | 3875066.43 | INR
5000 | Western Zone, Burla | 5200 | EHT (O&M) Circle, Burla | 5203 | EHT (O&M) Division, Jharsuguda | WL33 | 132/33/11 kV T/L S/S S/D Brajarajnagar _ | 3000003533 | 220KV UR Type Tower wo Stub & Cleat | TWR.220UR.L.A001 | ZSPR_ACT | ZSPR | MT | 49.931 | 3815462.95 | INR
5000 | Western Zone, Burla | 5200 | EHT (O&M) Circle, Burla | 5203 | EHT (O&M) Division, Jharsuguda | WL33 | 132/33/11 kV T/L S/S S/D Brajarajnagar _ | 3000003535 | Stub & cleat for 220 KV UR type tower | TWR.220UR.STUB.A001 | ZSPR_ACT | ZSPR | MT | 0.692 | 59836.72 | INR
5000 | Western Zone, Burla | 5200 | EHT (O&M) Circle, Burla | 5203 | EHT (O&M) Division, Jharsuguda | W238 | 220/132 kV Line S/D Budhipadar | 3000003535 | Stub & cleat for 220 KV UR type tower | TWR.220UR.STUB.A001 | ZSPR_ACT | ZSPR | MT | 2.769 | 239433.33 | INR
5000 | Western Zone, Burla | 5200 | EHT (O&M) Circle, Burla | 5203 | EHT (O&M) Division, Jharsuguda | WL33 | 132/33/11 kV T/L S/S S/D Brajarajnagar _ | 3000003536 | 220 KV UR TYPE TEMPLATE | TWR.220UR.TMPL.A001 | ZSPR_SCRAP | ZSPR | MT | 1.475 | 80655.95 | INR
5000 | Western Zone, Burla | 5200 | EHT (O&M) Circle, Burla | 5203 | EHT (O&M) Division, Jharsuguda | W238 | 220/132 kV Line S/D Budhipadar | 3000003536 | 220 KV UR TYPE TEMPLATE | TWR.220UR.TMPL.A001 | ZSPR_ACT | ZSPR | MT | 6.208 | 531749.49 | INR
5000 | Western Zone, Burla | 5200 | EHT (O&M) Circle, Burla | 5203 | EHT (O&M) Division, Jharsuguda | WL33 | 132/33/11 kV T/L S/S S/D Brajarajnagar _ | 3000003555 | ANTICLIMBING DEVICE | TWR.ACD.A001 | ZSPR_US | ZSPR | SET | 396 | 4890.6 | INR
5000 | Western Zone, Burla | 5200 | EHT (O&M) Circle, Burla | 5203 | EHT (O&M) Division, Jharsuguda | W235 | 132/33 kV Grid S/S S/D Lakhanpur | 3000003556 | ANTICLIMBING DEVICE FOR TOWER | TWR.ANTI.CD.A001 | ZSPR_ACT | ZSPR | KG | 1 | 761.46 | INR
5000 | Western Zone, Burla | 5200 | EHT (O&M) Circle, Burla | 5203 | EHT (O&M) Division, Jharsuguda | W235 | 132/33 kV Grid S/S S/D Lakhanpur | 3000003557 | BIRD GUARD | TWR.BD.GRD.A001 | ZSPR_ACT | ZSPR | NOS | 239 | 480566.71 | INR
5000 | Western Zone, Burla | 5200 | EHT (O&M) Circle, Burla | 5203 | EHT (O&M) Division, Jharsuguda | W239 | 220/33 kV S/S S/D Lephripada | 3000003557 | BIRD GUARD | TWR.BD.GRD.A001 | ZSPR_ACT | ZSPR | NOS | 42 | 84451.05 | INR
5000 | Western Zone, Burla | 5200 | EHT (O&M) Circle, Burla | 5203 | EHT (O&M) Division, Jharsuguda | WL33 | 132/33/11 kV T/L S/S S/D Brajarajnagar _ | 3000003557 | BIRD GUARD | TWR.BD.GRD.A001 | ZSPR_US | ZSPR | NOS | 132 | 112830.96 | INR
5000 | Western Zone, Burla | 5200 | EHT (O&M) Circle, Burla | 5203 | EHT (O&M) Division, Jharsuguda | W235 | 132/33 kV Grid S/S S/D Lakhanpur | 3000003558 | TOWER CIRCUIT PLATE | TWR.CKT.PLT.A001 | ZSPR_ACT | ZSPR | NOS | 32 | 4764.02 | INR
5000 | Western Zone, Burla | 5200 | EHT (O&M) Circle, Burla | 5203 | EHT (O&M) Division, Jharsuguda | WL33 | 132/33/11 kV T/L S/S S/D Brajarajnagar _ | 3000003558 | TOWER CIRCUIT PLATE | TWR.CKT.PLT.A001 | ZSPR_ACT | ZSPR | NOS | 40 | 5955.02 | INR
5000 | Western Zone, Burla | 5200 | EHT (O&M) Circle, Burla | 5203 | EHT (O&M) Division, Jharsuguda | W232 | 132_G Jharsguda | 3000003561 | DANGER BOARD | TWR.DNGRBRD.A001 | ZSPR_ACT | ZSPR | NOS | 1 | 297.21 | INR
5000 | Western Zone, Burla | 5200 | EHT (O&M) Circle, Burla | 5203 | EHT (O&M) Division, Jharsuguda | W238 | 220/132 kV Line S/D Budhipadar | 3000003561 | DANGER BOARD | TWR.DNGRBRD.A001 | ZSPR_ACT | ZSPR | NOS | 25 | 7430.29 | INR
5000 | Western Zone, Burla | 5200 | EHT (O&M) Circle, Burla | 5203 | EHT (O&M) Division, Jharsuguda | W232 | 132_G Jharsguda | 3000003562 | ASSORTED GI TOWER ANGLE | TWR.GI.ANGLE.A001 | ZSPR_SCRAP | ZSPR | MT | 8.639 | 288310.3 | INR
5000 | Western Zone, Burla | 5200 | EHT (O&M) Circle, Burla | 5203 | EHT (O&M) Division, Jharsuguda | WL33 | 132/33/11 kV T/L S/S S/D Brajarajnagar _ | 3000003562 | ASSORTED GI TOWER ANGLE | TWR.GI.ANGLE.A001 | ZSPR_ACT | ZSPR | MT | 33.632 | 1125321.93 | INR
5000 | Western Zone, Burla | 5200 | EHT (O&M) Circle, Burla | 5203 | EHT (O&M) Division, Jharsuguda | W239 | 220/33 kV S/S S/D Lephripada | 3000003562 | ASSORTED GI TOWER ANGLE | TWR.GI.ANGLE.A001 | ZSPR_ACT | ZSPR | MT | 0.201 | 6725.43 | INR
5000 | Western Zone, Burla | 5200 | EHT (O&M) Circle, Burla | 5203 | EHT (O&M) Division, Jharsuguda | W238 | 220/132 kV Line S/D Budhipadar | 3000003562 | ASSORTED GI TOWER ANGLE | TWR.GI.ANGLE.A001 | ZSPR_ACT | ZSPR | MT | 0.356 | 11911.71 | INR
5000 | Western Zone, Burla | 5200 | EHT (O&M) Circle, Burla | 5203 | EHT (O&M) Division, Jharsuguda | WL32 | 132/33 kV T/L S/S S/D Jharsuguda_Line | 3000003562 | ASSORTED GI TOWER ANGLE | TWR.GI.ANGLE.A001 | ZSPR_THEFT | ZSPR | MT | 0.85 | 46336.75 | INR
5000 | Western Zone, Burla | 5200 | EHT (O&M) Circle, Burla | 5203 | EHT (O&M) Division, Jharsuguda | W238 | 220/132 kV Line S/D Budhipadar | 3000003562 | ASSORTED GI TOWER ANGLE | TWR.GI.ANGLE.A001 | ZSPR_THEFT | ZSPR | MT | 27.443 | 1496022.75 | INR
5000 | Western Zone, Burla | 5200 | EHT (O&M) Circle, Burla | 5203 | EHT (O&M) Division, Jharsuguda | W232 | 132_G Jharsguda | 3000003562 | ASSORTED GI TOWER ANGLE | TWR.GI.ANGLE.A001 | ZSPR_THEFT | ZSPR | MT | 1.403 | 76482.89 | INR
5000 | Western Zone, Burla | 5200 | EHT (O&M) Circle, Burla | 5203 | EHT (O&M) Division, Jharsuguda | W238 | 220/132 kV Line S/D Budhipadar | 3000003563 | 45X45X5MM SIZE GI TOWER ANGLE | TWR.GI.ANGLE.A002 | ZSPR_ACT | ZSPR | MT | 1.02 | 61200 | INR
5000 | Western Zone, Burla | 5200 | EHT (O&M) Circle, Burla | 5203 | EHT (O&M) Division, Jharsuguda | WL33 | 132/33/11 kV T/L S/S S/D Brajarajnagar _ | 3000003574 | TOWER HANGER | TWR.HNGR.A001 | ZSPR_ACT | ZSPR | NOS | 120 | 29027.14 | INR
5000 | Western Zone, Burla | 5200 | EHT (O&M) Circle, Burla | 5203 | EHT (O&M) Division, Jharsuguda | W235 | 132/33 kV Grid S/S S/D Lakhanpur | 3000003574 | TOWER HANGER | TWR.HNGR.A001 | ZSPR_ACT | ZSPR | NOS | 5 | 1209.46 | INR
5000 | Western Zone, Burla | 5200 | EHT (O&M) Circle, Burla | 5203 | EHT (O&M) Division, Jharsuguda | WL33 | 132/33/11 kV T/L S/S S/D Brajarajnagar _ | 3000003578 | TOWER NUMBER PLATE | TWR.NO.PLT.A001 | ZSPR_ACT | ZSPR | NOS | 22 | 280.94 | INR
5000 | Western Zone, Burla | 5200 | EHT (O&M) Circle, Burla | 5203 | EHT (O&M) Division, Jharsuguda | W232 | 132_G Jharsguda | 3000003578 | TOWER NUMBER PLATE | TWR.NO.PLT.A001 | ZSPR_SUP | ZSPR | NOS | 160 | 2043.2 | INR
5000 | Western Zone, Burla | 5200 | EHT (O&M) Circle, Burla | 5203 | EHT (O&M) Division, Jharsuguda | WL33 | 132/33/11 kV T/L S/S S/D Brajarajnagar _ | 3000003579 | TOWER PHASE PLATE | TWR.PH.PLT.A001 | ZSPR_ACT | ZSPR | NOS | 210 | 34943.88 | INR
5000 | Western Zone, Burla | 5200 | EHT (O&M) Circle, Burla | 5203 | EHT (O&M) Division, Jharsuguda | W238 | 220/132 kV Line S/D Budhipadar | 3000003579 | TOWER PHASE PLATE | TWR.PH.PLT.A001 | ZSPR_ACT | ZSPR | NOS | 16 | 2662.39 | INR
5000 | Western Zone, Burla | 5200 | EHT (O&M) Circle, Burla | 5203 | EHT (O&M) Division, Jharsuguda | W235 | 132/33 kV Grid S/S S/D Lakhanpur | 3000003579 | TOWER PHASE PLATE | TWR.PH.PLT.A001 | ZSPR_ACT | ZSPR | NOS | 99 | 16473.54 | INR
5000 | Western Zone, Burla | 5200 | EHT (O&M) Circle, Burla | 5203 | EHT (O&M) Division, Jharsuguda | W239 | 220/33 kV S/S S/D Lephripada | 3000003610 | COUPLER FOR 4" IPS TUBE | SPR.C.IPS.A001 | ZSPR_ACT | ZSPR | NOS | 54 | 72781.2 | INR
5000 | Western Zone, Burla | 5200 | EHT (O&M) Circle, Burla | 5203 | EHT (O&M) Division, Jharsuguda | W239 | 220/33 kV S/S S/D Lephripada | 3000003612 | Isolator PI 40mm Stud-120mm dia Al Pipe | CLMP.ASRT.A004 | ZSPR_ACT | ZSPR | NOS | 12 | 16173.6 | INR
5000 | Western Zone, Burla | 5200 | EHT (O&M) Circle, Burla | 5203 | EHT (O&M) Division, Jharsuguda | W237 | 220/132/33 kV S/S S/D Budhipadar | 3000003640 | 25 MM COPPER PIPE | MISC.COP.PIPE.A003 | ZSPR_ACT | ZSPR | M | 12 | 1200 | INR
5000 | Western Zone, Burla | 5200 | EHT (O&M) Circle, Burla | 5203 | EHT (O&M) Division, Jharsuguda | W239 | 220/33 kV S/S S/D Lephripada | 3000003692 | Isolator Pad Clamp for 4" IPS | CLMP.ISO.AL.F005 | ZSPR_ACT | ZSPR | NOS | 12 | 16173.6 | INR
5000 | Western Zone, Burla | 5200 | EHT (O&M) Circle, Burla | 5203 | EHT (O&M) Division, Jharsuguda | W235 | 132/33 kV Grid S/S S/D Lakhanpur | 3000003733 | HV Bushing&Rod of 20MVA 132/33kV Tfr Tos | SPR.TFR20TOSB.EB01 | ZSPR_ACT | ZSPR | NOS | 1 | 150000 | INR
5000 | Western Zone, Burla | 5200 | EHT (O&M) Circle, Burla | 5203 | EHT (O&M) Division, Jharsuguda | W235 | 132/33 kV Grid S/S S/D Lakhanpur | 3000003734 | LV Bushing&Rod of 20MVA 132/33kV Tfr Tos | SPR.TFR20TOSB.EB02 | ZSPR_ACT | ZSPR | NOS | 1 | 30000 | INR
5000 | Western Zone, Burla | 5200 | EHT (O&M) Circle, Burla | 5203 | EHT (O&M) Division, Jharsuguda | W235 | 132/33 kV Grid S/S S/D Lakhanpur | 3000003735 | HV Neutral Bushing&Rod of 20MVA 132/33kV | SPR.TFR20TOSB.EB03 | ZSPR_ACT | ZSPR | NOS | 1 | 15000 | INR
5000 | Western Zone, Burla | 5200 | EHT (O&M) Circle, Burla | 5203 | EHT (O&M) Division, Jharsuguda | W235 | 132/33 kV Grid S/S S/D Lakhanpur | 3000003736 | LV Neutral Bushing&Rod of 20MVA 132/33kV | SPR.TFR20TOSB.EB13 | ZSPR_ACT | ZSPR | NOS | 1 | 15000 | INR
5000 | Western Zone, Burla | 5200 | EHT (O&M) Circle, Burla | 5203 | EHT (O&M) Division, Jharsuguda | W235 | 132/33 kV Grid S/S S/D Lakhanpur | 3000003738 | OTI with contacts -20MVA 132/33kV Tfr To | SPR.TFR20TOSB.EB05 | ZSPR_ACT | ZSPR | NOS | 1 | 6000 | INR
5000 | Western Zone, Burla | 5200 | EHT (O&M) Circle, Burla | 5203 | EHT (O&M) Division, Jharsuguda | W235 | 132/33 kV Grid S/S S/D Lakhanpur | 3000003739 | Pressure Relief device of 20MVA 132/33kV | SPR.TFR20TOSB.EB06 | ZSPR_ACT | ZSPR | NOS | 1 | 5000 | INR
5000 | Western Zone, Burla | 5200 | EHT (O&M) Circle, Burla | 5203 | EHT (O&M) Division, Jharsuguda | W235 | 132/33 kV Grid S/S S/D Lakhanpur | 3000003740 | MOLG & low oil level alarm contacts -20M | SPR.TFR20TOSB.EB07 | ZSPR_ACT | ZSPR | NOS | 1 | 4000 | INR
5000 | Western Zone, Burla | 5200 | EHT (O&M) Circle, Burla | 5203 | EHT (O&M) Division, Jharsuguda | W235 | 132/33 kV Grid S/S S/D Lakhanpur | 3000003741 | Cooler fan with motor -20MVA 132/33kV Tf | SPR.TFR20TOSB.EB08 | ZSPR_ACT | ZSPR | NOS | 1 | 4000 | INR
5000 | Western Zone, Burla | 5200 | EHT (O&M) Circle, Burla | 5203 | EHT (O&M) Division, Jharsuguda | W235 | 132/33 kV Grid S/S S/D Lakhanpur | 3000003742 | Buchhloz relay -20MVA 132/33kV Tfr Toshi | SPR.TFR20TOSB.EB09 | ZSPR_ACT | ZSPR | NOS | 6 | 30000 | INR
5000 | Western Zone, Burla | 5200 | EHT (O&M) Circle, Burla | 5203 | EHT (O&M) Division, Jharsuguda | W235 | 132/33 kV Grid S/S S/D Lakhanpur | 3000003743 | TPI of 20MVA 132/33kV Toshiba Tfr | SPR.TFR20TOSB.EB10 | ZSPR_ACT | ZSPR | NOS | 1 | 1500 | INR
5000 | Western Zone, Burla | 5200 | EHT (O&M) Circle, Burla | 5203 | EHT (O&M) Division, Jharsuguda | W234 | 132/33 kV T/L S/S S/D Kuchinda | 4000000003 | DISCHARGE ROD WITH CARRY BAG | MISC.DISCHARGE.A001 | ZTNP_US | ZTNP | NOS | 3 | 3 | INR
5000 | Western Zone, Burla | 5200 | EHT (O&M) Circle, Burla | 5203 | EHT (O&M) Division, Jharsuguda | W234 | 132/33 kV T/L S/S S/D Kuchinda | 4000000003 | DISCHARGE ROD WITH CARRY BAG | MISC.DISCHARGE.A001 | ZTNP_ACT | ZTNP | NOS | 6 | 56160 | INR
5000 | Western Zone, Burla | 5200 | EHT (O&M) Circle, Burla | 5203 | EHT (O&M) Division, Jharsuguda | W239 | 220/33 kV S/S S/D Lephripada | 4000000049 | D SHACKLE 5/8" OR 18 mm size | TNP.DSHAKLE.A003 | ZTNP_ACT | ZTNP | NOS | 40 | 27726 | INR
5000 | Western Zone, Burla | 5200 | EHT (O&M) Circle, Burla | 5203 | EHT (O&M) Division, Jharsuguda | W235 | 132/33 kV Grid S/S S/D Lakhanpur | 4000000051 | D' SHACKLE OF DIFFERENT SIZES | TNP.DSHAKLE.A006 | ZTNP_ACT | ZTNP | NOS | 142 | 83413.64 | INR
5000 | Western Zone, Burla | 5200 | EHT (O&M) Circle, Burla | 5203 | EHT (O&M) Division, Jharsuguda | W238 | 220/132 kV Line S/D Budhipadar | 5000000003 | SCRAP ACSR CONDUCTOR OF DIFFERENT TYPE | SCRP.COND.ACSR.A001 | ZSRP_THEFT | ZSRP | KM | 7.33 | 22084.98 | INR
5000 | Western Zone, Burla | 5200 | EHT (O&M) Circle, Burla | 5203 | EHT (O&M) Division, Jharsuguda | W238 | 220/132 kV Line S/D Budhipadar | 5000000004 | SCRAP CUTPIECE CONDUCTOR | SCRP.COND.CUTPIECE.A001 | ZSRP_THEFT | ZSRP | MT | 14.6 | 69874.19 | INR
5000 | Western Zone, Burla | 5200 | EHT (O&M) Circle, Burla | 5203 | EHT (O&M) Division, Jharsuguda | W238 | 220/132 kV Line S/D Budhipadar | 5000000004 | SCRAP CUTPIECE CONDUCTOR | SCRP.COND.CUTPIECE.A001 | ZSRP_SCRAP | ZSRP | MT | 6.61 | 84644.76 | INR
5000 | Western Zone, Burla | 5200 | EHT (O&M) Circle, Burla | 5203 | EHT (O&M) Division, Jharsuguda | W232 | 132_G Jharsguda | 5000000004 | SCRAP CUTPIECE CONDUCTOR | SCRP.COND.CUTPIECE.A001 | ZSRP_SCRAP | ZSRP | MT | 6.3 | 80675.04 | INR
5000 | Western Zone, Burla | 5200 | EHT (O&M) Circle, Burla | 5203 | EHT (O&M) Division, Jharsuguda | W238 | 220/132 kV Line S/D Budhipadar | 5000000013 | SCRAP EARTHING ACCESSORIES | SCRP.ERTH.ACCES.A001 | ZSRP_SCRAP | ZSRP | NOS | 3 | 3 | INR
5000 | Western Zone, Burla | 5200 | EHT (O&M) Circle, Burla | 5203 | EHT (O&M) Division, Jharsuguda | W238 | 220/132 kV Line S/D Budhipadar | 5000000024 | SCRAP SS HWF FOR DIFFERENT TYPES | SCRP.HWF.SS.A001 | ZSRP_SCRAP | ZSRP | NOS | 120 | 120 | INR
5000 | Western Zone, Burla | 5200 | EHT (O&M) Circle, Burla | 5203 | EHT (O&M) Division, Jharsuguda | W232 | 132_G Jharsguda | 5000000025 | SCRAP ST HWF FOR DIFFERENT TYPES | SCRP.HWF.ST.A001 | ZSRP_SCRAP | ZSRP | NOS | 90 | 4500 | INR
5000 | Western Zone, Burla | 5200 | EHT (O&M) Circle, Burla | 5203 | EHT (O&M) Division, Jharsuguda | W238 | 220/132 kV Line S/D Budhipadar | 5000000028 | SCRAP LR INSULATOR OF ASSORTED TYPES | SCRP.INS.LR.A001 | ZSRP_SCRAP | ZSRP | NOS | 36 | 36 | INR
5000 | Western Zone, Burla | 5200 | EHT (O&M) Circle, Burla | 5203 | EHT (O&M) Division, Jharsuguda | W238 | 220/132 kV Line S/D Budhipadar | 5000000030 | SCRAP PORCELAIN DISC INSULATOR | SCRP.INS.POR.DISC.C001 | ZSRP_SCRAP | ZSRP | NOS | 1646 | 1646 | INR
5000 | Western Zone, Burla | 5200 | EHT (O&M) Circle, Burla | 5203 | EHT (O&M) Division, Jharsuguda | W238 | 220/132 kV Line S/D Budhipadar | 5000000166 | SCRAP 132 KV TEMPLATE STRUCTURE | SCRP.STRS.132TMPL.A001 | ZSRP_SCRAP | ZSRP | MT | 3.688 | 201667.22 | INR
5000 | Western Zone, Burla | 5200 | EHT (O&M) Circle, Burla | 5203 | EHT (O&M) Division, Jharsuguda | W238 | 220/132 kV Line S/D Budhipadar | 5000000167 | SCRAP 220 KV TEMPLATE STRUCTURE | SCRP.STRS.220TMPL.A001 | ZSRP_SCRAP | ZSRP | MT | 5.881 | 321557.5 | INR
5000 | Western Zone, Burla | 5200 | EHT (O&M) Circle, Burla | 5203 | EHT (O&M) Division, Jharsuguda | W238 | 220/132 kV Line S/D Budhipadar | 5000000173 | scrap tower material | SCRP.TWR.A001 | ZSRP_SCRAP | ZSRP | MT | 76.487 | 920112.6 | INR
5000 | Western Zone, Burla | 5200 | EHT (O&M) Circle, Burla | 5203 | EHT (O&M) Division, Jharsuguda | W232 | 132_G Jharsguda | 5000000225 | Scrap Copper | SCRP.MISC.A006 | ZSRP_THEFT | ZSRP | KG | 5746 | 2298400 | INR
5000 | Western Zone, Burla | 5200 | EHT (O&M) Circle, Burla | 5204 | EHT (O&M) Division, Barpali | W244 | 132/33 kV T/L S/S S/D Bargarh | 1000000004 | 36KV VCB with Structure | BKR.36VCB.G.S.F005 | ZCAP_ACT | ZCAP | NOS | 1 | 256618.49 | INR
5000 | Western Zone, Burla | 5200 | EHT (O&M) Circle, Burla | 5204 | EHT (O&M) Division, Barpali | W2L4 | 220KV Bargarh_L | 1000000014 | AAAC ZEBRA CONDUCTOR | COND.AAAC.A002 | ZCAP_ACT | ZCAP | KM | 0.705 | 136977.27 | INR
5000 | Western Zone, Burla | 5200 | EHT (O&M) Circle, Burla | 5204 | EHT (O&M) Division, Barpali | W244 | 132/33 kV T/L S/S S/D Bargarh | 1000000016 | ACSR PANTHER CONDUCTOR | COND.ACSR.A002 | ZCAP_ACT | ZCAP | KM | 0.106 | 15873.55 | INR
5000 | Western Zone, Burla | 5200 | EHT (O&M) Circle, Burla | 5204 | EHT (O&M) Division, Barpali | W245 | 132/33 kV T/L S/S S/D Ghense | 1000000016 | ACSR PANTHER CONDUCTOR | COND.ACSR.A002 | ZCAP_ACT | ZCAP | KM | 0.604 | 90449.29 | INR
5000 | Western Zone, Burla | 5200 | EHT (O&M) Circle, Burla | 5204 | EHT (O&M) Division, Barpali | W246 | 132/33 kV T/L S/S S/D Thuapali | 1000000016 | ACSR PANTHER CONDUCTOR | COND.ACSR.A002 | ZCAP_ACT | ZCAP | KM | 3 | 449251.43 | INR
5000 | Western Zone, Burla | 5200 | EHT (O&M) Circle, Burla | 5204 | EHT (O&M) Division, Barpali | WL44 | 132/33 kV T/L S/S S/D Bargarh_Line | 1000000016 | ACSR PANTHER CONDUCTOR | COND.ACSR.A002 | ZCAP_ACT | ZCAP | KM | 0.094 | 14076.54 | INR
5000 | Western Zone, Burla | 5200 | EHT (O&M) Circle, Burla | 5204 | EHT (O&M) Division, Barpali | W243 | 132/33 kV T/L S/S S/D Barpali | 1000000017 | ACSR ZEBRA CONDUCTOR | COND.ACSR.A003 | ZCAP_FREE | ZCAP | KM | 0.001 | 0 | INR
5000 | Western Zone, Burla | 5200 | EHT (O&M) Circle, Burla | 5204 | EHT (O&M) Division, Barpali | WL43 | 132/33 kV T/L S/S S/D Barpali_Line | 1000000017 | ACSR ZEBRA CONDUCTOR | COND.ACSR.A003 | ZCAP_ACT | ZCAP | KM | 0.19 | 9844.39 | INR
5000 | Western Zone, Burla | 5200 | EHT (O&M) Circle, Burla | 5204 | EHT (O&M) Division, Barpali | W244 | 132/33 kV T/L S/S S/D Bargarh | 1000000017 | ACSR ZEBRA CONDUCTOR | COND.ACSR.A003 | ZCAP_ACT | ZCAP | KM | 1.814 | 93988.06 | INR
5000 | Western Zone, Burla | 5200 | EHT (O&M) Circle, Burla | 5204 | EHT (O&M) Division, Barpali | W243 | 132/33 kV T/L S/S S/D Barpali | 1000000017 | ACSR ZEBRA CONDUCTOR | COND.ACSR.A003 | ZCAP_FREE | ZCAP | KM | 0.001 | 0 | INR
5000 | Western Zone, Burla | 5200 | EHT (O&M) Circle, Burla | 5204 | EHT (O&M) Division, Barpali | W242 | 220/132/33 kV S/S S/D Bargarh | 1000000018 | ACSR MOOSE CONDUCTOR | COND.ACSR.A004 | ZCAP_ACT | ZCAP | KM | 1.664 | 631035.79 | INR
5000 | Western Zone, Burla | 5200 | EHT (O&M) Circle, Burla | 5204 | EHT (O&M) Division, Barpali | W245 | 132/33 kV T/L S/S S/D Ghense | 1000000018 | ACSR MOOSE CONDUCTOR | COND.ACSR.A004 | ZCAP_ACT | ZCAP | KM | 1.181 | 447868.54 | INR
5000 | Western Zone, Burla | 5200 | EHT (O&M) Circle, Burla | 5204 | EHT (O&M) Division, Barpali | W246 | 132/33 kV T/L S/S S/D Thuapali | 1000000018 | ACSR MOOSE CONDUCTOR | COND.ACSR.A004 | ZCAP_ACT | ZCAP | KM | 0.581 | 220331.6 | INR
5000 | Western Zone, Burla | 5200 | EHT (O&M) Circle, Burla | 5204 | EHT (O&M) Division, Barpali | W247 | 132/33 KV GSS Bhatli | 1000000018 | ACSR MOOSE CONDUCTOR | COND.ACSR.A004 | ZCAP_ACT | ZCAP | KM | 1.09 | 413358.77 | INR
5000 | Western Zone, Burla | 5200 | EHT (O&M) Circle, Burla | 5204 | EHT (O&M) Division, Barpali | W243 | 132/33 kV T/L S/S S/D Barpali | 1000000030 | 36KV 1CORE NCTOF PRIMARY CURRENT 400A | CT.36NCT400.A001 | ZCAP_ACT | ZCAP | NOS | 1 | 4750 | INR
5000 | Western Zone, Burla | 5200 | EHT (O&M) Circle, Burla | 5204 | EHT (O&M) Division, Barpali | W245 | 132/33 kV T/L S/S S/D Ghense | 1000000033 | 36KV 1CORE NCTOF PRIMARY CURRENT 800A | CT.36NCT800.A001 | ZCAP_ACT | ZCAP | NOS | 2 | 101044.96 | INR
5000 | Western Zone, Burla | 5200 | EHT (O&M) Circle, Burla | 5204 | EHT (O&M) Division, Barpali | W247 | 132/33 KV GSS Bhatli | 1000000033 | 36KV 1CORE NCTOF PRIMARY CURRENT 800A | CT.36NCT800.A001 | ZCAP_ACT | ZCAP | NOS | 3 | 151567.44 | INR
5000 | Western Zone, Burla | 5200 | EHT (O&M) Circle, Burla | 5204 | EHT (O&M) Division, Barpali | W245 | 132/33 kV T/L S/S S/D Ghense | 1000000034 | 36KV 2C NCTOF RATIO 800-400-200/1-1A | CT.36NCT800.A002 | ZCAP_ACT | ZCAP | NOS | 4 | 269813.28 | INR
5000 | Western Zone, Burla | 5200 | EHT (O&M) Circle, Burla | 5204 | EHT (O&M) Division, Barpali | W247 | 132/33 KV GSS Bhatli | 1000000035 | 36KV NCT- 800-400-200 A | CT.36NCT800.B001 | ZCAP_ACT | ZCAP | NOS | 1 | 52088.95 | INR
5000 | Western Zone, Burla | 5200 | EHT (O&M) Circle, Burla | 5204 | EHT (O&M) Division, Barpali | W242 | 220/132/33 kV S/S S/D Bargarh | 1000000035 | 36KV NCT- 800-400-200 A | CT.36NCT800.B001 | ZCAP_ACT | ZCAP | NOS | 2 | 104177.89 | INR
5000 | Western Zone, Burla | 5200 | EHT (O&M) Circle, Burla | 5204 | EHT (O&M) Division, Barpali | W242 | 220/132/33 kV S/S S/D Bargarh | 1000000044 | 132KV CT OF RATIO 400-200-100/1-1-1A | CT1.132OIL400.C003 | ZCAP_ACT | ZCAP | NOS | 5 | 672600 | INR
5000 | Western Zone, Burla | 5200 | EHT (O&M) Circle, Burla | 5204 | EHT (O&M) Division, Barpali | W246 | 132/33 kV T/L S/S S/D Thuapali | 1000000049 | 132KV CT OF RATIO 800-400-200/1-1-1A | CT1.132OIL800.C003 | ZCAP_SH | ZCAP | NOS | 2 | 0.02 | INR
5000 | Western Zone, Burla | 5200 | EHT (O&M) Circle, Burla | 5204 | EHT (O&M) Division, Barpali | W244 | 132/33 kV T/L S/S S/D Bargarh | 1000000049 | 132KV CT OF RATIO 800-400-200/1-1-1A | CT1.132OIL800.C003 | ZCAP_ACT | ZCAP | NOS | 1 | 119804.14 | INR
5000 | Western Zone, Burla | 5200 | EHT (O&M) Circle, Burla | 5204 | EHT (O&M) Division, Barpali | W242 | 220/132/33 kV S/S S/D Bargarh | 1000000057 | 220KV CT RATIO 1200-600-300/1-1-1-1-1A | CT1.245OIL1200.C005 | ZCAP_ACT | ZCAP | NOS | 8 | 2148803.97 | INR
5000 | Western Zone, Burla | 5200 | EHT (O&M) Circle, Burla | 5204 | EHT (O&M) Division, Barpali | W244 | 132/33 kV T/L S/S S/D Bargarh | 1000000066 | 33kV CT (800-400-200/1-1-1) | CT1.36OIL800.C003 | ZCAP_ACT | ZCAP | NOS | 3 | 142579.38 | INR
5000 | Western Zone, Burla | 5200 | EHT (O&M) Circle, Burla | 5204 | EHT (O&M) Division, Barpali | W243 | 132/33 kV T/L S/S S/D Barpali | 1000000066 | 33kV CT (800-400-200/1-1-1) | CT1.36OIL800.C003 | ZCAP_US | ZCAP | NOS | 1 | 15679.45 | INR
5000 | Western Zone, Burla | 5200 | EHT (O&M) Circle, Burla | 5204 | EHT (O&M) Division, Barpali | W247 | 132/33 KV GSS Bhatli | 1000000074 | 7/3.15 MM SIZE G.I. EARTH WIRE | EW.STEEL.A002 | ZCAP_ACT | ZCAP | KM | 0.26 | 83523.23 | INR
5000 | Western Zone, Burla | 5200 | EHT (O&M) Circle, Burla | 5204 | EHT (O&M) Division, Barpali | W244 | 132/33 kV T/L S/S S/D Bargarh | 1000000078 | 132KV 2000A DI W/O ES ISOLATOR | ISO.132DI.DB.A002 | ZCAP_ACT | ZCAP | SET | 1 | 50000 | INR
5000 | Western Zone, Burla | 5200 | EHT (O&M) Circle, Burla | 5204 | EHT (O&M) Division, Barpali | W246 | 132/33 kV T/L S/S S/D Thuapali | 1000000118 | 132KV OIL SP 2C IVT/PT | IVT.132OIL.S.B004 | ZCAP_SH | ZCAP | NOS | 1 | 0.01 | INR
5000 | Western Zone, Burla | 5200 | EHT (O&M) Circle, Burla | 5204 | EHT (O&M) Division, Barpali | W244 | 132/33 kV T/L S/S S/D Bargarh | 1000000130 | 132KV SURGE ARRESTER OF 120 KV | SA.145MO.GL.A001 | ZCAP_ACT | ZCAP | NOS | 4 | 12000 | INR
5000 | Western Zone, Burla | 5200 | EHT (O&M) Circle, Burla | 5204 | EHT (O&M) Division, Barpali | W246 | 132/33 kV T/L S/S S/D Thuapali | 1000000130 | 132KV SURGE ARRESTER OF 120 KV | SA.145MO.GL.A001 | ZCAP_SH | ZCAP | NOS | 2 | 0.02 | INR
5000 | Western Zone, Burla | 5200 | EHT (O&M) Circle, Burla | 5204 | EHT (O&M) Division, Barpali | W246 | 132/33 kV T/L S/S S/D Thuapali | 1000000132 | 220KV MO WITH RING SURGE ARRESTER | SA.245MO.WR.A005 | ZCAP_ACT | ZCAP | NOS | 22 | 32283.9 | INR
5000 | Western Zone, Burla | 5200 | EHT (O&M) Circle, Burla | 5204 | EHT (O&M) Division, Barpali | W244 | 132/33 kV T/L S/S S/D Bargarh | 1000000134 | 36KV MO W/O SURGE ARRESTER | SA.36MO.WOR.A001 | ZCAP_ACT | ZCAP | NOS | 5 | 9447.48 | INR
5000 | Western Zone, Burla | 5200 | EHT (O&M) Circle, Burla | 5204 | EHT (O&M) Division, Barpali | W245 | 132/33 kV T/L S/S S/D Ghense | 1000000134 | 36KV MO W/O SURGE ARRESTER | SA.36MO.WOR.A001 | ZCAP_ACT | ZCAP | NOS | 1 | 1889.5 | INR
5000 | Western Zone, Burla | 5200 | EHT (O&M) Circle, Burla | 5204 | EHT (O&M) Division, Barpali | W242 | 220/132/33 kV S/S S/D Bargarh | 1000000145 | 160MVA 220/132/33kV Auto transformer | TFR.160AT220H.E001 | ZCAP_ACT | ZCAP | NOS | 1 | 119488808 | INR
5000 | Western Zone, Burla | 5200 | EHT (O&M) Circle, Burla | 5204 | EHT (O&M) Division, Barpali | W245 | 132/33 kV T/L S/S S/D Ghense | 1000000190 | 3mtr extension to 132 KV PA type Tower | TWR.132PA+3.L.A001 | ZCAP_ACT | ZCAP | MT | 6.17 | 669312.32 | INR
5000 | Western Zone, Burla | 5200 | EHT (O&M) Circle, Burla | 5204 | EHT (O&M) Division, Barpali | W247 | 132/33 KV GSS Bhatli | 1000000190 | 3mtr extension to 132 KV PA type Tower | TWR.132PA+3.L.A001 | ZCAP_ACT | ZCAP | MT | 2.357 | 255683.81 | INR
5000 | Western Zone, Burla | 5200 | EHT (O&M) Circle, Burla | 5204 | EHT (O&M) Division, Barpali | W247 | 132/33 KV GSS Bhatli | 1000000200 | 132KV ASSORTED PC+3 TOWER | TWR.132PC+3.L.A002 | ZCAP_ACT | ZCAP | MT | 5.922 | 628932.93 | INR
5000 | Western Zone, Burla | 5200 | EHT (O&M) Circle, Burla | 5204 | EHT (O&M) Division, Barpali | W242 | 220/132/33 kV S/S S/D Bargarh | 1000000280 | 36KV 2CORE NCTOF PRIMARY CURRENT 1200A | CT.36NCT1200.A001 | ZCAP_ACT | ZCAP | NOS | 1 | 42698.02 | INR
5000 | Western Zone, Burla | 5200 | EHT (O&M) Circle, Burla | 5204 | EHT (O&M) Division, Barpali | W246 | 132/33 kV T/L S/S S/D Thuapali | 1000000314 | 1.5 MM MS 10 C CONTROL CABLE UAR | CBLE.CTRL.UAR.A010 | ZCAP_ACT | ZCAP | KM | 0.204 | 41542.56 | INR
5000 | Western Zone, Burla | 5200 | EHT (O&M) Circle, Burla | 5204 | EHT (O&M) Division, Barpali | W243 | 132/33 kV T/L S/S S/D Barpali | 1000000318 | 2.5 MM MS 2 C CONTROL CABLE ARM | CBLE.CTRL.AR.A002 | ZCAP_FREE | ZCAP | KM | 1.125 | 0 | INR
5000 | Western Zone, Burla | 5200 | EHT (O&M) Circle, Burla | 5204 | EHT (O&M) Division, Barpali | W246 | 132/33 kV T/L S/S S/D Thuapali | 1000000318 | 2.5 MM MS 2 C CONTROL CABLE ARM | CBLE.CTRL.AR.A002 | ZCAP_ACT | ZCAP | KM | 0.504 | 26318.88 | INR
5000 | Western Zone, Burla | 5200 | EHT (O&M) Circle, Burla | 5204 | EHT (O&M) Division, Barpali | W247 | 132/33 KV GSS Bhatli | 1000000330 | "24 F OPGW CABLE" | OPGW.DWSM.24F.A001 | ZCAP_ACT | ZCAP | KM | 1.47 | 1020580.49 | INR
5000 | Western Zone, Burla | 5200 | EHT (O&M) Circle, Burla | 5204 | EHT (O&M) Division, Barpali | W244 | 132/33 kV T/L S/S S/D Bargarh | 2000000010 | SULPHURIC ACID | CNSM.H2SO4.A001 | ZCON_FREE | ZCON | L | 140 | 0 | INR
5000 | Western Zone, Burla | 5200 | EHT (O&M) Circle, Burla | 5204 | EHT (O&M) Division, Barpali | W244 | 132/33 kV T/L S/S S/D Bargarh | 2000000011 | Hydraulic Oil (AEROSHELL FLUID 41) | CNSM.LUBRICANT.A001 | ZCON_ACT | ZCON | L | 95 | 3800 | INR
5000 | Western Zone, Burla | 5200 | EHT (O&M) Circle, Burla | 5204 | EHT (O&M) Division, Barpali | W244 | 132/33 kV T/L S/S S/D Bargarh | 2000000022 | SILICAGEL | CNSM.SILICAGEL.A001 | ZCON_FREE | ZCON | KG | 50 | 0 | INR
5000 | Western Zone, Burla | 5200 | EHT (O&M) Circle, Burla | 5204 | EHT (O&M) Division, Barpali | W242 | 220/132/33 kV S/S S/D Bargarh | 2000000075 | Copper wire | ILWR.C.WIRE.C010 | ZCON_ACT | ZCON | M | 6 | 9332.94 | INR
5000 | Western Zone, Burla | 5200 | EHT (O&M) Circle, Burla | 5204 | EHT (O&M) Division, Barpali | W243 | 132/33 kV T/L S/S S/D Barpali | 2000000097 | HRC FUSE 4A | ILWR.FUSE.B002 | ZCON_ACT | ZCON | NOS | 20 | 1100 | INR
5000 | Western Zone, Burla | 5200 | EHT (O&M) Circle, Burla | 5204 | EHT (O&M) Division, Barpali | W243 | 132/33 kV T/L S/S S/D Barpali | 2000000098 | HRC FUSE 6A | ILWR.FUSE.B003 | ZCON_ACT | ZCON | NOS | 30 | 1650 | INR
5000 | Western Zone, Burla | 5200 | EHT (O&M) Circle, Burla | 5204 | EHT (O&M) Division, Barpali | W243 | 132/33 kV T/L S/S S/D Barpali | 2000000099 | HRC FUSE 10A | ILWR.FUSE.B004 | ZCON_ACT | ZCON | NOS | 28 | 1540 | INR
5000 | Western Zone, Burla | 5200 | EHT (O&M) Circle, Burla | 5204 | EHT (O&M) Division, Barpali | W243 | 132/33 kV T/L S/S S/D Barpali | 2000000100 | HRC FUSE 32A | ILWR.FUSE.B005 | ZCON_ACT | ZCON | NOS | 15 | 825 | INR
5000 | Western Zone, Burla | 5200 | EHT (O&M) Circle, Burla | 5204 | EHT (O&M) Division, Barpali | W243 | 132/33 kV T/L S/S S/D Barpali | 2000000112 | FUSE 100 AMP | ILWR.FUSE.G002 | ZCON_ACT | ZCON | NOS | 8 | 600 | INR
5000 | Western Zone, Burla | 5200 | EHT (O&M) Circle, Burla | 5204 | EHT (O&M) Division, Barpali | W244 | 132/33 kV T/L S/S S/D Bargarh | 3000000009 | 220V 350AH Battery set | BAT.PLANTE.A005 | ZSPR_US | ZSPR | SET | 1 | 42323.64 | INR
5000 | Western Zone, Burla | 5200 | EHT (O&M) Circle, Burla | 5204 | EHT (O&M) Division, Barpali | W243 | 132/33 kV T/L S/S S/D Barpali | 3000000030 | HV BUSHINGWITH M.PART FOR 40MVA BHEL Tfr | BUSH.132BHEL.AB06 | ZSPR_ACT | ZSPR | NOS | 1 | 176000 | INR
5000 | Western Zone, Burla | 5200 | EHT (O&M) Circle, Burla | 5204 | EHT (O&M) Division, Barpali | W244 | 132/33 kV T/L S/S S/D Bargarh | 3000000038 | HV bushing for 40 MVA 132/33KV Tfr NEI | BUSH.132NEI.AB06 | ZSPR_ACT | ZSPR | NOS | 2 | 50000 | INR
5000 | Western Zone, Burla | 5200 | EHT (O&M) Circle, Burla | 5204 | EHT (O&M) Division, Barpali | W243 | 132/33 kV T/L S/S S/D Barpali | 3000000074 | LV N. BUSHING WITH ROD OF40MVA BHEL Tfr | BUSH.33BHEL.EB03 | ZSPR_ACT | ZSPR | SET | 1 | 8300 | INR
5000 | Western Zone, Burla | 5200 | EHT (O&M) Circle, Burla | 5204 | EHT (O&M) Division, Barpali | W246 | 132/33 kV T/L S/S S/D Thuapali | 3000000111 | 2.5SQMM 12C CONTROL CABLE | CBLE.CTRL.AR.C012 | ZSPR_ACT | ZSPR | KM | 1.321 | 331491.79 | INR
5000 | Western Zone, Burla | 5200 | EHT (O&M) Circle, Burla | 5204 | EHT (O&M) Division, Barpali | W247 | 132/33 KV GSS Bhatli | 3000000111 | 2.5SQMM 12C CONTROL CABLE | CBLE.CTRL.AR.C012 | ZSPR_ACT | ZSPR | KM | 0.933 | 234127.06 | INR
5000 | Western Zone, Burla | 5200 | EHT (O&M) Circle, Burla | 5204 | EHT (O&M) Division, Barpali | W247 | 132/33 KV GSS Bhatli | 3000000112 | 2.5SQMM 16C CONTROL CABLE | CBLE.CTRL.AR.C016 | ZSPR_ACT | ZSPR | KM | 0.155 | 69241.62 | INR
5000 | Western Zone, Burla | 5200 | EHT (O&M) Circle, Burla | 5204 | EHT (O&M) Division, Barpali | W243 | 132/33 kV T/L S/S S/D Barpali | 3000000112 | 2.5SQMM 16C CONTROL CABLE | CBLE.CTRL.AR.C016 | ZSPR_ACT | ZSPR | KM | 1.03 | 460121.72 | INR
5000 | Western Zone, Burla | 5200 | EHT (O&M) Circle, Burla | 5204 | EHT (O&M) Division, Barpali | W247 | 132/33 KV GSS Bhatli | 3000000113 | 2.5SQMM 19C CONTROL CABLE | CBLE.CTRL.AR.C019 | ZSPR_ACT | ZSPR | KM | 0.188 | 76348.75 | INR
5000 | Western Zone, Burla | 5200 | EHT (O&M) Circle, Burla | 5204 | EHT (O&M) Division, Barpali | W246 | 132/33 kV T/L S/S S/D Thuapali | 3000000113 | 2.5SQMM 19C CONTROL CABLE | CBLE.CTRL.AR.C019 | ZSPR_ACT | ZSPR | KM | 0.091 | 36956.04 | INR
5000 | Western Zone, Burla | 5200 | EHT (O&M) Circle, Burla | 5204 | EHT (O&M) Division, Barpali | W246 | 132/33 kV T/L S/S S/D Thuapali | 3000000119 | 2.5 SQMM 7C CONTROL CABLE AR | CBLE.CTRL.AR.D007 | ZSPR_ACT | ZSPR | KM | 0.722 | 103671.98 | INR
5000 | Western Zone, Burla | 5200 | EHT (O&M) Circle, Burla | 5204 | EHT (O&M) Division, Barpali | W244 | 132/33 kV T/L S/S S/D Bargarh | 3000000120 | 2.5 SQMM 8C CONTROL CABLE | CBLE.CTRL.AR.D008 | ZSPR_ACT | ZSPR | KM | 0.12 | 79936.8 | INR
5000 | Western Zone, Burla | 5200 | EHT (O&M) Circle, Burla | 5204 | EHT (O&M) Division, Barpali | W242 | 220/132/33 kV S/S S/D Bargarh | 3000000122 | 2.5sq.mm Control cable 10core | CBLE.CTRL.AR.D010 | ZSPR_ACT | ZSPR | KM | 1.492 | 334506.4 | INR
5000 | Western Zone, Burla | 5200 | EHT (O&M) Circle, Burla | 5204 | EHT (O&M) Division, Barpali | W247 | 132/33 KV GSS Bhatli | 3000000122 | 2.5sq.mm Control cable 10core | CBLE.CTRL.AR.D010 | ZSPR_ACT | ZSPR | KM | 0.999 | 223975.8 | INR
5000 | Western Zone, Burla | 5200 | EHT (O&M) Circle, Burla | 5204 | EHT (O&M) Division, Barpali | W243 | 132/33 kV T/L S/S S/D Barpali | 3000000123 | 2.5 SQMM 12C CONTROL CABLE CU | CBLE.CTRL.AR.D012 | ZSPR_FREE | ZSPR | KM | 0.411 | 0 | INR
5000 | Western Zone, Burla | 5200 | EHT (O&M) Circle, Burla | 5204 | EHT (O&M) Division, Barpali | W243 | 132/33 kV T/L S/S S/D Barpali | 3000000123 | 2.5 SQMM 12C CONTROL CABLE CU | CBLE.CTRL.AR.D012 | ZSPR_FREE | ZSPR | KM | 0.411 | 0 | INR
5000 | Western Zone, Burla | 5200 | EHT (O&M) Circle, Burla | 5204 | EHT (O&M) Division, Barpali | W244 | 132/33 kV T/L S/S S/D Bargarh | 3000000125 | 2.5 SQMM 16C CONTROL CABLE CU | CBLE.CTRL.AR.D016 | ZSPR_ACT | ZSPR | KM | 0.032 | 6251.84 | INR
5000 | Western Zone, Burla | 5200 | EHT (O&M) Circle, Burla | 5204 | EHT (O&M) Division, Barpali | W244 | 132/33 kV T/L S/S S/D Bargarh | 3000000127 | 2.5 SQMM 19C CONTROL CABLE AR | CBLE.CTRL.AR.D019 | ZSPR_ACT | ZSPR | KM | 0.137 | 23727.03 | INR
5000 | Western Zone, Burla | 5200 | EHT (O&M) Circle, Burla | 5204 | EHT (O&M) Division, Barpali | W243 | 132/33 kV T/L S/S S/D Barpali | 3000000127 | 2.5 SQMM 19C CONTROL CABLE AR | CBLE.CTRL.AR.D019 | ZSPR_FREE | ZSPR | KM | 0.175 | 0 | INR
5000 | Western Zone, Burla | 5200 | EHT (O&M) Circle, Burla | 5204 | EHT (O&M) Division, Barpali | W243 | 132/33 kV T/L S/S S/D Barpali | 3000000127 | 2.5 SQMM 19C CONTROL CABLE AR | CBLE.CTRL.AR.D019 | ZSPR_FREE | ZSPR | KM | 0.175 | 0 | INR
5000 | Western Zone, Burla | 5200 | EHT (O&M) Circle, Burla | 5204 | EHT (O&M) Division, Barpali | W246 | 132/33 kV T/L S/S S/D Thuapali | 3000000135 | 2.5 SQMM 4C CONTROL CABLE | CBLE.CTRL.UAR.C004 | ZSPR_ACT | ZSPR | KM | 0.035 | 2883.47 | INR
5000 | Western Zone, Burla | 5200 | EHT (O&M) Circle, Burla | 5204 | EHT (O&M) Division, Barpali | W242 | 220/132/33 kV S/S S/D Bargarh | 3000000136 | 2.5 SQMM 5C CONTROL CABLE | CBLE.CTRL.UAR.C005 | ZSPR_ACT | ZSPR | KM | 0.189 | 16675.47 | INR
5000 | Western Zone, Burla | 5200 | EHT (O&M) Circle, Burla | 5204 | EHT (O&M) Division, Barpali | W242 | 220/132/33 kV S/S S/D Bargarh | 3000000140 | 2.5 SQMM 12C CONTROL CABLE | CBLE.CTRL.UAR.C012 | ZSPR_ACT | ZSPR | KM | 0.25 | 6758.38 | INR
5000 | Western Zone, Burla | 5200 | EHT (O&M) Circle, Burla | 5204 | EHT (O&M) Division, Barpali | W242 | 220/132/33 kV S/S S/D Bargarh | 3000000140 | 2.5 SQMM 12C CONTROL CABLE | CBLE.CTRL.UAR.C012 | ZSPR_FREE | ZSPR | KM | 0.605 | 0 | INR
5000 | Western Zone, Burla | 5200 | EHT (O&M) Circle, Burla | 5204 | EHT (O&M) Division, Barpali | W242 | 220/132/33 kV S/S S/D Bargarh | 3000000150 | 9C X 2.5SQMM CONTROL UNARMOURED CABLE | CBLE.CTRL.UAR.D009 | ZSPR_FREE | ZSPR | KM | 0.166 | 0 | INR
5000 | Western Zone, Burla | 5200 | EHT (O&M) Circle, Burla | 5204 | EHT (O&M) Division, Barpali | W242 | 220/132/33 kV S/S S/D Bargarh | 3000000151 | 2.5 SQMM MSTRAND 10C AR CCABLE | CBLE.CTRL.UAR.D010 | ZSPR_FREE | ZSPR | KM | 0.403 | 0 | INR
5000 | Western Zone, Burla | 5200 | EHT (O&M) Circle, Burla | 5204 | EHT (O&M) Division, Barpali | W242 | 220/132/33 kV S/S S/D Bargarh | 3000000152 | 16CX2.5SQMM CONTROL UNARMOURED CABLE | CBLE.CTRL.UAR.D016 | ZSPR_ACT | ZSPR | KM | 0.25 | 36801.02 | INR
5000 | Western Zone, Burla | 5200 | EHT (O&M) Circle, Burla | 5204 | EHT (O&M) Division, Barpali | W242 | 220/132/33 kV S/S S/D Bargarh | 3000000152 | 16CX2.5SQMM CONTROL UNARMOURED CABLE | CBLE.CTRL.UAR.D016 | ZSPR_ACT | ZSPR | KM | 0.205 | 30176.83 | INR
5000 | Western Zone, Burla | 5200 | EHT (O&M) Circle, Burla | 5204 | EHT (O&M) Division, Barpali | W242 | 220/132/33 kV S/S S/D Bargarh | 3000000153 | 19CX2.5SQMM CONTROL UR CABLE | CBLE.CTRL.UAR.D019 | ZSPR_FREE | ZSPR | KM | 0.802 | 0 | INR
5000 | Western Zone, Burla | 5200 | EHT (O&M) Circle, Burla | 5204 | EHT (O&M) Division, Barpali | W242 | 220/132/33 kV S/S S/D Bargarh | 3000000153 | 19CX2.5SQMM CONTROL UR CABLE | CBLE.CTRL.UAR.D019 | ZSPR_ACT | ZSPR | KM | 0.24 | 0.24 | INR
5000 | Western Zone, Burla | 5200 | EHT (O&M) Circle, Burla | 5204 | EHT (O&M) Division, Barpali | W242 | 220/132/33 kV S/S S/D Bargarh | 3000000186 | 1Cx120SQMM AL POWER CABLE | CBLE.PWR.AL.AR.A008 | ZSPR_ACT | ZSPR | KM | 0.019 | 14903.46 | INR
5000 | Western Zone, Burla | 5200 | EHT (O&M) Circle, Burla | 5204 | EHT (O&M) Division, Barpali | W246 | 132/33 kV T/L S/S S/D Thuapali | 3000000186 | 1Cx120SQMM AL POWER CABLE | CBLE.PWR.AL.AR.A008 | ZSPR_ACT | ZSPR | KM | 0.138 | 108246.16 | INR
5000 | Western Zone, Burla | 5200 | EHT (O&M) Circle, Burla | 5204 | EHT (O&M) Division, Barpali | W244 | 132/33 kV T/L S/S S/D Bargarh | 3000000188 | 1Cx400SQMM AL POWER CABLE | CBLE.PWR.AL.AR.A012 | ZSPR_ACT | ZSPR | KM | 1.431 | 226198.17 | INR
5000 | Western Zone, Burla | 5200 | EHT (O&M) Circle, Burla | 5204 | EHT (O&M) Division, Barpali | W247 | 132/33 KV GSS Bhatli | 3000000189 | 2Cx10SQMM AL POWER CABLE | CBLE.PWR.AL.AR.A013 | ZSPR_ACT | ZSPR | KM | 1.914 | 135100.2 | INR
5000 | Western Zone, Burla | 5200 | EHT (O&M) Circle, Burla | 5204 | EHT (O&M) Division, Barpali | W246 | 132/33 kV T/L S/S S/D Thuapali | 3000000189 | 2Cx10SQMM AL POWER CABLE | CBLE.PWR.AL.AR.A013 | ZSPR_ACT | ZSPR | KM | 0.102 | 7199.7 | INR
5000 | Western Zone, Burla | 5200 | EHT (O&M) Circle, Burla | 5204 | EHT (O&M) Division, Barpali | W245 | 132/33 kV T/L S/S S/D Ghense | 3000000190 | 2Cx16SQMM AL POWER CABLE | CBLE.PWR.AL.AR.B017 | ZSPR_ACT | ZSPR | KM | 0.782 | 53301.12 | INR
5000 | Western Zone, Burla | 5200 | EHT (O&M) Circle, Burla | 5204 | EHT (O&M) Division, Barpali | W242 | 220/132/33 kV S/S S/D Bargarh | 3000000191 | 3.5Cx16 Sqmm AL PWR cable | CBLE.PWR.AL.AR.D002 | ZSPR_ACT | ZSPR | KM | 0.015 | 1531.35 | INR
5000 | Western Zone, Burla | 5200 | EHT (O&M) Circle, Burla | 5204 | EHT (O&M) Division, Barpali | W242 | 220/132/33 kV S/S S/D Bargarh | 3000000193 | 3.5Cx35 Sqmm AL PWR cable | CBLE.PWR.AL.AR.D004 | ZSPR_ACT | ZSPR | KM | 0.375 | 62779.64 | INR
5000 | Western Zone, Burla | 5200 | EHT (O&M) Circle, Burla | 5204 | EHT (O&M) Division, Barpali | W242 | 220/132/33 kV S/S S/D Bargarh | 3000000193 | 3.5Cx35 Sqmm AL PWR cable | CBLE.PWR.AL.AR.D004 | ZSPR_FREE | ZSPR | KM | 0.095 | 0 | INR
5000 | Western Zone, Burla | 5200 | EHT (O&M) Circle, Burla | 5204 | EHT (O&M) Division, Barpali | WL43 | 132/33 kV T/L S/S S/D Barpali_Line | 3000000193 | 3.5Cx35 Sqmm AL PWR cable | CBLE.PWR.AL.AR.D004 | ZSPR_ACT | ZSPR | KM | 0.2 | 33482.48 | INR
5000 | Western Zone, Burla | 5200 | EHT (O&M) Circle, Burla | 5204 | EHT (O&M) Division, Barpali | W245 | 132/33 kV T/L S/S S/D Ghense | 3000000193 | 3.5Cx35 Sqmm AL PWR cable | CBLE.PWR.AL.AR.D004 | ZSPR_ACT | ZSPR | KM | 0.309 | 51730.42 | INR
5000 | Western Zone, Burla | 5200 | EHT (O&M) Circle, Burla | 5204 | EHT (O&M) Division, Barpali | W247 | 132/33 KV GSS Bhatli | 3000000193 | 3.5Cx35 Sqmm AL PWR cable | CBLE.PWR.AL.AR.D004 | ZSPR_ACT | ZSPR | KM | 0.987 | 165236.02 | INR
5000 | Western Zone, Burla | 5200 | EHT (O&M) Circle, Burla | 5204 | EHT (O&M) Division, Barpali | W242 | 220/132/33 kV S/S S/D Bargarh | 3000000195 | 3.5Cx70 Sqmm AL PWR cable | CBLE.PWR.AL.AR.D006 | ZSPR_FREE | ZSPR | KM | 0.094 | 0 | INR
5000 | Western Zone, Burla | 5200 | EHT (O&M) Circle, Burla | 5204 | EHT (O&M) Division, Barpali | WL43 | 132/33 kV T/L S/S S/D Barpali_Line | 3000000195 | 3.5Cx70 Sqmm AL PWR cable | CBLE.PWR.AL.AR.D006 | ZSPR_ACT | ZSPR | KM | 0.4 | 122156.84 | INR
5000 | Western Zone, Burla | 5200 | EHT (O&M) Circle, Burla | 5204 | EHT (O&M) Division, Barpali | W242 | 220/132/33 kV S/S S/D Bargarh | 3000000195 | 3.5Cx70 Sqmm AL PWR cable | CBLE.PWR.AL.AR.D006 | ZSPR_ACT | ZSPR | KM | 0.203 | 61994.59 | INR
5000 | Western Zone, Burla | 5200 | EHT (O&M) Circle, Burla | 5204 | EHT (O&M) Division, Barpali | W246 | 132/33 kV T/L S/S S/D Thuapali | 3000000195 | 3.5Cx70 Sqmm AL PWR cable | CBLE.PWR.AL.AR.D006 | ZSPR_ACT | ZSPR | KM | 0.076 | 23209.8 | INR
5000 | Western Zone, Burla | 5200 | EHT (O&M) Circle, Burla | 5204 | EHT (O&M) Division, Barpali | W247 | 132/33 KV GSS Bhatli | 3000000195 | 3.5Cx70 Sqmm AL PWR cable | CBLE.PWR.AL.AR.D006 | ZSPR_ACT | ZSPR | KM | 0.986 | 301116.6 | INR
5000 | Western Zone, Burla | 5200 | EHT (O&M) Circle, Burla | 5204 | EHT (O&M) Division, Barpali | W246 | 132/33 kV T/L S/S S/D Thuapali | 3000000197 | 3.5Cx120 Sqmm AL PWR cable | CBLE.PWR.AL.AR.D008 | ZSPR_ACT | ZSPR | KM | 0.042 | 16800.48 | INR
5000 | Western Zone, Burla | 5200 | EHT (O&M) Circle, Burla | 5204 | EHT (O&M) Division, Barpali | W242 | 220/132/33 kV S/S S/D Bargarh | 3000000197 | 3.5Cx120 Sqmm AL PWR cable | CBLE.PWR.AL.AR.D008 | ZSPR_FREE | ZSPR | KM | 0.098 | 0 | INR
5000 | Western Zone, Burla | 5200 | EHT (O&M) Circle, Burla | 5204 | EHT (O&M) Division, Barpali | W242 | 220/132/33 kV S/S S/D Bargarh | 3000000197 | 3.5Cx120 Sqmm AL PWR cable | CBLE.PWR.AL.AR.D008 | ZSPR_ACT | ZSPR | KM | 0.283 | 113203.21 | INR
5000 | Western Zone, Burla | 5200 | EHT (O&M) Circle, Burla | 5204 | EHT (O&M) Division, Barpali | W247 | 132/33 KV GSS Bhatli | 3000000198 | 3.5Cx185 Sqmm AL PWR cable | CBLE.PWR.AL.AR.D010 | ZSPR_ACT | ZSPR | KM | 1 | 724154.11 | INR
5000 | Western Zone, Burla | 5200 | EHT (O&M) Circle, Burla | 5204 | EHT (O&M) Division, Barpali | W242 | 220/132/33 kV S/S S/D Bargarh | 3000000198 | 3.5Cx185 Sqmm AL PWR cable | CBLE.PWR.AL.AR.D010 | ZSPR_ACT | ZSPR | KM | 0.072 | 52139.1 | INR
5000 | Western Zone, Burla | 5200 | EHT (O&M) Circle, Burla | 5204 | EHT (O&M) Division, Barpali | W242 | 220/132/33 kV S/S S/D Bargarh | 3000000198 | 3.5Cx185 Sqmm AL PWR cable | CBLE.PWR.AL.AR.D010 | ZSPR_FREE | ZSPR | KM | 0.094 | 0 | INR
5000 | Western Zone, Burla | 5200 | EHT (O&M) Circle, Burla | 5204 | EHT (O&M) Division, Barpali | W245 | 132/33 kV T/L S/S S/D Ghense | 3000000198 | 3.5Cx185 Sqmm AL PWR cable | CBLE.PWR.AL.AR.D010 | ZSPR_ACT | ZSPR | KM | 0.031 | 22448.78 | INR
5000 | Western Zone, Burla | 5200 | EHT (O&M) Circle, Burla | 5204 | EHT (O&M) Division, Barpali | W247 | 132/33 KV GSS Bhatli | 3000000199 | 3.5Cx300 Sqmm AL PWR cable | CBLE.PWR.AL.AR.D011 | ZSPR_ACT | ZSPR | KM | 0.601 | 644096.08 | INR
5000 | Western Zone, Burla | 5200 | EHT (O&M) Circle, Burla | 5204 | EHT (O&M) Division, Barpali | W246 | 132/33 kV T/L S/S S/D Thuapali | 3000000199 | 3.5Cx300 Sqmm AL PWR cable | CBLE.PWR.AL.AR.D011 | ZSPR_ACT | ZSPR | KM | 0.119 | 127533.17 | INR
5000 | Western Zone, Burla | 5200 | EHT (O&M) Circle, Burla | 5204 | EHT (O&M) Division, Barpali | W242 | 220/132/33 kV S/S S/D Bargarh | 3000000199 | 3.5Cx300 Sqmm AL PWR cable | CBLE.PWR.AL.AR.D011 | ZSPR_ACT | ZSPR | KM | 0.1 | 107170.73 | INR
5000 | Western Zone, Burla | 5200 | EHT (O&M) Circle, Burla | 5204 | EHT (O&M) Division, Barpali | W242 | 220/132/33 kV S/S S/D Bargarh | 3000000199 | 3.5Cx300 Sqmm AL PWR cable | CBLE.PWR.AL.AR.D011 | ZSPR_FREE | ZSPR | KM | 0.085 | 0 | INR
5000 | Western Zone, Burla | 5200 | EHT (O&M) Circle, Burla | 5204 | EHT (O&M) Division, Barpali | W246 | 132/33 kV T/L S/S S/D Thuapali | 3000000200 | 4Cx16 Sqmm AL PWR cable | CBLE.PWR.AL.AR.E002 | ZSPR_ACT | ZSPR | KM | 1.571 | 170649.39 | INR
5000 | Western Zone, Burla | 5200 | EHT (O&M) Circle, Burla | 5204 | EHT (O&M) Division, Barpali | W247 | 132/33 KV GSS Bhatli | 3000000200 | 4Cx16 Sqmm AL PWR cable | CBLE.PWR.AL.AR.E002 | ZSPR_ACT | ZSPR | KM | 0.03 | 3258.74 | INR
5000 | Western Zone, Burla | 5200 | EHT (O&M) Circle, Burla | 5204 | EHT (O&M) Division, Barpali | WL43 | 132/33 kV T/L S/S S/D Barpali_Line | 3000000200 | 4Cx16 Sqmm AL PWR cable | CBLE.PWR.AL.AR.E002 | ZSPR_ACT | ZSPR | KM | 0.11 | 11948.72 | INR
5000 | Western Zone, Burla | 5200 | EHT (O&M) Circle, Burla | 5204 | EHT (O&M) Division, Barpali | W245 | 132/33 kV T/L S/S S/D Ghense | 3000000207 | 3.5Cx300 Sqmm 4C AL POWER CABLE | CBLE.PWR.AL.AR.E011 | ZSPR_ACT | ZSPR | KM | 0.03 | 31099.8 | INR
5000 | Western Zone, Burla | 5200 | EHT (O&M) Circle, Burla | 5204 | EHT (O&M) Division, Barpali | W247 | 132/33 KV GSS Bhatli | 3000000208 | 4Cx6 Sqmm AL POWER CABLE | CBLE.PWR.AL.AR.E018 | ZSPR_ACT | ZSPR | KM | 0.638 | 57215.84 | INR
5000 | Western Zone, Burla | 5200 | EHT (O&M) Circle, Burla | 5204 | EHT (O&M) Division, Barpali | W246 | 132/33 kV T/L S/S S/D Thuapali | 3000000209 | 2Cx6 Sqmm AL POWER CABLE | CBLE.PWR.AL.UAR.A005 | ZSPR_ACT | ZSPR | KM | 1.94 | 136935.42 | INR
5000 | Western Zone, Burla | 5200 | EHT (O&M) Circle, Burla | 5204 | EHT (O&M) Division, Barpali | WL43 | 132/33 kV T/L S/S S/D Barpali_Line | 3000000248 | 200/150/100X75X2500M CABLE TRAY | CBLE.TRAY.A001 | ZSPR_ACT | ZSPR | NOS | 4 | 4399.12 | INR
5000 | Western Zone, Burla | 5200 | EHT (O&M) Circle, Burla | 5204 | EHT (O&M) Division, Barpali | W245 | 132/33 kV T/L S/S S/D Ghense | 3000000253 | G.I Cable Trays(size: 450x75x2500mm) | CBLE.TRAY.A008 | ZSPR_ACT | ZSPR | M | 26 | 12677.34 | INR
5000 | Western Zone, Burla | 5200 | EHT (O&M) Circle, Burla | 5204 | EHT (O&M) Division, Barpali | W246 | 132/33 kV T/L S/S S/D Thuapali | 3000000254 | 300x75x2500 cable tray in mtr | CBLE.TRAY.A015 | ZSPR_ACT | ZSPR | M | 87.5 | 53651.5 | INR
5000 | Western Zone, Burla | 5200 | EHT (O&M) Circle, Burla | 5204 | EHT (O&M) Division, Barpali | W246 | 132/33 kV T/L S/S S/D Thuapali | 3000000255 | 150x75x2500 cable tray in mtr | CBLE.TRAY.A016 | ZSPR_ACT | ZSPR | M | 95 | 40994.87 | INR
5000 | Western Zone, Burla | 5200 | EHT (O&M) Circle, Burla | 5204 | EHT (O&M) Division, Barpali | W245 | 132/33 kV T/L S/S S/D Ghense | 3000000255 | 150x75x2500 cable tray in mtr | CBLE.TRAY.A016 | ZSPR_ACT | ZSPR | M | 5 | 2157.63 | INR
5000 | Western Zone, Burla | 5200 | EHT (O&M) Circle, Burla | 5204 | EHT (O&M) Division, Barpali | W244 | 132/33 kV T/L S/S S/D Bargarh | 3000000276 | 132 KV Tfr BUSHING CLAMP | CLMP.BUSH.A002 | ZSPR_ACT | ZSPR | NOS | 2 | 1500 | INR
5000 | Western Zone, Burla | 5200 | EHT (O&M) Circle, Burla | 5204 | EHT (O&M) Division, Barpali | W247 | 132/33 KV GSS Bhatli | 3000000286 | 132kV CVT clamp | CLMP.CVT.A002 | ZSPR_ACT | ZSPR | NOS | 9 | 10535.04 | INR
5000 | Western Zone, Burla | 5200 | EHT (O&M) Circle, Burla | 5204 | EHT (O&M) Division, Barpali | W246 | 132/33 kV T/L S/S S/D Thuapali | 3000000310 | 132KV LA calmp for Panther | CLMP.LPAD.AL.A002 | ZSPR_ACT | ZSPR | NOS | 3 | 3002.34 | INR
5000 | Western Zone, Burla | 5200 | EHT (O&M) Circle, Burla | 5204 | EHT (O&M) Division, Barpali | W243 | 132/33 kV T/L S/S S/D Barpali | 3000000318 | 220kV CB PAD CLAMP FOR TWIN ACSR MOOSE | CLMP.PAD.AL.A001 | ZSPR_ACT | ZSPR | NOS | 4 | 1231.2 | INR
5000 | Western Zone, Burla | 5200 | EHT (O&M) Circle, Burla | 5204 | EHT (O&M) Division, Barpali | W243 | 132/33 kV T/L S/S S/D Barpali | 3000000319 | 33kV CB PAD CLAMP AL FOR ZEBRA | CLMP.PAD.AL.A002 | ZSPR_ACT | ZSPR | NOS | 8 | 2826.08 | INR
5000 | Western Zone, Burla | 5200 | EHT (O&M) Circle, Burla | 5204 | EHT (O&M) Division, Barpali | W244 | 132/33 kV T/L S/S S/D Bargarh | 3000000326 | PAD CLAMP ALLUMINIUM FOR PANTHER | CLMP.PAD.AL.B001 | ZSPR_ACT | ZSPR | NOS | 20 | 6156 | INR
5000 | Western Zone, Burla | 5200 | EHT (O&M) Circle, Burla | 5204 | EHT (O&M) Division, Barpali | W244 | 132/33 kV T/L S/S S/D Bargarh | 3000000327 | 4 BOLTED PAD CLAMP ALLUMINIUM FOR ZEBRA | CLMP.PAD.AL.B003 | ZSPR_ACT | ZSPR | NOS | 19 | 24194.22 | INR
5000 | Western Zone, Burla | 5200 | EHT (O&M) Circle, Burla | 5204 | EHT (O&M) Division, Barpali | W243 | 132/33 kV T/L S/S S/D Barpali | 3000000347 | 2 BOLTED PG CLAMP FOR PANTHER -PANTHER | CLMP.PG.B001 | ZSPR_ACT | ZSPR | NOS | 7 | 1400 | INR
5000 | Western Zone, Burla | 5200 | EHT (O&M) Circle, Burla | 5204 | EHT (O&M) Division, Barpali | WL44 | 132/33 kV T/L S/S S/D Bargarh_Line | 3000000355 | 3 BOLTED PG CLAMP FOR PANTHER -PANTHER | CLMP.PG.C001 | ZSPR_ACT | ZSPR | NOS | 86 | 38722.23 | INR
5000 | Western Zone, Burla | 5200 | EHT (O&M) Circle, Burla | 5204 | EHT (O&M) Division, Barpali | W246 | 132/33 kV T/L S/S S/D Thuapali | 3000000355 | 3 BOLTED PG CLAMP FOR PANTHER -PANTHER | CLMP.PG.C001 | ZSPR_ACT | ZSPR | NOS | 24 | 10806.2 | INR
5000 | Western Zone, Burla | 5200 | EHT (O&M) Circle, Burla | 5204 | EHT (O&M) Division, Barpali | W243 | 132/33 kV T/L S/S S/D Barpali | 3000000355 | 3 BOLTED PG CLAMP FOR PANTHER -PANTHER | CLMP.PG.C001 | ZSPR_ACT | ZSPR | NOS | 21 | 9455.43 | INR
5000 | Western Zone, Burla | 5200 | EHT (O&M) Circle, Burla | 5204 | EHT (O&M) Division, Barpali | W246 | 132/33 kV T/L S/S S/D Thuapali | 3000000358 | 3 BOLTED PG CLAMP FOR MOOSE - MOOSE | CLMP.PG.C004 | ZSPR_ACT | ZSPR | NOS | 32 | 37872.96 | INR
5000 | Western Zone, Burla | 5200 | EHT (O&M) Circle, Burla | 5204 | EHT (O&M) Division, Barpali | W243 | 132/33 kV T/L S/S S/D Barpali | 3000000363 | 4 BOLTED PG CLAMP FOR PANTHER -PANTHER | CLMP.PG.D001 | ZSPR_ACT | ZSPR | NOS | 7 | 695.52 | INR
5000 | Western Zone, Burla | 5200 | EHT (O&M) Circle, Burla | 5204 | EHT (O&M) Division, Barpali | W243 | 132/33 kV T/L S/S S/D Barpali | 3000000376 | 4BOLTED POST INSULATOR CLAMP ALFOR ZEBRA | CLMP.PI.AL.D001 | ZSPR_ACT | ZSPR | NOS | 5 | 1475.6 | INR
5000 | Western Zone, Burla | 5200 | EHT (O&M) Circle, Burla | 5204 | EHT (O&M) Division, Barpali | W243 | 132/33 kV T/L S/S S/D Barpali | 3000000388 | T Clamp for Panther run-Panther Drop | CLMP.T.AL.A001 | ZSPR_ACT | ZSPR | NOS | 3 | 628.5 | INR
5000 | Western Zone, Burla | 5200 | EHT (O&M) Circle, Burla | 5204 | EHT (O&M) Division, Barpali | W243 | 132/33 kV T/L S/S S/D Barpali | 3000000389 | T CLAMP ALFOR PANTHER RUN-ZEBRA DROP | CLMP.T.AL.A002 | ZSPR_ACT | ZSPR | NOS | 3 | 1140.93 | INR
5000 | Western Zone, Burla | 5200 | EHT (O&M) Circle, Burla | 5204 | EHT (O&M) Division, Barpali | W244 | 132/33 kV T/L S/S S/D Bargarh | 3000000391 | T CLAMP ALFOR ZEBRA RUN - ZEBRA DROP | CLMP.T.AL.A004 | ZSPR_ACT | ZSPR | NOS | 8 | 2502.56 | INR
5000 | Western Zone, Burla | 5200 | EHT (O&M) Circle, Burla | 5204 | EHT (O&M) Division, Barpali | W245 | 132/33 kV T/L S/S S/D Ghense | 3000000427 | PA ROD ACSR PANTHER IN SET | COND.ACCES.B002 | ZSPR_ACT | ZSPR | NOS | 12 | 12145.68 | INR
5000 | Western Zone, Burla | 5200 | EHT (O&M) Circle, Burla | 5204 | EHT (O&M) Division, Barpali | WL43 | 132/33 kV T/L S/S S/D Barpali_Line | 3000000427 | PA ROD ACSR PANTHER IN SET | COND.ACCES.B002 | ZSPR_ACT | ZSPR | NOS | 6 | 6072.84 | INR
5000 | Western Zone, Burla | 5200 | EHT (O&M) Circle, Burla | 5204 | EHT (O&M) Division, Barpali | WL44 | 132/33 kV T/L S/S S/D Bargarh_Line | 3000000430 | PAROD FOR AAAC PANTHER | COND.ACCES.B007 | ZSPR_ACT | ZSPR | NOS | 277 | 132541.73 | INR
5000 | Western Zone, Burla | 5200 | EHT (O&M) Circle, Burla | 5204 | EHT (O&M) Division, Barpali | W246 | 132/33 kV T/L S/S S/D Thuapali | 3000000437 | MS JOINT FOR ACSR PANTHER CONDUCTOR | COND.ACCES.C002 | ZSPR_ACT | ZSPR | NOS | 88 | 72555.9 | INR
5000 | Western Zone, Burla | 5200 | EHT (O&M) Circle, Burla | 5204 | EHT (O&M) Division, Barpali | WL43 | 132/33 kV T/L S/S S/D Barpali_Line | 3000000437 | MS JOINT FOR ACSR PANTHER CONDUCTOR | COND.ACCES.C002 | ZSPR_ACT | ZSPR | NOS | 39 | 32155.46 | INR
5000 | Western Zone, Burla | 5200 | EHT (O&M) Circle, Burla | 5204 | EHT (O&M) Division, Barpali | W247 | 132/33 KV GSS Bhatli | 3000000437 | MS JOINT FOR ACSR PANTHER CONDUCTOR | COND.ACCES.C002 | ZSPR_ACT | ZSPR | NOS | 129 | 106360.37 | INR
5000 | Western Zone, Burla | 5200 | EHT (O&M) Circle, Burla | 5204 | EHT (O&M) Division, Barpali | W245 | 132/33 kV T/L S/S S/D Ghense | 3000000437 | MS JOINT FOR ACSR PANTHER CONDUCTOR | COND.ACCES.C002 | ZSPR_ACT | ZSPR | NOS | 107 | 88221.38 | INR
5000 | Western Zone, Burla | 5200 | EHT (O&M) Circle, Burla | 5204 | EHT (O&M) Division, Barpali | WL44 | 132/33 kV T/L S/S S/D Bargarh_Line | 3000000437 | MS JOINT FOR ACSR PANTHER CONDUCTOR | COND.ACCES.C002 | ZSPR_ACT | ZSPR | NOS | 16 | 13191.98 | INR
5000 | Western Zone, Burla | 5200 | EHT (O&M) Circle, Burla | 5204 | EHT (O&M) Division, Barpali | WL44 | 132/33 kV T/L S/S S/D Bargarh_Line | 3000000442 | MS JOINT AAAC PANTHER EQUIVALENT | COND.ACCES.C007 | ZSPR_ACT | ZSPR | NOS | 30 | 14810.1 | INR
5000 | Western Zone, Burla | 5200 | EHT (O&M) Circle, Burla | 5204 | EHT (O&M) Division, Barpali | W2L4 | 220KV Bargarh_L | 3000000443 | MS JOINT AAAC ZEBRA EQUIVALENT | COND.ACCES.C008 | ZSPR_ACT | ZSPR | NOS | 2 | 1407.72 | INR
5000 | Western Zone, Burla | 5200 | EHT (O&M) Circle, Burla | 5204 | EHT (O&M) Division, Barpali | W244 | 132/33 kV T/L S/S S/D Bargarh | 3000000447 | SPACER FOR ACSR TWIN ZEBRA CONDUCTOR | COND.ACCES.D001 | ZSPR_ACT | ZSPR | NOS | 33 | 12824.46 | INR
5000 | Western Zone, Burla | 5200 | EHT (O&M) Circle, Burla | 5204 | EHT (O&M) Division, Barpali | W245 | 132/33 kV T/L S/S S/D Ghense | 3000000455 | VD OFACSR PANTHER CONDUCTOR | COND.ACCES.E002 | ZSPR_ACT | ZSPR | NOS | 33 | 22577.94 | INR
5000 | Western Zone, Burla | 5200 | EHT (O&M) Circle, Burla | 5204 | EHT (O&M) Division, Barpali | W2L4 | 220KV Bargarh_L | 3000000456 | VD OF ACSR ZEBRA CONDUCTOR | COND.ACCES.E003 | ZSPR_ACT | ZSPR | NOS | 4 | 2112 | INR
5000 | Western Zone, Burla | 5200 | EHT (O&M) Circle, Burla | 5204 | EHT (O&M) Division, Barpali | W243 | 132/33 kV T/L S/S S/D Barpali | 3000000456 | VD OF ACSR ZEBRA CONDUCTOR | COND.ACCES.E003 | ZSPR_ACT | ZSPR | NOS | 169 | 89232 | INR
5000 | Western Zone, Burla | 5200 | EHT (O&M) Circle, Burla | 5204 | EHT (O&M) Division, Barpali | WL44 | 132/33 kV T/L S/S S/D Bargarh_Line | 3000000460 | VD AAAC PANTHER EQUIVALENT | COND.ACCES.E007 | ZSPR_ACT | ZSPR | NOS | 61 | 24156 | INR
5000 | Western Zone, Burla | 5200 | EHT (O&M) Circle, Burla | 5204 | EHT (O&M) Division, Barpali | W247 | 132/33 KV GSS Bhatli | 3000000465 | REPAIR SLEEVE FOR ACSR PANTHER CONDUCTOR | COND.ACCES.F002 | ZSPR_ACT | ZSPR | NOS | 159 | 62599.53 | INR
5000 | Western Zone, Burla | 5200 | EHT (O&M) Circle, Burla | 5204 | EHT (O&M) Division, Barpali | W246 | 132/33 kV T/L S/S S/D Thuapali | 3000000465 | REPAIR SLEEVE FOR ACSR PANTHER CONDUCTOR | COND.ACCES.F002 | ZSPR_ACT | ZSPR | NOS | 51 | 20079.09 | INR
5000 | Western Zone, Burla | 5200 | EHT (O&M) Circle, Burla | 5204 | EHT (O&M) Division, Barpali | WL43 | 132/33 kV T/L S/S S/D Barpali_Line | 3000000465 | REPAIR SLEEVE FOR ACSR PANTHER CONDUCTOR | COND.ACCES.F002 | ZSPR_ACT | ZSPR | NOS | 38 | 14960.89 | INR
5000 | Western Zone, Burla | 5200 | EHT (O&M) Circle, Burla | 5204 | EHT (O&M) Division, Barpali | W245 | 132/33 kV T/L S/S S/D Ghense | 3000000465 | REPAIR SLEEVE FOR ACSR PANTHER CONDUCTOR | COND.ACCES.F002 | ZSPR_ACT | ZSPR | NOS | 155 | 61024.69 | INR
5000 | Western Zone, Burla | 5200 | EHT (O&M) Circle, Burla | 5204 | EHT (O&M) Division, Barpali | WL44 | 132/33 kV T/L S/S S/D Bargarh_Line | 3000000469 | REPAIR SLEEVE AAAC PANTHER EQUIVALENT | COND.ACCES.F007 | ZSPR_ACT | ZSPR | NOS | 50 | 7400 | INR
5000 | Western Zone, Burla | 5200 | EHT (O&M) Circle, Burla | 5204 | EHT (O&M) Division, Barpali | W243 | 132/33 kV T/L S/S S/D Barpali | 3000000470 | REPAIR SLEEVE FOR AAAC ZEBRA | COND.ACCES.F008 | ZSPR_ACT | ZSPR | NOS | 2 | 536.5 | INR
5000 | Western Zone, Burla | 5200 | EHT (O&M) Circle, Burla | 5204 | EHT (O&M) Division, Barpali | W2L4 | 220KV Bargarh_L | 3000000470 | REPAIR SLEEVE FOR AAAC ZEBRA | COND.ACCES.F008 | ZSPR_ACT | ZSPR | NOS | 2 | 536.5 | INR
5000 | Western Zone, Burla | 5200 | EHT (O&M) Circle, Burla | 5204 | EHT (O&M) Division, Barpali | W243 | 132/33 kV T/L S/S S/D Barpali | 3000000486 | 36KV POLYCRETE CT800-400-200/1-1-1A | CT1.36POL800.C003 | ZSPR_US | ZSPR | NOS | 1 | 1 | INR
5000 | Western Zone, Burla | 5200 | EHT (O&M) Circle, Burla | 5204 | EHT (O&M) Division, Barpali | W246 | 132/33 kV T/L S/S S/D Thuapali | 3000000574 | EARTHING DEVICE | ERTH.DEVICE.A001 | ZSPR_ACT | ZSPR | NOS | 6 | 140979.84 | INR
5000 | Western Zone, Burla | 5200 | EHT (O&M) Circle, Burla | 5204 | EHT (O&M) Division, Barpali | W246 | 132/33 kV T/L S/S S/D Thuapali | 3000000582 | EARTHING:50X6mm GI Flat | ERTH.FLAT.GI.A005 | ZSPR_ACT | ZSPR | KG | 4967 | 323035.7 | INR
5000 | Western Zone, Burla | 5200 | EHT (O&M) Circle, Burla | 5204 | EHT (O&M) Division, Barpali | W242 | 220/132/33 kV S/S S/D Bargarh | 3000000583 | 75 X 10 MM GI EARTH FLAT in KG | ERTH.FLAT.GI.A006 | ZSPR_ACT | ZSPR | KG | 4087 | 250345.1 | INR
5000 | Western Zone, Burla | 5200 | EHT (O&M) Circle, Burla | 5204 | EHT (O&M) Division, Barpali | W246 | 132/33 kV T/L S/S S/D Thuapali | 3000000592 | 50 MM GI PERFORATED EARTHING PIPE | ERTH.PIPE.GI.A005 | ZSPR_ACT | ZSPR | NOS | 7 | 20351.45 | INR
5000 | Western Zone, Burla | 5200 | EHT (O&M) Circle, Burla | 5204 | EHT (O&M) Division, Barpali | WL43 | 132/33 kV T/L S/S S/D Barpali_Line | 3000000596 | Earth spike | ERTH.PIPE.GI.C002 | ZSPR_ACT | ZSPR | NOS | 3 | 15450 | INR
5000 | Western Zone, Burla | 5200 | EHT (O&M) Circle, Burla | 5204 | EHT (O&M) Division, Barpali | W242 | 220/132/33 kV S/S S/D Bargarh | 3000000603 | 40x3000 MM MS ROD FOR EARTHING | ERTH.ROD.MS.A001 | ZSPR_ACT | ZSPR | NOS | 31 | 47770.38 | INR
5000 | Western Zone, Burla | 5200 | EHT (O&M) Circle, Burla | 5204 | EHT (O&M) Division, Barpali | W246 | 132/33 kV T/L S/S S/D Thuapali | 3000000607 | 5mtr length 33kV Earth Spike of 21Nos | ERTH.SPIKE.GI.A003 | ZSPR_ACT | ZSPR | SET | 2 | 5924.92 | INR
5000 | Western Zone, Burla | 5200 | EHT (O&M) Circle, Burla | 5204 | EHT (O&M) Division, Barpali | W243 | 132/33 kV T/L S/S S/D Barpali | 3000000616 | VD FOR 7/3.15MM GI EARTHWIRE | EW.ACCES.B002 | ZSPR_ACT | ZSPR | NOS | 11 | 1778.92 | INR
5000 | Western Zone, Burla | 5200 | EHT (O&M) Circle, Burla | 5204 | EHT (O&M) Division, Barpali | WL43 | 132/33 kV T/L S/S S/D Barpali_Line | 3000000618 | REPAIR SLEEVE FOR 7/3.15 MM EARTH WIRE | EW.ACCES.C002 | ZSPR_ACT | ZSPR | NOS | 21 | 7581 | INR
5000 | Western Zone, Burla | 5200 | EHT (O&M) Circle, Burla | 5204 | EHT (O&M) Division, Barpali | WL44 | 132/33 kV T/L S/S S/D Bargarh_Line | 3000000739 | DS HARDWARE FITTING ACSR PANTHER | HWF.DS.A002 | ZSPR_ACT | ZSPR | NOS | 23 | 57680.78 | INR
5000 | Western Zone, Burla | 5200 | EHT (O&M) Circle, Burla | 5204 | EHT (O&M) Division, Barpali | W244 | 132/33 kV T/L S/S S/D Bargarh | 3000000740 | DS HARDWARE FITTING ACSR ZEBRA | HWF.DS.A003 | ZSPR_ACT | ZSPR | NOS | 20 | 70280 | INR
5000 | Western Zone, Burla | 5200 | EHT (O&M) Circle, Burla | 5204 | EHT (O&M) Division, Barpali | W243 | 132/33 kV T/L S/S S/D Barpali | 3000000740 | DS HARDWARE FITTING ACSR ZEBRA | HWF.DS.A003 | ZSPR_ACT | ZSPR | NOS | 40 | 140560 | INR
5000 | Western Zone, Burla | 5200 | EHT (O&M) Circle, Burla | 5204 | EHT (O&M) Division, Barpali | W247 | 132/33 KV GSS Bhatli | 3000000742 | DS HWF (AGS)FOR ACSR PANTHER | HWF.DS.A007 | ZSPR_ACT | ZSPR | NOS | 62 | 204043.24 | INR
5000 | Western Zone, Burla | 5200 | EHT (O&M) Circle, Burla | 5204 | EHT (O&M) Division, Barpali | W2L4 | 220KV Bargarh_L | 3000000744 | DS HARDWARE FITTING AAAC ZEBRA | HWF.DS.A010 | ZSPR_ACT | ZSPR | NOS | 20 | 100675 | INR
5000 | Western Zone, Burla | 5200 | EHT (O&M) Circle, Burla | 5204 | EHT (O&M) Division, Barpali | WL43 | 132/33 kV T/L S/S S/D Barpali_Line | 3000000748 | DS HWF AGS for 90 KN insulator | HWF.DS.A016 | ZSPR_ACT | ZSPR | SET | 8 | 41200 | INR
5000 | Western Zone, Burla | 5200 | EHT (O&M) Circle, Burla | 5204 | EHT (O&M) Division, Barpali | W244 | 132/33 kV T/L S/S S/D Bargarh | 3000000800 | DT HARDWARE FITTING ACSR ZEBRA | HWF.DT.A003 | ZSPR_FREE | ZSPR | NOS | 20 | 0 | INR
5000 | Western Zone, Burla | 5200 | EHT (O&M) Circle, Burla | 5204 | EHT (O&M) Division, Barpali | WL44 | 132/33 kV T/L S/S S/D Bargarh_Line | 3000000804 | DT HARDWARE FITTING AAAC PANTHER | HWF.DT.A009 | ZSPR_ACT | ZSPR | NOS | 15 | 25635 | INR
5000 | Western Zone, Burla | 5200 | EHT (O&M) Circle, Burla | 5204 | EHT (O&M) Division, Barpali | W2L4 | 220KV Bargarh_L | 3000000805 | DT HARDWARE FITTING AAAC ZEBRA | HWF.DT.A010 | ZSPR_ACT | ZSPR | NOS | 20 | 66625.8 | INR
5000 | Western Zone, Burla | 5200 | EHT (O&M) Circle, Burla | 5204 | EHT (O&M) Division, Barpali | WL44 | 132/33 kV T/L S/S S/D Bargarh_Line | 3000000817 | ARCING HORN-DT HWF AAAC PANTHER | HWF.DT.D009 | ZSPR_ACT | ZSPR | NOS | 15 | 1020 | INR
5000 | Western Zone, Burla | 5200 | EHT (O&M) Circle, Burla | 5204 | EHT (O&M) Division, Barpali | W243 | 132/33 kV T/L S/S S/D Barpali | 3000000822 | SUSPENSION HANGER OF HARDWARE FITTING | HWF.S.HANGER.A001 | ZSPR_ACT | ZSPR | NOS | 102 | 65416.68 | INR
5000 | Western Zone, Burla | 5200 | EHT (O&M) Circle, Burla | 5204 | EHT (O&M) Division, Barpali | WL44 | 132/33 kV T/L S/S S/D Bargarh_Line | 3000000846 | SS HARDWARE FITTING ACSR PANTHER | HWF.SS.A002 | ZSPR_ACT | ZSPR | NOS | 20 | 28840.4 | INR
5000 | Western Zone, Burla | 5200 | EHT (O&M) Circle, Burla | 5204 | EHT (O&M) Division, Barpali | W244 | 132/33 kV T/L S/S S/D Bargarh | 3000000847 | SS HARDWARE FITTING ACSR ZEBRA | HWF.SS.A003 | ZSPR_ACT | ZSPR | NOS | 102 | 136944.18 | INR
5000 | Western Zone, Burla | 5200 | EHT (O&M) Circle, Burla | 5204 | EHT (O&M) Division, Barpali | W246 | 132/33 kV T/L S/S S/D Thuapali | 3000000848 | SS H/W Fitting ACSR Moose | HWF.SS.A004 | ZSPR_ACT | ZSPR | NOS | 55 | 196769.53 | INR
5000 | Western Zone, Burla | 5200 | EHT (O&M) Circle, Burla | 5204 | EHT (O&M) Division, Barpali | W245 | 132/33 kV T/L S/S S/D Ghense | 3000000848 | SS H/W Fitting ACSR Moose | HWF.SS.A004 | ZSPR_ACT | ZSPR | NOS | 16 | 57242.04 | INR
5000 | Western Zone, Burla | 5200 | EHT (O&M) Circle, Burla | 5204 | EHT (O&M) Division, Barpali | W247 | 132/33 KV GSS Bhatli | 3000000848 | SS H/W Fitting ACSR Moose | HWF.SS.A004 | ZSPR_ACT | ZSPR | NOS | 15 | 53664.42 | INR
5000 | Western Zone, Burla | 5200 | EHT (O&M) Circle, Burla | 5204 | EHT (O&M) Division, Barpali | W247 | 132/33 KV GSS Bhatli | 3000000850 | SS HARDWARE FITTING ACSR TWIN MOOSE | HWF.SS.A006 | ZSPR_ACT | ZSPR | NOS | 12 | 117117.36 | INR
5000 | Western Zone, Burla | 5200 | EHT (O&M) Circle, Burla | 5204 | EHT (O&M) Division, Barpali | W246 | 132/33 kV T/L S/S S/D Thuapali | 3000000850 | SS HARDWARE FITTING ACSR TWIN MOOSE | HWF.SS.A006 | ZSPR_ACT | ZSPR | NOS | 3 | 29279.34 | INR
5000 | Western Zone, Burla | 5200 | EHT (O&M) Circle, Burla | 5204 | EHT (O&M) Division, Barpali | WL44 | 132/33 kV T/L S/S S/D Bargarh_Line | 3000000851 | SS HWFFOR AAAC PANTHER CONDUCTOR | HWF.SS.A009 | ZSPR_ACT | ZSPR | NOS | 114 | 66462 | INR
5000 | Western Zone, Burla | 5200 | EHT (O&M) Circle, Burla | 5204 | EHT (O&M) Division, Barpali | W245 | 132/33 kV T/L S/S S/D Ghense | 3000000857 | SS HWF AGS type for 90 KN insulator | HWF.SS.A016 | ZSPR_ACT | ZSPR | NOS | 12 | 23428.84 | INR
5000 | Western Zone, Burla | 5200 | EHT (O&M) Circle, Burla | 5204 | EHT (O&M) Division, Barpali | W247 | 132/33 KV GSS Bhatli | 3000000857 | SS HWF AGS type for 90 KN insulator | HWF.SS.A016 | ZSPR_ACT | ZSPR | NOS | 24 | 46857.68 | INR
5000 | Western Zone, Burla | 5200 | EHT (O&M) Circle, Burla | 5204 | EHT (O&M) Division, Barpali | WL44 | 132/33 kV T/L S/S S/D Bargarh_Line | 3000000865 | SS HWF CLAMP FOR ACSR PANTHER CONDUCTOR | HWF.SS.C002 | ZSPR_ACT | ZSPR | NOS | 7 | 2800 | INR
5000 | Western Zone, Burla | 5200 | EHT (O&M) Circle, Burla | 5204 | EHT (O&M) Division, Barpali | W2L4 | 220KV Bargarh_L | 3000000869 | DEAD END CLAMP OF SS HWF FOR AAAC ZEBRA | HWF.SS.C010 | ZSPR_ACT | ZSPR | NOS | 1 | 2100 | INR
5000 | Western Zone, Burla | 5200 | EHT (O&M) Circle, Burla | 5204 | EHT (O&M) Division, Barpali | W243 | 132/33 kV T/L S/S S/D Barpali | 3000000869 | DEAD END CLAMP OF SS HWF FOR AAAC ZEBRA | HWF.SS.C010 | ZSPR_ACT | ZSPR | NOS | 1 | 2100 | INR
5000 | Western Zone, Burla | 5200 | EHT (O&M) Circle, Burla | 5204 | EHT (O&M) Division, Barpali | WL44 | 132/33 kV T/L S/S S/D Bargarh_Line | 3000000871 | ARCING HORN OF SS HWF FOR ACSR PANTHER | HWF.SS.D002 | ZSPR_ACT | ZSPR | NOS | 25 | 500 | INR
5000 | Western Zone, Burla | 5200 | EHT (O&M) Circle, Burla | 5204 | EHT (O&M) Division, Barpali | WL44 | 132/33 kV T/L S/S S/D Bargarh_Line | 3000000873 | ARCING HORN OF SS HWF FOR AAAC PANTHER | HWF.SS.D009 | ZSPR_ACT | ZSPR | NOS | 300 | 28200 | INR
5000 | Western Zone, Burla | 5200 | EHT (O&M) Circle, Burla | 5204 | EHT (O&M) Division, Barpali | WL44 | 132/33 kV T/L S/S S/D Bargarh_Line | 3000000877 | ST Hard wares fittings 120KN insulator | HWF.ST.A002 | ZSPR_ACT | ZSPR | NOS | 4 | 4880.8 | INR
5000 | Western Zone, Burla | 5200 | EHT (O&M) Circle, Burla | 5204 | EHT (O&M) Division, Barpali | W244 | 132/33 kV T/L S/S S/D Bargarh | 3000000878 | ST HWF FOR ACSR ZEBRA | HWF.ST.A003 | ZSPR_ACT | ZSPR | NOS | 16 | 13186.72 | INR
5000 | Western Zone, Burla | 5200 | EHT (O&M) Circle, Burla | 5204 | EHT (O&M) Division, Barpali | W246 | 132/33 kV T/L S/S S/D Thuapali | 3000000879 | Single Tension H/W Fitting ACSR Moose | HWF.ST.A004 | ZSPR_ACT | ZSPR | SET | 11 | 36174.06 | INR
5000 | Western Zone, Burla | 5200 | EHT (O&M) Circle, Burla | 5204 | EHT (O&M) Division, Barpali | W245 | 132/33 kV T/L S/S S/D Ghense | 3000000879 | Single Tension H/W Fitting ACSR Moose | HWF.ST.A004 | ZSPR_ACT | ZSPR | SET | 8 | 26308.41 | INR
5000 | Western Zone, Burla | 5200 | EHT (O&M) Circle, Burla | 5204 | EHT (O&M) Division, Barpali | W247 | 132/33 KV GSS Bhatli | 3000000879 | Single Tension H/W Fitting ACSR Moose | HWF.ST.A004 | ZSPR_ACT | ZSPR | SET | 12 | 39462.62 | INR
5000 | Western Zone, Burla | 5200 | EHT (O&M) Circle, Burla | 5204 | EHT (O&M) Division, Barpali | W244 | 132/33 kV T/L S/S S/D Bargarh | 3000000880 | ST HARDWARE FITTING ACSR TWIN ZEBRA | HWF.ST.A005 | ZSPR_ACT | ZSPR | NOS | 10 | 24900 | INR
5000 | Western Zone, Burla | 5200 | EHT (O&M) Circle, Burla | 5204 | EHT (O&M) Division, Barpali | W246 | 132/33 kV T/L S/S S/D Thuapali | 3000000881 | ST HARDWARE FITTING ACSR TWIN MOOSE | HWF.ST.A006 | ZSPR_ACT | ZSPR | NOS | 44 | 243623.29 | INR
5000 | Western Zone, Burla | 5200 | EHT (O&M) Circle, Burla | 5204 | EHT (O&M) Division, Barpali | W245 | 132/33 kV T/L S/S S/D Ghense | 3000000881 | ST HARDWARE FITTING ACSR TWIN MOOSE | HWF.ST.A006 | ZSPR_ACT | ZSPR | NOS | 4 | 22147.57 | INR
5000 | Western Zone, Burla | 5200 | EHT (O&M) Circle, Burla | 5204 | EHT (O&M) Division, Barpali | WL44 | 132/33 kV T/L S/S S/D Bargarh_Line | 3000000883 | ST HWF FOR AAAC PANTHER | HWF.ST.A009 | ZSPR_ACT | ZSPR | NOS | 20 | 19160 | INR
5000 | Western Zone, Burla | 5200 | EHT (O&M) Circle, Burla | 5204 | EHT (O&M) Division, Barpali | W2L4 | 220KV Bargarh_L | 3000000884 | ST HARDWARE FITTING AAAC ZEBRA | HWF.ST.A010 | ZSPR_ACT | ZSPR | NOS | 38 | 50374.32 | INR
5000 | Western Zone, Burla | 5200 | EHT (O&M) Circle, Burla | 5204 | EHT (O&M) Division, Barpali | W244 | 132/33 kV T/L S/S S/D Bargarh | 3000000884 | ST HARDWARE FITTING AAAC ZEBRA | HWF.ST.A010 | ZSPR_ACT | ZSPR | NOS | 2 | 2651.28 | INR
5000 | Western Zone, Burla | 5200 | EHT (O&M) Circle, Burla | 5204 | EHT (O&M) Division, Barpali | WL44 | 132/33 kV T/L S/S S/D Bargarh_Line | 3000000887 | ST HWF FOR 90KN INSULATOR | HWF.ST.A015 | ZSPR_ACT | ZSPR | NOS | 50 | 72102 | INR
5000 | Western Zone, Burla | 5200 | EHT (O&M) Circle, Burla | 5204 | EHT (O&M) Division, Barpali | WL44 | 132/33 kV T/L S/S S/D Bargarh_Line | 3000000903 | ARCING HORN OF ST HWF FOR AAAC PANTHER | HWF.ST.D009 | ZSPR_ACT | ZSPR | NOS | 20 | 1360 | INR
5000 | Western Zone, Burla | 5200 | EHT (O&M) Circle, Burla | 5204 | EHT (O&M) Division, Barpali | WL44 | 132/33 kV T/L S/S S/D Bargarh_Line | 3000000908 | TENSION CLAMP FOR 7/4.00 MM EARTH WIRE | HWF.TC.EW.A004 | ZSPR_ACT | ZSPR | NOS | 5 | 375 | INR
5000 | Western Zone, Burla | 5200 | EHT (O&M) Circle, Burla | 5204 | EHT (O&M) Division, Barpali | W245 | 132/33 kV T/L S/S S/D Ghense | 3000000929 | SWITCHYARD LIGHTING WITGH LED LAMPS | ILWR.SY.LFT.A001 | ZSPR_ACT | ZSPR | NOS | 0 | 0 | INR
5000 | Western Zone, Burla | 5200 | EHT (O&M) Circle, Burla | 5204 | EHT (O&M) Division, Barpali | W243 | 132/33 kV T/L S/S S/D Barpali | 3000000931 | 90KN ANTIFOG DISC INSULATOR | INS.AF.DISC.B002 | ZSPR_ACT | ZSPR | NOS | 124 | 133208.84 | INR
5000 | Western Zone, Burla | 5200 | EHT (O&M) Circle, Burla | 5204 | EHT (O&M) Division, Barpali | W245 | 132/33 kV T/L S/S S/D Ghense | 3000000931 | 90KN ANTIFOG DISC INSULATOR | INS.AF.DISC.B002 | ZSPR_ACT | ZSPR | NOS | 140 | 150397.08 | INR
5000 | Western Zone, Burla | 5200 | EHT (O&M) Circle, Burla | 5204 | EHT (O&M) Division, Barpali | W246 | 132/33 kV T/L S/S S/D Thuapali | 3000000931 | 90KN ANTIFOG DISC INSULATOR | INS.AF.DISC.B002 | ZSPR_ACT | ZSPR | NOS | 49 | 52638.98 | INR
5000 | Western Zone, Burla | 5200 | EHT (O&M) Circle, Burla | 5204 | EHT (O&M) Division, Barpali | WL43 | 132/33 kV T/L S/S S/D Barpali_Line | 3000000931 | 90KN ANTIFOG DISC INSULATOR | INS.AF.DISC.B002 | ZSPR_ACT | ZSPR | NOS | 42 | 45119.12 | INR
5000 | Western Zone, Burla | 5200 | EHT (O&M) Circle, Burla | 5204 | EHT (O&M) Division, Barpali | W247 | 132/33 KV GSS Bhatli | 3000000931 | 90KN ANTIFOG DISC INSULATOR | INS.AF.DISC.B002 | ZSPR_ACT | ZSPR | NOS | 37 | 39747.8 | INR
5000 | Western Zone, Burla | 5200 | EHT (O&M) Circle, Burla | 5204 | EHT (O&M) Division, Barpali | W247 | 132/33 KV GSS Bhatli | 3000000932 | 120KN ANTIFOG DISC INSULATOR | INS.AF.DISC.B003 | ZSPR_ACT | ZSPR | NOS | 339 | 348707.29 | INR
5000 | Western Zone, Burla | 5200 | EHT (O&M) Circle, Burla | 5204 | EHT (O&M) Division, Barpali | W246 | 132/33 kV T/L S/S S/D Thuapali | 3000000932 | 120KN ANTIFOG DISC INSULATOR | INS.AF.DISC.B003 | ZSPR_ACT | ZSPR | NOS | 216 | 222185.18 | INR
5000 | Western Zone, Burla | 5200 | EHT (O&M) Circle, Burla | 5204 | EHT (O&M) Division, Barpali | W245 | 132/33 kV T/L S/S S/D Ghense | 3000000932 | 120KN ANTIFOG DISC INSULATOR | INS.AF.DISC.B003 | ZSPR_ACT | ZSPR | NOS | 129 | 132693.93 | INR
5000 | Western Zone, Burla | 5200 | EHT (O&M) Circle, Burla | 5204 | EHT (O&M) Division, Barpali | W244 | 132/33 kV T/L S/S S/D Bargarh | 3000000933 | 160KN ANTIFOG DISC INSULATOR | INS.AF.DISC.B004 | ZSPR_ACT | ZSPR | NOS | 15 | 32790 | INR
5000 | Western Zone, Burla | 5200 | EHT (O&M) Circle, Burla | 5204 | EHT (O&M) Division, Barpali | W243 | 132/33 kV T/L S/S S/D Barpali | 3000000943 | 33 KV Bus Post Insulator | INS.POR.BPI.C001 | ZSPR_ACT | ZSPR | NOS | 3 | 1353.34 | INR
5000 | Western Zone, Burla | 5200 | EHT (O&M) Circle, Burla | 5204 | EHT (O&M) Division, Barpali | W244 | 132/33 kV T/L S/S S/D Bargarh | 3000000943 | 33 KV Bus Post Insulator | INS.POR.BPI.C001 | ZSPR_ACT | ZSPR | NOS | 22 | 9924.47 | INR
5000 | Western Zone, Burla | 5200 | EHT (O&M) Circle, Burla | 5204 | EHT (O&M) Division, Barpali | W246 | 132/33 kV T/L S/S S/D Thuapali | 3000000943 | 33 KV Bus Post Insulator | INS.POR.BPI.C001 | ZSPR_ACT | ZSPR | NOS | 1 | 451.11 | INR
5000 | Western Zone, Burla | 5200 | EHT (O&M) Circle, Burla | 5204 | EHT (O&M) Division, Barpali | WL43 | 132/33 kV T/L S/S S/D Barpali_Line | 3000000944 | 132 KV BUS POST INSULATORS | INS.POR.BPI.D001 | ZSPR_ACT | ZSPR | NOS | 2 | 62350.98 | INR
5000 | Western Zone, Burla | 5200 | EHT (O&M) Circle, Burla | 5204 | EHT (O&M) Division, Barpali | W243 | 132/33 kV T/L S/S S/D Barpali | 3000000944 | 132 KV BUS POST INSULATORS | INS.POR.BPI.D001 | ZSPR_ACT | ZSPR | NOS | 8 | 249403.93 | INR
5000 | Western Zone, Burla | 5200 | EHT (O&M) Circle, Burla | 5204 | EHT (O&M) Division, Barpali | W243 | 132/33 kV T/L S/S S/D Barpali | 3000000946 | 70KN PORCELAIN DISC INSULATOR | INS.POR.DISC.B001 | ZSPR_ACT | ZSPR | NOS | 32 | 10125.76 | INR
5000 | Western Zone, Burla | 5200 | EHT (O&M) Circle, Burla | 5204 | EHT (O&M) Division, Barpali | W244 | 132/33 kV T/L S/S S/D Bargarh | 3000000947 | 90KN PORCELAIN DISC INSULATOR | INS.POR.DISC.B002 | ZSPR_ACT | ZSPR | NOS | 50 | 14879 | INR
5000 | Western Zone, Burla | 5200 | EHT (O&M) Circle, Burla | 5204 | EHT (O&M) Division, Barpali | W242 | 220/132/33 kV S/S S/D Bargarh | 3000000948 | 120KN PORCELAIN DISC INSULATOR | INS.POR.DISC.B003 | ZSPR_ACT | ZSPR | NOS | 8 | 7311.44 | INR
5000 | Western Zone, Burla | 5200 | EHT (O&M) Circle, Burla | 5204 | EHT (O&M) Division, Barpali | W246 | 132/33 kV T/L S/S S/D Thuapali | 3000000948 | 120KN PORCELAIN DISC INSULATOR | INS.POR.DISC.B003 | ZSPR_ACT | ZSPR | NOS | 52 | 47524.36 | INR
5000 | Western Zone, Burla | 5200 | EHT (O&M) Circle, Burla | 5204 | EHT (O&M) Division, Barpali | WL44 | 132/33 kV T/L S/S S/D Bargarh_Line | 3000000954 | 132KV LR 90KN PORCELAIN INSULATOR | INS.POR.LR.D002 | ZSPR_ACT | ZSPR | NOS | 22 | 176979.28 | INR
5000 | Western Zone, Burla | 5200 | EHT (O&M) Circle, Burla | 5204 | EHT (O&M) Division, Barpali | W247 | 132/33 KV GSS Bhatli | 3000000954 | 132KV LR 90KN PORCELAIN INSULATOR | INS.POR.LR.D002 | ZSPR_ACT | ZSPR | NOS | 449 | 3611986.22 | INR
5000 | Western Zone, Burla | 5200 | EHT (O&M) Circle, Burla | 5204 | EHT (O&M) Division, Barpali | W247 | 132/33 KV GSS Bhatli | 3000000955 | 120KN 132 KV PORCELAIN LONG ROD | INS.POR.LR.D003 | ZSPR_ACT | ZSPR | NOS | 270 | 2538604.8 | INR
5000 | Western Zone, Burla | 5200 | EHT (O&M) Circle, Burla | 5204 | EHT (O&M) Division, Barpali | WL44 | 132/33 kV T/L S/S S/D Bargarh_Line | 3000000955 | 120KN 132 KV PORCELAIN LONG ROD | INS.POR.LR.D003 | ZSPR_FREE | ZSPR | NOS | 8 | 0 | INR
5000 | Western Zone, Burla | 5200 | EHT (O&M) Circle, Burla | 5204 | EHT (O&M) Division, Barpali | WL44 | 132/33 kV T/L S/S S/D Bargarh_Line | 3000000982 | ALLUMINIUM BINDING TAPE | MISC.ALBINDTAPE.A001 | ZSPR_ACT | ZSPR | KG | 81.5 | 16198.13 | INR
5000 | Western Zone, Burla | 5200 | EHT (O&M) Circle, Burla | 5204 | EHT (O&M) Division, Barpali | W244 | 132/33 kV T/L S/S S/D Bargarh | 3000000982 | ALLUMINIUM BINDING TAPE | MISC.ALBINDTAPE.A001 | ZSPR_ACT | ZSPR | KG | 13 | 2583.75 | INR
5000 | Western Zone, Burla | 5200 | EHT (O&M) Circle, Burla | 5204 | EHT (O&M) Division, Barpali | W244 | 132/33 kV T/L S/S S/D Bargarh | 3000000992 | PT/IVT/CVT CONSOLE BOX | MISC.CONSOLE.A001 | ZSPR_ACT | ZSPR | NOS | 1 | 10000 | INR
5000 | Western Zone, Burla | 5200 | EHT (O&M) Circle, Burla | 5204 | EHT (O&M) Division, Barpali | W244 | 132/33 kV T/L S/S S/D Bargarh | 3000001002 | EMPTY Tfr OIL BARREL | MISC.EMPTYBRL.A001 | ZSPR_ACT | ZSPR | NOS | 93 | 3955.29 | INR
5000 | Western Zone, Burla | 5200 | EHT (O&M) Circle, Burla | 5204 | EHT (O&M) Division, Barpali | W243 | 132/33 kV T/L S/S S/D Barpali | 3000001002 | EMPTY Tfr OIL BARREL | MISC.EMPTYBRL.A001 | ZSPR_ACT | ZSPR | NOS | 60 | 2551.8 | INR
5000 | Western Zone, Burla | 5200 | EHT (O&M) Circle, Burla | 5204 | EHT (O&M) Division, Barpali | WL44 | 132/33 kV T/L S/S S/D Bargarh_Line | 3000001007 | FLEXIBLE COPPER EARTH BOND | MISC.FL.CU.BOND.A001 | ZSPR_ACT | ZSPR | NOS | 12 | 700.56 | INR
5000 | Western Zone, Burla | 5200 | EHT (O&M) Circle, Burla | 5204 | EHT (O&M) Division, Barpali | W245 | 132/33 kV T/L S/S S/D Ghense | 3000001016 | 100X150 MM R S JOIST | MISC.JOIST.A002 | ZSPR_ACT | ZSPR | MT | 0.84 | 106800 | INR
5000 | Western Zone, Burla | 5200 | EHT (O&M) Circle, Burla | 5204 | EHT (O&M) Division, Barpali | W244 | 132/33 kV T/L S/S S/D Bargarh | 3000001049 | 20 MM MANILA ROPE | MISC.ROPE.A004 | ZSPR_ACT | ZSPR | KM | 0.25 | 3512.5 | INR
5000 | Western Zone, Burla | 5200 | EHT (O&M) Circle, Burla | 5204 | EHT (O&M) Division, Barpali | W244 | 132/33 kV T/L S/S S/D Bargarh | 3000001050 | 30MM MANILA ROPE | MISC.ROPE.A006 | ZSPR_ACT | ZSPR | KM | 0.255 | 4590 | INR
5000 | Western Zone, Burla | 5200 | EHT (O&M) Circle, Burla | 5204 | EHT (O&M) Division, Barpali | W244 | 132/33 kV T/L S/S S/D Bargarh | 3000001051 | 12 MM POLYPROPELENE ROPE | MISC.ROPE.B001 | ZSPR_ACT | ZSPR | KG | 25 | 1471.75 | INR
5000 | Western Zone, Burla | 5200 | EHT (O&M) Circle, Burla | 5204 | EHT (O&M) Division, Barpali | W244 | 132/33 kV T/L S/S S/D Bargarh | 3000001051 | 12 MM POLYPROPELENE ROPE | MISC.ROPE.B001 | ZSPR_US | ZSPR | KG | 10 | 588.7 | INR
5000 | Western Zone, Burla | 5200 | EHT (O&M) Circle, Burla | 5204 | EHT (O&M) Division, Barpali | W244 | 132/33 kV T/L S/S S/D Bargarh | 3000001052 | 16 MM POLYPROPELENE ROPE | MISC.ROPE.B002 | ZSPR_ACT | ZSPR | KG | 10 | 3080 | INR
5000 | Western Zone, Burla | 5200 | EHT (O&M) Circle, Burla | 5204 | EHT (O&M) Division, Barpali | W244 | 132/33 kV T/L S/S S/D Bargarh | 3000001054 | 20 /22 MM POLYPROPELENE ROPE | MISC.ROPE.B004 | ZSPR_US | ZSPR | KG | 8 | 909.76 | INR
5000 | Western Zone, Burla | 5200 | EHT (O&M) Circle, Burla | 5204 | EHT (O&M) Division, Barpali | W244 | 132/33 kV T/L S/S S/D Bargarh | 3000001054 | 20 /22 MM POLYPROPELENE ROPE | MISC.ROPE.B004 | ZSPR_ACT | ZSPR | KG | 32 | 3639.04 | INR
5000 | Western Zone, Burla | 5200 | EHT (O&M) Circle, Burla | 5204 | EHT (O&M) Division, Barpali | W244 | 132/33 kV T/L S/S S/D Bargarh | 3000001055 | 25 MM POLYPROPELENE ROPE | MISC.ROPE.B005 | ZSPR_ACT | ZSPR | KG | 47 | 16950.55 | INR
5000 | Western Zone, Burla | 5200 | EHT (O&M) Circle, Burla | 5204 | EHT (O&M) Division, Barpali | W244 | 132/33 kV T/L S/S S/D Bargarh | 3000001058 | 10 MM POLYPROPELENE ROPE | MISC.ROPE.B010 | ZSPR_ACT | ZSPR | KG | 26 | 8008 | INR
5000 | Western Zone, Burla | 5200 | EHT (O&M) Circle, Burla | 5204 | EHT (O&M) Division, Barpali | W244 | 132/33 kV T/L S/S S/D Bargarh | 3000001061 | STEEL ROPE 16 MM | MISC.ROPE.C003 | ZSPR_ACT | ZSPR | KM | 0.235 | 46537.05 | INR
5000 | Western Zone, Burla | 5200 | EHT (O&M) Circle, Burla | 5204 | EHT (O&M) Division, Barpali | W244 | 132/33 kV T/L S/S S/D Bargarh | 3000001065 | SPACE HEATER | MISC.S.HEATER.A001 | ZSPR_ACT | ZSPR | NOS | 3 | 1200 | INR
5000 | Western Zone, Burla | 5200 | EHT (O&M) Circle, Burla | 5204 | EHT (O&M) Division, Barpali | W244 | 132/33 kV T/L S/S S/D Bargarh | 3000001067 | 50 Kg SF6 gas Cylinder | MISC.SF6CYLNDR.A002 | ZSPR_FREE | ZSPR | NOS | 1 | 0 | INR
5000 | Western Zone, Burla | 5200 | EHT (O&M) Circle, Burla | 5204 | EHT (O&M) Division, Barpali | W243 | 132/33 kV T/L S/S S/D Barpali | 3000001067 | 50 Kg SF6 gas Cylinder | MISC.SF6CYLNDR.A002 | ZSPR_FREE | ZSPR | NOS | 1 | 0 | INR
5000 | Western Zone, Burla | 5200 | EHT (O&M) Circle, Burla | 5204 | EHT (O&M) Division, Barpali | W244 | 132/33 kV T/L S/S S/D Bargarh | 3000001077 | SAFTY HELMET | MISC.SFTYHELMET.A002 | ZSPR_ACT | ZSPR | NOS | 4 | 686.32 | INR
5000 | Western Zone, Burla | 5200 | EHT (O&M) Circle, Burla | 5204 | EHT (O&M) Division, Barpali | W243 | 132/33 kV T/L S/S S/D Barpali | 3000001088 | Disconnected type Terminal block | MISC.TBLOCK.A003 | ZSPR_ACT | ZSPR | NOS | 40 | 2800 | INR
5000 | Western Zone, Burla | 5200 | EHT (O&M) Circle, Burla | 5204 | EHT (O&M) Division, Barpali | W244 | 132/33 kV T/L S/S S/D Bargarh | 3000001094 | NEW EHV GRADE Napthelin based Tfr OIL | MISC.TFROIL.A001 | ZSPR_ACT | ZSPR | L | 100 | 7696 | INR
5000 | Western Zone, Burla | 5200 | EHT (O&M) Circle, Burla | 5204 | EHT (O&M) Division, Barpali | W245 | 132/33 kV T/L S/S S/D Ghense | 3000001154 | NUTS AND BOLTS | NBW.ASRT.GINB.A001 | ZSPR_ACT | ZSPR | KG | 1.188 | 191.06 | INR
5000 | Western Zone, Burla | 5200 | EHT (O&M) Circle, Burla | 5204 | EHT (O&M) Division, Barpali | WL43 | 132/33 kV T/L S/S S/D Barpali_Line | 3000001154 | NUTS AND BOLTS | NBW.ASRT.GINB.A001 | ZSPR_ACT | ZSPR | KG | 1388 | 223226.54 | INR
5000 | Western Zone, Burla | 5200 | EHT (O&M) Circle, Burla | 5204 | EHT (O&M) Division, Barpali | W246 | 132/33 kV T/L S/S S/D Thuapali | 3000001154 | NUTS AND BOLTS | NBW.ASRT.GINB.A001 | ZSPR_ACT | ZSPR | KG | 520 | 83629.54 | INR
5000 | Western Zone, Burla | 5200 | EHT (O&M) Circle, Burla | 5204 | EHT (O&M) Division, Barpali | WL44 | 132/33 kV T/L S/S S/D Bargarh_Line | 3000001221 | 65X10mm FT Nut & Bolt with washer | NBW.GINB.B018 | ZSPR_ACT | ZSPR | KG | 10 | 650 | INR
5000 | Western Zone, Burla | 5200 | EHT (O&M) Circle, Burla | 5204 | EHT (O&M) Division, Barpali | W243 | 132/33 kV T/L S/S S/D Barpali | 3000001259 | GI SPRING WASHER 16X6 MM | NBW.GIWSR.B004 | ZSPR_ACT | ZSPR | NOS | 130 | 8915.4 | INR
5000 | Western Zone, Burla | 5200 | EHT (O&M) Circle, Burla | 5204 | EHT (O&M) Division, Barpali | W244 | 132/33 kV T/L S/S S/D Bargarh | 3000001329 | ELECTROMAGNETIC AUXILLARY RELAY | RLAY.AUX.A001 | ZSPR_ACT | ZSPR | NOS | 4 | 4000 | INR
5000 | Western Zone, Burla | 5200 | EHT (O&M) Circle, Burla | 5204 | EHT (O&M) Division, Barpali | W244 | 132/33 kV T/L S/S S/D Bargarh | 3000001333 | Auxiliary relay | RLAY.AUX.A023 | ZSPR_FREE | ZSPR | NOS | 2 | 0 | INR
5000 | Western Zone, Burla | 5200 | EHT (O&M) Circle, Burla | 5204 | EHT (O&M) Division, Barpali | W244 | 132/33 kV T/L S/S S/D Bargarh | 3000001357 | CDG31 OC NON-DIRECTIONAL BACK UP RELAY | RLAY.EMBACKUP.C002 | ZSPR_ACT | ZSPR | NOS | 1 | 5000 | INR
5000 | Western Zone, Burla | 5200 | EHT (O&M) Circle, Burla | 5204 | EHT (O&M) Division, Barpali | W244 | 132/33 kV T/L S/S S/D Bargarh | 3000001390 | High Burden Master Trip Relay | RLAY.MTRIP.A007 | ZSPR_ACT | ZSPR | NOS | 3 | 12390 | INR
5000 | Western Zone, Burla | 5200 | EHT (O&M) Circle, Burla | 5204 | EHT (O&M) Division, Barpali | W244 | 132/33 kV T/L S/S S/D Bargarh | 3000001392 | ELECTROMAGNETIC MASTER TRIP RELAY | RLAY.MTRIP.A011 | ZSPR_FREE | ZSPR | NOS | 3 | 0 | INR
5000 | Western Zone, Burla | 5200 | EHT (O&M) Circle, Burla | 5204 | EHT (O&M) Division, Barpali | W244 | 132/33 kV T/L S/S S/D Bargarh | 3000001396 | Restricted Earth fault Relay (with M&R) | RLAY.NU.REF.A001 | ZSPR_FREE | ZSPR | NOS | 2 | 0 | INR
5000 | Western Zone, Burla | 5200 | EHT (O&M) Circle, Burla | 5204 | EHT (O&M) Division, Barpali | W244 | 132/33 kV T/L S/S S/D Bargarh | 3000001401 | Num Backup Relay | RLAY.NUMBACKUP.A002 | ZSPR_ACT | ZSPR | NOS | 3 | 178434.51 | INR
5000 | Western Zone, Burla | 5200 | EHT (O&M) Circle, Burla | 5204 | EHT (O&M) Division, Barpali | W244 | 132/33 kV T/L S/S S/D Bargarh | 3000001601 | TRIP COIL OF 132KV SF6 CGL | SPR.BKR132CGL.D044 | ZSPR_FREE | ZSPR | NOS | 6 | 0 | INR
5000 | Western Zone, Burla | 5200 | EHT (O&M) Circle, Burla | 5204 | EHT (O&M) Division, Barpali | W244 | 132/33 kV T/L S/S S/D Bargarh | 3000001624 | GAS FILLING DEVICE 132KV CGL SF6 CB | SPR.BKR132CGL.D087 | ZSPR_FREE | ZSPR | NOS | 1 | 0 | INR
5000 | Western Zone, Burla | 5200 | EHT (O&M) Circle, Burla | 5204 | EHT (O&M) Division, Barpali | W244 | 132/33 kV T/L S/S S/D Bargarh | 3000001627 | Spring charging Motor 132KV SF6 CGL | SPR.BKR132CGL.D090 | ZSPR_FREE | ZSPR | NOS | 3 | 0 | INR
5000 | Western Zone, Burla | 5200 | EHT (O&M) Circle, Burla | 5204 | EHT (O&M) Division, Barpali | W244 | 132/33 kV T/L S/S S/D Bargarh | 3000001638 | LIMIT SWITCH FOR 132KV CGL MAKE SF6 CB | SPR.BKR132CGL.D106 | ZSPR_FREE | ZSPR | NOS | 5 | 0 | INR
5000 | Western Zone, Burla | 5200 | EHT (O&M) Circle, Burla | 5204 | EHT (O&M) Division, Barpali | W244 | 132/33 kV T/L S/S S/D Bargarh | 3000001658 | DENSITY MONITOR 132KV SIEMENS SF6 CB | SPR.BKR132SMNS.D007 | ZSPR_FREE | ZSPR | NOS | 2 | 0 | INR
5000 | Western Zone, Burla | 5200 | EHT (O&M) Circle, Burla | 5204 | EHT (O&M) Division, Barpali | W244 | 132/33 kV T/L S/S S/D Bargarh | 3000001660 | Relay PC for 132KV SMNS Bkr | SPR.BKR132SMNS.D009 | ZSPR_FREE | ZSPR | NOS | 5 | 0 | INR
5000 | Western Zone, Burla | 5200 | EHT (O&M) Circle, Burla | 5204 | EHT (O&M) Division, Barpali | W244 | 132/33 kV T/L S/S S/D Bargarh | 3000001664 | AUXILIARY SWITCH 132KV SIEMENS SF6 CB | SPR.BKR132SMNS.D014 | ZSPR_FREE | ZSPR | NOS | 2 | 0 | INR
5000 | Western Zone, Burla | 5200 | EHT (O&M) Circle, Burla | 5204 | EHT (O&M) Division, Barpali | W244 | 132/33 kV T/L S/S S/D Bargarh | 3000001666 | SF6 GAS LEAKAGE DETECTOR | SPR.BKR132SMNS.D016 | ZSPR_FREE | ZSPR | NOS | 1 | 0 | INR
5000 | Western Zone, Burla | 5200 | EHT (O&M) Circle, Burla | 5204 | EHT (O&M) Division, Barpali | W244 | 132/33 kV T/L S/S S/D Bargarh | 3000001667 | GAS FILLING DEVICE 132KV SIEMENS SF6 CB | SPR.BKR132SMNS.D017 | ZSPR_FREE | ZSPR | NOS | 1 | 0 | INR
5000 | Western Zone, Burla | 5200 | EHT (O&M) Circle, Burla | 5204 | EHT (O&M) Division, Barpali | W244 | 132/33 kV T/L S/S S/D Bargarh | 3000001904 | AUX SWITCH 6NO+6NC OF 36KV ALLIND VCB | SPR.BKR36ALND.E017 | ZSPR_ACT | ZSPR | NOS | 2 | 9954 | INR
5000 | Western Zone, Burla | 5200 | EHT (O&M) Circle, Burla | 5204 | EHT (O&M) Division, Barpali | W244 | 132/33 kV T/L S/S S/D Bargarh | 3000001919 | TERMINAL PAD FOR 36 KV BHEL MAKE VCB | SPR.BKR36BHEL.E005 | ZSPR_FREE | ZSPR | NOS | 3 | 0 | INR
5000 | Western Zone, Burla | 5200 | EHT (O&M) Circle, Burla | 5204 | EHT (O&M) Division, Barpali | W244 | 132/33 kV T/L S/S S/D Bargarh | 3000001929 | TRIPPING / CLOSING COIL 36KV CGL VCB | SPR.BKR36CGL.E001 | ZSPR_FREE | ZSPR | NOS | 6 | 0 | INR
5000 | Western Zone, Burla | 5200 | EHT (O&M) Circle, Burla | 5204 | EHT (O&M) Division, Barpali | W244 | 132/33 kV T/L S/S S/D Bargarh | 3000001930 | ONE POLE OF CIRCUIT 36KV CGL VCB | SPR.BKR36CGL.E002 | ZSPR_FREE | ZSPR | NOS | 2 | 0 | INR
5000 | Western Zone, Burla | 5200 | EHT (O&M) Circle, Burla | 5204 | EHT (O&M) Division, Barpali | W244 | 132/33 kV T/L S/S S/D Bargarh | 3000001932 | SCM FOR 36KV CGL VCB | SPR.BKR36CGL.E004 | ZSPR_FREE | ZSPR | NOS | 4 | 0 | INR
5000 | Western Zone, Burla | 5200 | EHT (O&M) Circle, Burla | 5204 | EHT (O&M) Division, Barpali | W244 | 132/33 kV T/L S/S S/D Bargarh | 3000001934 | Tripping Coil for 33 KV CGL Make VCB | SPR.BKR36CGL.E007 | ZSPR_FREE | ZSPR | NOS | 11 | 0 | INR
5000 | Western Zone, Burla | 5200 | EHT (O&M) Circle, Burla | 5204 | EHT (O&M) Division, Barpali | W244 | 132/33 kV T/L S/S S/D Bargarh | 3000001941 | Limit switch for 36 KV CGL VCB Breaker | SPR.BKR36CGL.E014 | ZSPR_FREE | ZSPR | NOS | 7 | 0 | INR
5000 | Western Zone, Burla | 5200 | EHT (O&M) Circle, Burla | 5204 | EHT (O&M) Division, Barpali | W244 | 132/33 kV T/L S/S S/D Bargarh | 3000001956 | Tripping coil for 36KV VCB SEIL | SPR.BKR36SEIL.E002 | ZSPR_ACT | ZSPR | NOS | 2 | 5517.68 | INR
5000 | Western Zone, Burla | 5200 | EHT (O&M) Circle, Burla | 5204 | EHT (O&M) Division, Barpali | W244 | 132/33 kV T/L S/S S/D Bargarh | 3000001957 | Closing coil for 36KV VCB SEIL | SPR.BKR36SEIL.E003 | ZSPR_ACT | ZSPR | NOS | 5 | 11196.15 | INR
5000 | Western Zone, Burla | 5200 | EHT (O&M) Circle, Burla | 5204 | EHT (O&M) Division, Barpali | W244 | 132/33 kV T/L S/S S/D Bargarh | 3000001958 | Motor limit switch for 36 KV VCB SEIL | SPR.BKR36SEIL.E004 | ZSPR_FREE | ZSPR | NOS | 5 | 0 | INR
5000 | Western Zone, Burla | 5200 | EHT (O&M) Circle, Burla | 5204 | EHT (O&M) Division, Barpali | W244 | 132/33 kV T/L S/S S/D Bargarh | 3000001959 | Spring charging motor for 36KV VCB SEIL | SPR.BKR36SEIL.E005 | ZSPR_ACT | ZSPR | NOS | 2 | 25732.78 | INR
5000 | Western Zone, Burla | 5200 | EHT (O&M) Circle, Burla | 5204 | EHT (O&M) Division, Barpali | W244 | 132/33 kV T/L S/S S/D Bargarh | 3000001963 | Motor Limit Switch 36KV VCB of Stelmec | SPR.BKR36SL.E001 | ZSPR_FREE | ZSPR | NOS | 7 | 0 | INR
5000 | Western Zone, Burla | 5200 | EHT (O&M) Circle, Burla | 5204 | EHT (O&M) Division, Barpali | W244 | 132/33 kV T/L S/S S/D Bargarh | 3000001964 | Spring Charging Motor 36KV VCB Stelmec | SPR.BKR36SL.E002 | ZSPR_FREE | ZSPR | NOS | 4 | 0 | INR
5000 | Western Zone, Burla | 5200 | EHT (O&M) Circle, Burla | 5204 | EHT (O&M) Division, Barpali | W244 | 132/33 kV T/L S/S S/D Bargarh | 3000001965 | Tripping coil for 36KV Stelmec make VCB. | SPR.BKR36SL.E004 | ZSPR_FREE | ZSPR | NOS | 11 | 0 | INR
5000 | Western Zone, Burla | 5200 | EHT (O&M) Circle, Burla | 5204 | EHT (O&M) Division, Barpali | W244 | 132/33 kV T/L S/S S/D Bargarh | 3000001966 | Closing coil for 36KV Stelmec make VCB. | SPR.BKR36SL.E005 | ZSPR_FREE | ZSPR | NOS | 9 | 0 | INR
5000 | Western Zone, Burla | 5200 | EHT (O&M) Circle, Burla | 5204 | EHT (O&M) Division, Barpali | W244 | 132/33 kV T/L S/S S/D Bargarh | 3000001967 | One Pole Limb for 36KV VCB of SL | SPR.BKR36SL.E006 | ZSPR_FREE | ZSPR | NOS | 2 | 0 | INR
5000 | Western Zone, Burla | 5200 | EHT (O&M) Circle, Burla | 5204 | EHT (O&M) Division, Barpali | W244 | 132/33 kV T/L S/S S/D Bargarh | 3000002091 | SC motor for 420KV SF6 CB Smns | SPR.BKR420SMNS.D005 | ZSPR_FREE | ZSPR | NOS | 2 | 0 | INR
5000 | Western Zone, Burla | 5200 | EHT (O&M) Circle, Burla | 5204 | EHT (O&M) Division, Barpali | W244 | 132/33 kV T/L S/S S/D Bargarh | 3000002354 | FEMALE CONTACT(FXD) 132KV SS ISOLATOR | SPR.ISO132SS.A001 | ZSPR_ACT | ZSPR | NOS | 7 | 21824.6 | INR
5000 | Western Zone, Burla | 5200 | EHT (O&M) Circle, Burla | 5204 | EHT (O&M) Division, Barpali | W244 | 132/33 kV T/L S/S S/D Bargarh | 3000002367 | TERMINAL PAD 132KV SS ISOLATOR | SPR.ISO132SS.A015 | ZSPR_FREE | ZSPR | NOS | 3 | 0 | INR
5000 | Western Zone, Burla | 5200 | EHT (O&M) Circle, Burla | 5204 | EHT (O&M) Division, Barpali | W244 | 132/33 kV T/L S/S S/D Bargarh | 3000002371 | MALE CONTACTFOR 132 KV SS MAKE ISOLATOR | SPR.ISO132SS.A019 | ZSPR_ACT | ZSPR | NOS | 4 | 4000 | INR
5000 | Western Zone, Burla | 5200 | EHT (O&M) Circle, Burla | 5204 | EHT (O&M) Division, Barpali | W244 | 132/33 kV T/L S/S S/D Bargarh | 3000002383 | ContaCTfinger FC 132KV SS Isolator | SPR.ISO132SS.A035 | ZSPR_FREE | ZSPR | NOS | 5 | 0 | INR
5000 | Western Zone, Burla | 5200 | EHT (O&M) Circle, Burla | 5204 | EHT (O&M) Division, Barpali | W244 | 132/33 kV T/L S/S S/D Bargarh | 3000002465 | FEMALE CONTACT33KV HIVELUM ISOLATOR | SPR.ISO33HVLM.A006 | ZSPR_ACT | ZSPR | NOS | 3 | 7980 | INR
5000 | Western Zone, Burla | 5200 | EHT (O&M) Circle, Burla | 5204 | EHT (O&M) Division, Barpali | W244 | 132/33 kV T/L S/S S/D Bargarh | 3000002466 | MALE CONTACT33KV HIVELUM ISOLATOR | SPR.ISO33HVLM.A007 | ZSPR_ACT | ZSPR | NOS | 3 | 22665 | INR
5000 | Western Zone, Burla | 5200 | EHT (O&M) Circle, Burla | 5204 | EHT (O&M) Division, Barpali | W244 | 132/33 kV T/L S/S S/D Bargarh | 3000002480 | FEMALE CONTACTFOR 33KV SS MAKE ISOLATOR | SPR.ISO33SS.A002 | ZSPR_ACT | ZSPR | NOS | 2 | 742.86 | INR
5000 | Western Zone, Burla | 5200 | EHT (O&M) Circle, Burla | 5204 | EHT (O&M) Division, Barpali | WL43 | 132/33 kV T/L S/S S/D Barpali_Line | 3000002621 | EARTH SUSPENSION CLAMP | SPR.MISC.A177 | ZSPR_ACT | ZSPR | NOS | 3 | 2751 | INR
5000 | Western Zone, Burla | 5200 | EHT (O&M) Circle, Burla | 5204 | EHT (O&M) Division, Barpali | W244 | 132/33 kV T/L S/S S/D Bargarh | 3000002695 | CONNECTING ROD T&R 40MVA Tfr | SPR.MISC.A303 | ZSPR_ACT | ZSPR | NOS | 1 | 2217 | INR
5000 | Western Zone, Burla | 5200 | EHT (O&M) Circle, Burla | 5204 | EHT (O&M) Division, Barpali | W242 | 220/132/33 kV S/S S/D Bargarh | 3000002939 | T.Bushing&Rod-160MVA 220/132/33KVBHEL AT | SPR.TFR160BHEL.DC07 | ZSPR_FREE | ZSPR | NOS | 1 | 0 | INR
5000 | Western Zone, Burla | 5200 | EHT (O&M) Circle, Burla | 5204 | EHT (O&M) Division, Barpali | W243 | 132/33 kV T/L S/S S/D Barpali | 3000003229 | COOLING FAN FOR 40MVA 132/33KV BHEL Tfr | SPR.TFR40BHEL.EA01 | ZSPR_ACT | ZSPR | NOS | 1 | 6505.67 | INR
5000 | Western Zone, Burla | 5200 | EHT (O&M) Circle, Burla | 5204 | EHT (O&M) Division, Barpali | W244 | 132/33 kV T/L S/S S/D Bargarh | 3000003229 | COOLING FAN FOR 40MVA 132/33KV BHEL Tfr | SPR.TFR40BHEL.EA01 | ZSPR_ACT | ZSPR | NOS | 1 | 6505.67 | INR
5000 | Western Zone, Burla | 5200 | EHT (O&M) Circle, Burla | 5204 | EHT (O&M) Division, Barpali | W243 | 132/33 kV T/L S/S S/D Barpali | 3000003240 | PRV FOR 40MVA 132/33KV BHEL Tfr | SPR.TFR40BHEL.EC02 | ZSPR_ACT | ZSPR | NOS | 1 | 5900 | INR
5000 | Western Zone, Burla | 5200 | EHT (O&M) Circle, Burla | 5204 | EHT (O&M) Division, Barpali | W244 | 132/33 kV T/L S/S S/D Bargarh | 3000003240 | PRV FOR 40MVA 132/33KV BHEL Tfr | SPR.TFR40BHEL.EC02 | ZSPR_ACT | ZSPR | NOS | 1 | 5900 | INR
5000 | Western Zone, Burla | 5200 | EHT (O&M) Circle, Burla | 5204 | EHT (O&M) Division, Barpali | W244 | 132/33 kV T/L S/S S/D Bargarh | 3000003241 | WTI FOR 40MVA 132/33KV BHEL Tfr | SPR.TFR40BHEL.EC03 | ZSPR_ACT | ZSPR | NOS | 1 | 20698 | INR
5000 | Western Zone, Burla | 5200 | EHT (O&M) Circle, Burla | 5204 | EHT (O&M) Division, Barpali | W244 | 132/33 kV T/L S/S S/D Bargarh | 3000003242 | OTI FOR 40MVA 132/33KV BHEL Tfr | SPR.TFR40BHEL.EC05 | ZSPR_ACT | ZSPR | NOS | 1 | 13418.33 | INR
5000 | Western Zone, Burla | 5200 | EHT (O&M) Circle, Burla | 5204 | EHT (O&M) Division, Barpali | W244 | 132/33 kV T/L S/S S/D Bargarh | 3000003244 | BUCHHOLZRELAY FOR 40MVA 132/33KV BHELTfr | SPR.TFR40BHEL.EC07 | ZSPR_ACT | ZSPR | NOS | 1 | 6153 | INR
5000 | Western Zone, Burla | 5200 | EHT (O&M) Circle, Burla | 5204 | EHT (O&M) Division, Barpali | W243 | 132/33 kV T/L S/S S/D Barpali | 3000003244 | BUCHHOLZRELAY FOR 40MVA 132/33KV BHELTfr | SPR.TFR40BHEL.EC07 | ZSPR_ACT | ZSPR | NOS | 1 | 6153 | INR
5000 | Western Zone, Burla | 5200 | EHT (O&M) Circle, Burla | 5204 | EHT (O&M) Division, Barpali | W244 | 132/33 kV T/L S/S S/D Bargarh | 3000003245 | MOLG FOR 40MVA 132/33KV BHEL Tfr | SPR.TFR40BHEL.EC08 | ZSPR_ACT | ZSPR | NOS | 1 | 7446 | INR
5000 | Western Zone, Burla | 5200 | EHT (O&M) Circle, Burla | 5204 | EHT (O&M) Division, Barpali | W243 | 132/33 kV T/L S/S S/D Barpali | 3000003245 | MOLG FOR 40MVA 132/33KV BHEL Tfr | SPR.TFR40BHEL.EC08 | ZSPR_ACT | ZSPR | NOS | 1 | 7446 | INR
5000 | Western Zone, Burla | 5200 | EHT (O&M) Circle, Burla | 5204 | EHT (O&M) Division, Barpali | W243 | 132/33 kV T/L S/S S/D Barpali | 3000003246 | TPI FOR 132/33KV 40MVA BHEL Tfr | SPR.TFR40BHEL.EC10 | ZSPR_ACT | ZSPR | NOS | 1 | 15598.25 | INR
5000 | Western Zone, Burla | 5200 | EHT (O&M) Circle, Burla | 5204 | EHT (O&M) Division, Barpali | W244 | 132/33 kV T/L S/S S/D Bargarh | 3000003246 | TPI FOR 132/33KV 40MVA BHEL Tfr | SPR.TFR40BHEL.EC10 | ZSPR_ACT | ZSPR | NOS | 1 | 15598.25 | INR
5000 | Western Zone, Burla | 5200 | EHT (O&M) Circle, Burla | 5204 | EHT (O&M) Division, Barpali | W244 | 132/33 kV T/L S/S S/D Bargarh | 3000003247 | HV BUSHING FOR 40 MVA 132/33KV BHEL Tfr | SPR.TFR40BHEL.EF01 | ZSPR_ACT | ZSPR | NOS | 1 | 76484.5 | INR
5000 | Western Zone, Burla | 5200 | EHT (O&M) Circle, Burla | 5204 | EHT (O&M) Division, Barpali | W244 | 132/33 kV T/L S/S S/D Bargarh | 3000003248 | LV BUSHING FOR 40 MVA 132/33KV BHEL Tfr | SPR.TFR40BHEL.EF02 | ZSPR_ACT | ZSPR | NOS | 1 | 18463 | INR
5000 | Western Zone, Burla | 5200 | EHT (O&M) Circle, Burla | 5204 | EHT (O&M) Division, Barpali | W243 | 132/33 kV T/L S/S S/D Barpali | 3000003248 | LV BUSHING FOR 40 MVA 132/33KV BHEL Tfr | SPR.TFR40BHEL.EF02 | ZSPR_ACT | ZSPR | NOS | 1 | 18463 | INR
5000 | Western Zone, Burla | 5200 | EHT (O&M) Circle, Burla | 5204 | EHT (O&M) Division, Barpali | W244 | 132/33 kV T/L S/S S/D Bargarh | 3000003249 | HV N bushing for 40MVA 132/33kV BHEL Tfr | SPR.TFR40BHEL.EF03 | ZSPR_ACT | ZSPR | NOS | 1 | 12625.17 | INR
5000 | Western Zone, Burla | 5200 | EHT (O&M) Circle, Burla | 5204 | EHT (O&M) Division, Barpali | W243 | 132/33 kV T/L S/S S/D Barpali | 3000003249 | HV N bushing for 40MVA 132/33kV BHEL Tfr | SPR.TFR40BHEL.EF03 | ZSPR_ACT | ZSPR | NOS | 1 | 12625.17 | INR
5000 | Western Zone, Burla | 5200 | EHT (O&M) Circle, Burla | 5204 | EHT (O&M) Division, Barpali | W244 | 132/33 kV T/L S/S S/D Bargarh | 3000003250 | STARTER FOR 40MVA 132/33KV BHEL Tfr | SPR.TFR40BHEL.EF04 | ZSPR_ACT | ZSPR | NOS | 1 | 20597 | INR
5000 | Western Zone, Burla | 5200 | EHT (O&M) Circle, Burla | 5204 | EHT (O&M) Division, Barpali | W243 | 132/33 kV T/L S/S S/D Barpali | 3000003250 | STARTER FOR 40MVA 132/33KV BHEL Tfr | SPR.TFR40BHEL.EF04 | ZSPR_ACT | ZSPR | NOS | 1 | 20597 | INR
5000 | Western Zone, Burla | 5200 | EHT (O&M) Circle, Burla | 5204 | EHT (O&M) Division, Barpali | W244 | 132/33 kV T/L S/S S/D Bargarh | 3000003251 | FUSES FOR 40MVA 132/33KV BHEL Tfr | SPR.TFR40BHEL.EF05 | ZSPR_ACT | ZSPR | NOS | 1 | 7698.5 | INR
5000 | Western Zone, Burla | 5200 | EHT (O&M) Circle, Burla | 5204 | EHT (O&M) Division, Barpali | W244 | 132/33 kV T/L S/S S/D Bargarh | 3000003252 | LAMPS FOR 40MVA 132/33KV BHEL Tfr | SPR.TFR40BHEL.EF06 | ZSPR_ACT | ZSPR | NOS | 1 | 7648.5 | INR
5000 | Western Zone, Burla | 5200 | EHT (O&M) Circle, Burla | 5204 | EHT (O&M) Division, Barpali | W244 | 132/33 kV T/L S/S S/D Bargarh | 3000003306 | TPI FOR 40MVA TR MAKE Tfr | SPR.TFR40TR.EB01 | ZSPR_ACT | ZSPR | NOS | 1 | 200 | INR
5000 | Western Zone, Burla | 5200 | EHT (O&M) Circle, Burla | 5204 | EHT (O&M) Division, Barpali | W244 | 132/33 kV T/L S/S S/D Bargarh | 3000003308 | B. RELAY FOR 40MVA 132/33KV TR MAKE Tfr | SPR.TFR40TR.EC01 | ZSPR_ACT | ZSPR | NOS | 1 | 4581 | INR
5000 | Western Zone, Burla | 5200 | EHT (O&M) Circle, Burla | 5204 | EHT (O&M) Division, Barpali | W244 | 132/33 kV T/L S/S S/D Bargarh | 3000003309 | MOLG FOR 40MVA 132/33KV TR MAKE Tfr | SPR.TFR40TR.EC02 | ZSPR_ACT | ZSPR | NOS | 1 | 5589 | INR
5000 | Western Zone, Burla | 5200 | EHT (O&M) Circle, Burla | 5204 | EHT (O&M) Division, Barpali | W247 | 132/33 KV GSS Bhatli | 3000003368 | 132KV-CT Clamp(Bimetallic, Single Moose) | SS.CLAMP.A017 | ZSPR_ACT | ZSPR | NOS | 10 | 17228 | INR
5000 | Western Zone, Burla | 5200 | EHT (O&M) Circle, Burla | 5204 | EHT (O&M) Division, Barpali | W246 | 132/33 kV T/L S/S S/D Thuapali | 3000003371 | 132KV-PI Clamp of Single Moose | SS.CLAMP.A020 | ZSPR_ACT | ZSPR | NOS | 1 | 1288.55 | INR
5000 | Western Zone, Burla | 5200 | EHT (O&M) Circle, Burla | 5204 | EHT (O&M) Division, Barpali | W247 | 132/33 KV GSS Bhatli | 3000003371 | 132KV-PI Clamp of Single Moose | SS.CLAMP.A020 | ZSPR_ACT | ZSPR | NOS | 2 | 2577.09 | INR
5000 | Western Zone, Burla | 5200 | EHT (O&M) Circle, Burla | 5204 | EHT (O&M) Division, Barpali | W246 | 132/33 kV T/L S/S S/D Thuapali | 3000003372 | 132KV-CB Clamp of Single Moose | SS.CLAMP.A021 | ZSPR_ACT | ZSPR | NOS | 6 | 6448.32 | INR
5000 | Western Zone, Burla | 5200 | EHT (O&M) Circle, Burla | 5204 | EHT (O&M) Division, Barpali | W247 | 132/33 KV GSS Bhatli | 3000003372 | 132KV-CB Clamp of Single Moose | SS.CLAMP.A021 | ZSPR_ACT | ZSPR | NOS | 10 | 10747.2 | INR
5000 | Western Zone, Burla | 5200 | EHT (O&M) Circle, Burla | 5204 | EHT (O&M) Division, Barpali | W246 | 132/33 kV T/L S/S S/D Thuapali | 3000003375 | 132KV-T Clamp for TMoose-Moose | SS.CLAMP.A028 | ZSPR_ACT | ZSPR | NOS | 42 | 105842.52 | INR
5000 | Western Zone, Burla | 5200 | EHT (O&M) Circle, Burla | 5204 | EHT (O&M) Division, Barpali | W247 | 132/33 KV GSS Bhatli | 3000003376 | 132KV-T Clamp for Moose-Moose | SS.CLAMP.A029 | ZSPR_ACT | ZSPR | NOS | 9 | 11855 | INR
5000 | Western Zone, Burla | 5200 | EHT (O&M) Circle, Burla | 5204 | EHT (O&M) Division, Barpali | W246 | 132/33 kV T/L S/S S/D Thuapali | 3000003376 | 132KV-T Clamp for Moose-Moose | SS.CLAMP.A029 | ZSPR_ACT | ZSPR | NOS | 53 | 69812.76 | INR
5000 | Western Zone, Burla | 5200 | EHT (O&M) Circle, Burla | 5204 | EHT (O&M) Division, Barpali | W246 | 132/33 kV T/L S/S S/D Thuapali | 3000003377 | Spacer for Twin 132 KV Bus (Moose) | SS.CLAMP.A031 | ZSPR_ACT | ZSPR | NOS | 3 | 2202.81 | INR
5000 | Western Zone, Burla | 5200 | EHT (O&M) Circle, Burla | 5204 | EHT (O&M) Division, Barpali | W246 | 132/33 kV T/L S/S S/D Thuapali | 3000003378 | 33 KV 'T' Clamp for Twin Moose run with | SS.CLAMP.A032 | ZSPR_ACT | ZSPR | NOS | 6 | 17730 | INR
5000 | Western Zone, Burla | 5200 | EHT (O&M) Circle, Burla | 5204 | EHT (O&M) Division, Barpali | W247 | 132/33 KV GSS Bhatli | 3000003379 | 33 KV 'T' Clamp for Single Moose run wit | SS.CLAMP.A033 | ZSPR_ACT | ZSPR | NOS | 33 | 35201.76 | INR
5000 | Western Zone, Burla | 5200 | EHT (O&M) Circle, Burla | 5204 | EHT (O&M) Division, Barpali | W246 | 132/33 kV T/L S/S S/D Thuapali | 3000003387 | 33 KV PI Clamp | SS.CLAMP.A041 | ZSPR_ACT | ZSPR | NOS | 1 | 1142.2 | INR
5000 | Western Zone, Burla | 5200 | EHT (O&M) Circle, Burla | 5204 | EHT (O&M) Division, Barpali | W247 | 132/33 KV GSS Bhatli | 3000003388 | Spacer for Twin 33 KV Bus (Moose) | SS.CLAMP.A042 | ZSPR_ACT | ZSPR | NOS | 11 | 10010.26 | INR
5000 | Western Zone, Burla | 5200 | EHT (O&M) Circle, Burla | 5204 | EHT (O&M) Division, Barpali | W246 | 132/33 kV T/L S/S S/D Thuapali | 3000003388 | Spacer for Twin 33 KV Bus (Moose) | SS.CLAMP.A042 | ZSPR_ACT | ZSPR | NOS | 3 | 2730.07 | INR
5000 | Western Zone, Burla | 5200 | EHT (O&M) Circle, Burla | 5204 | EHT (O&M) Division, Barpali | W247 | 132/33 KV GSS Bhatli | 3000003389 | PG Clamp for ACSR Moose to Moose | SS.CLAMP.A043 | ZSPR_ACT | ZSPR | NOS | 44 | 43664.72 | INR
5000 | Western Zone, Burla | 5200 | EHT (O&M) Circle, Burla | 5204 | EHT (O&M) Division, Barpali | WL43 | 132/33 kV T/L S/S S/D Barpali_Line | 3000003392 | G2 132 KV BEAM STRUCTURE | STRS.132BEAM.A003 | ZSPR_ACT | ZSPR | MT | 0.9 | 80134.02 | INR
5000 | Western Zone, Burla | 5200 | EHT (O&M) Circle, Burla | 5204 | EHT (O&M) Division, Barpali | W246 | 132/33 kV T/L S/S S/D Thuapali | 3000003397 | Equipment structure of CTfor 132KV | STRS.132EQPT.A013 | ZSPR_ACT | ZSPR | MT | 0.567 | 44819.84 | INR
5000 | Western Zone, Burla | 5200 | EHT (O&M) Circle, Burla | 5204 | EHT (O&M) Division, Barpali | W246 | 132/33 kV T/L S/S S/D Thuapali | 3000003405 | PA, PB, PC & UR TEMPLATE | STRS.132TMPL.A001 | ZSPR_ACT | ZSPR | MT | 3.438 | 261791.74 | INR
5000 | Western Zone, Burla | 5200 | EHT (O&M) Circle, Burla | 5204 | EHT (O&M) Division, Barpali | W245 | 132/33 kV T/L S/S S/D Ghense | 3000003443 | Substation Assorted Structure as per BoQ | STRS.ASSORTED.A001 | ZSPR_ACT | ZSPR | MT | 0.69 | 75408.63 | INR
5000 | Western Zone, Burla | 5200 | EHT (O&M) Circle, Burla | 5204 | EHT (O&M) Division, Barpali | W243 | 132/33 kV T/L S/S S/D Barpali | 3000003463 | 132 KV ASSORTED DA EMC DESIGN TOWER | TWR.132DA.L.B002 | ZSPR_ACT | ZSPR | MT | 1.295 | 60865 | INR
5000 | Western Zone, Burla | 5200 | EHT (O&M) Circle, Burla | 5204 | EHT (O&M) Division, Barpali | W247 | 132/33 KV GSS Bhatli | 3000003483 | 132 KV ASSORTED PA TYPE TOWER | TWR.132PA.L.A002 | ZSPR_ACT | ZSPR | MT | 6.31 | 670183.61 | INR
5000 | Western Zone, Burla | 5200 | EHT (O&M) Circle, Burla | 5204 | EHT (O&M) Division, Barpali | WL43 | 132/33 kV T/L S/S S/D Barpali_Line | 3000003485 | 132 KV PA TYPE TEMPLATE | TWR.132PA.TMPL.A001 | ZSPR_ACT | ZSPR | MT | 0.665 | 61746.05 | INR
5000 | Western Zone, Burla | 5200 | EHT (O&M) Circle, Burla | 5204 | EHT (O&M) Division, Barpali | WL43 | 132/33 kV T/L S/S S/D Barpali_Line | 3000003490 | 132 KV PB TYPE TEMPLATE | TWR.132PB.TMPL.A001 | ZSPR_ACT | ZSPR | MT | 0.06 | 6118.37 | INR
5000 | Western Zone, Burla | 5200 | EHT (O&M) Circle, Burla | 5204 | EHT (O&M) Division, Barpali | WL43 | 132/33 kV T/L S/S S/D Barpali_Line | 3000003493 | 132 KV PC TYPE TEMPLATE | TWR.132PC.TMPL.A001 | ZSPR_ACT | ZSPR | MT | 0.904 | 62495.76 | INR
5000 | Western Zone, Burla | 5200 | EHT (O&M) Circle, Burla | 5204 | EHT (O&M) Division, Barpali | W243 | 132/33 kV T/L S/S S/D Barpali | 3000003501 | 220 KV ASSORTED DA RPG DESIGN TOWER | TWR.220DA.L.C002 | ZSPR_ACT | ZSPR | MT | 69 | 4572906 | INR
5000 | Western Zone, Burla | 5200 | EHT (O&M) Circle, Burla | 5204 | EHT (O&M) Division, Barpali | W243 | 132/33 kV T/L S/S S/D Barpali | 3000003502 | 220 KV DA TYPE RPG DESIGN TEMPLATE | TWR.220DA.TMPL.C001 | ZSPR_ACT | ZSPR | MT | 0.416 | 6232.8 | INR
5000 | Western Zone, Burla | 5200 | EHT (O&M) Circle, Burla | 5204 | EHT (O&M) Division, Barpali | W243 | 132/33 kV T/L S/S S/D Barpali | 3000003505 | 220 KV ASSORTED DB RPG DESIGN TOWER | TWR.220DB.L.C002 | ZSPR_ACT | ZSPR | MT | 28.935 | 1917638.19 | INR
5000 | Western Zone, Burla | 5200 | EHT (O&M) Circle, Burla | 5204 | EHT (O&M) Division, Barpali | W243 | 132/33 kV T/L S/S S/D Barpali | 3000003507 | 220 KV DB TYPE RPG DESIGN TEMPLATE | TWR.220DB.TMPL.C001 | ZSPR_ACT | ZSPR | MT | 0.541 | 7026.76 | INR
5000 | Western Zone, Burla | 5200 | EHT (O&M) Circle, Burla | 5204 | EHT (O&M) Division, Barpali | W243 | 132/33 kV T/L S/S S/D Barpali | 3000003509 | 220 KV ASSORTED DC RPG DESIGN TOWER | TWR.220DC.L.C002 | ZSPR_ACT | ZSPR | MT | 13.9 | 921208.6 | INR
5000 | Western Zone, Burla | 5200 | EHT (O&M) Circle, Burla | 5204 | EHT (O&M) Division, Barpali | W243 | 132/33 kV T/L S/S S/D Barpali | 3000003510 | 220 KV DC TYPE RPG DESIGN TEMPLATE | TWR.220DC.TMPL.C001 | ZSPR_ACT | ZSPR | MT | 0.77 | 6161.2 | INR
5000 | Western Zone, Burla | 5200 | EHT (O&M) Circle, Burla | 5204 | EHT (O&M) Division, Barpali | W243 | 132/33 kV T/L S/S S/D Barpali | 3000003511 | 220 KV ASSORTED DD RPG DESIGN TOWER | TWR.220DD.L.C002 | ZSPR_ACT | ZSPR | MT | 9.695 | 642526.53 | INR
5000 | Western Zone, Burla | 5200 | EHT (O&M) Circle, Burla | 5204 | EHT (O&M) Division, Barpali | W243 | 132/33 kV T/L S/S S/D Barpali | 3000003557 | BIRD GUARD | TWR.BD.GRD.A001 | ZSPR_ACT | ZSPR | NOS | 48 | 70631.72 | INR
5000 | Western Zone, Burla | 5200 | EHT (O&M) Circle, Burla | 5204 | EHT (O&M) Division, Barpali | WL43 | 132/33 kV T/L S/S S/D Barpali_Line | 3000003557 | BIRD GUARD | TWR.BD.GRD.A001 | ZSPR_ACT | ZSPR | NOS | 44 | 64745.74 | INR
5000 | Western Zone, Burla | 5200 | EHT (O&M) Circle, Burla | 5204 | EHT (O&M) Division, Barpali | W247 | 132/33 KV GSS Bhatli | 3000003557 | BIRD GUARD | TWR.BD.GRD.A001 | ZSPR_ACT | ZSPR | NOS | 88 | 129491.48 | INR
5000 | Western Zone, Burla | 5200 | EHT (O&M) Circle, Burla | 5204 | EHT (O&M) Division, Barpali | W246 | 132/33 kV T/L S/S S/D Thuapali | 3000003557 | BIRD GUARD | TWR.BD.GRD.A001 | ZSPR_ACT | ZSPR | NOS | 269 | 395831.92 | INR
5000 | Western Zone, Burla | 5200 | EHT (O&M) Circle, Burla | 5204 | EHT (O&M) Division, Barpali | WL43 | 132/33 kV T/L S/S S/D Barpali_Line | 3000003558 | TOWER CIRCUIT PLATE | TWR.CKT.PLT.A001 | ZSPR_ACT | ZSPR | NOS | 52 | 13416 | INR
5000 | Western Zone, Burla | 5200 | EHT (O&M) Circle, Burla | 5204 | EHT (O&M) Division, Barpali | W246 | 132/33 kV T/L S/S S/D Thuapali | 3000003565 | 50X50X6MM SIZE GI ANGLE | TWR.GI.ANGLE.A004 | ZSPR_ACT | ZSPR | MT | 1.777 | 142.02 | INR
5000 | Western Zone, Burla | 5200 | EHT (O&M) Circle, Burla | 5204 | EHT (O&M) Division, Barpali | W243 | 132/33 kV T/L S/S S/D Barpali | 3000003576 | TOWER LINK PLATE | TWR.LNK.PLT.A001 | ZSPR_ACT | ZSPR | NOS | 200 | 18000 | INR
5000 | Western Zone, Burla | 5200 | EHT (O&M) Circle, Burla | 5204 | EHT (O&M) Division, Barpali | W247 | 132/33 KV GSS Bhatli | 3000003584 | U' BOLT | TWR.UBOLT.A001 | ZSPR_ACT | ZSPR | KG | 6.75 | 10832.4 | INR
5000 | Western Zone, Burla | 5200 | EHT (O&M) Circle, Burla | 5204 | EHT (O&M) Division, Barpali | W243 | 132/33 kV T/L S/S S/D Barpali | 3000003585 | 132KV WAVE TRAP 630A/0.5mH | WT.132.E004 | ZSPR_ACT | ZSPR | NOS | 2 | 700000 | INR
5000 | Western Zone, Burla | 5200 | EHT (O&M) Circle, Burla | 5204 | EHT (O&M) Division, Barpali | W246 | 132/33 kV T/L S/S S/D Thuapali | 3000003733 | HV Bushing&Rod of 20MVA 132/33kV Tfr Tos | SPR.TFR20TOSB.EB01 | ZSPR_SH | ZSPR | NOS | 2 | 0.02 | INR
5000 | Western Zone, Burla | 5200 | EHT (O&M) Circle, Burla | 5204 | EHT (O&M) Division, Barpali | W246 | 132/33 kV T/L S/S S/D Thuapali | 3000003734 | LV Bushing&Rod of 20MVA 132/33kV Tfr Tos | SPR.TFR20TOSB.EB02 | ZSPR_SH | ZSPR | NOS | 4 | 0.04 | INR
5000 | Western Zone, Burla | 5200 | EHT (O&M) Circle, Burla | 5204 | EHT (O&M) Division, Barpali | W246 | 132/33 kV T/L S/S S/D Thuapali | 3000003735 | HV Neutral Bushing&Rod of 20MVA 132/33kV | SPR.TFR20TOSB.EB03 | ZSPR_SH | ZSPR | NOS | 2 | 0.02 | INR
5000 | Western Zone, Burla | 5200 | EHT (O&M) Circle, Burla | 5204 | EHT (O&M) Division, Barpali | W246 | 132/33 kV T/L S/S S/D Thuapali | 3000003854 | GI PERFORATED CABLE TRAY(450X75X2500)mm | CBLE.TRAY.A005 | ZSPR_ACT | ZSPR | M | 297.5 | 241855.6 | INR
5000 | Western Zone, Burla | 5200 | EHT (O&M) Circle, Burla | 5204 | EHT (O&M) Division, Barpali | W244 | 132/33 kV T/L S/S S/D Bargarh | 4000000004 | FRP Telescopic earth discharge rods | MISC.DISCHARGE.B001 | ZTNP_ACT | ZTNP | NOS | 9 | 10739.97 | INR
5000 | Western Zone, Burla | 5200 | EHT (O&M) Circle, Burla | 5204 | EHT (O&M) Division, Barpali | W245 | 132/33 kV T/L S/S S/D Ghense | 4000000006 | TOOL BOX Kit Set | TNP. TOOLBOX.A001 | ZTNP_ACT | ZTNP | NOS | 1 | 172294.55 | INR
5000 | Western Zone, Burla | 5200 | EHT (O&M) Circle, Burla | 5204 | EHT (O&M) Division, Barpali | WL44 | 132/33 kV T/L S/S S/D Bargarh_Line | 4000000021 | COM-ALONG CLAMP FOR PANTHER | TNP.CA.CLAMP.A001 | ZTNP_ACT | ZTNP | NOS | 1 | 273 | INR
5000 | Western Zone, Burla | 5200 | EHT (O&M) Circle, Burla | 5204 | EHT (O&M) Division, Barpali | WL44 | 132/33 kV T/L S/S S/D Bargarh_Line | 4000000051 | D' SHACKLE OF DIFFERENT SIZES | TNP.DSHAKLE.A006 | ZTNP_ACT | ZTNP | NOS | 11 | 191.29 | INR
5000 | Western Zone, Burla | 5200 | EHT (O&M) Circle, Burla | 5204 | EHT (O&M) Division, Barpali | W246 | 132/33 kV T/L S/S S/D Thuapali | 4000000052 | 16MM D SACKLE | TNP.DSHAKLE.A007 | ZTNP_ACT | ZTNP | NOS | 48 | 28196.16 | INR
5000 | Western Zone, Burla | 5200 | EHT (O&M) Circle, Burla | 5204 | EHT (O&M) Division, Barpali | W245 | 132/33 kV T/L S/S S/D Ghense | 4000000120 | ALLUMINIUM EXTENSION LADDER | TNP.LADDER.B006 | ZTNP_ACT | ZTNP | NOS | 2 | 17229.46 | INR
5000 | Western Zone, Burla | 5200 | EHT (O&M) Circle, Burla | 5204 | EHT (O&M) Division, Barpali | W245 | 132/33 kV T/L S/S S/D Ghense | 4000000133 | Maintenance Testing Equipment | TNP.ONM.T.KIT.A001 | ZTNP_ACT | ZTNP | NOS | 1 | 1206061.84 | INR
5000 | Western Zone, Burla | 5200 | EHT (O&M) Circle, Burla | 5204 | EHT (O&M) Division, Barpali | W244 | 132/33 kV T/L S/S S/D Bargarh | 4000000148 | Industrial Safety Belts & Harnesses. | TNP.SFTYINSTMT.A001 | ZTNP_FREE | ZTNP | NOS | 2 | 0 | INR
5000 | Western Zone, Burla | 5200 | EHT (O&M) Circle, Burla | 5204 | EHT (O&M) Division, Barpali | W244 | 132/33 kV T/L S/S S/D Bargarh | 4000000152 | HELMET YELLOW | TNP.SFTYINSTMT.A007 | ZTNP_FREE | ZTNP | NOS | 4 | 0 | INR
5000 | Western Zone, Burla | 5200 | EHT (O&M) Circle, Burla | 5204 | EHT (O&M) Division, Barpali | W244 | 132/33 kV T/L S/S S/D Bargarh | 4000000153 | HELMET - BLUE | TNP.SFTYINSTMT.A008 | ZTNP_FREE | ZTNP | NOS | 5 | 0 | INR
5000 | Western Zone, Burla | 5200 | EHT (O&M) Circle, Burla | 5204 | EHT (O&M) Division, Barpali | W244 | 132/33 kV T/L S/S S/D Bargarh | 4000000154 | HELMET -WHITE | TNP.SFTYINSTMT.A009 | ZTNP_FREE | ZTNP | NOS | 8 | 0 | INR
5000 | Western Zone, Burla | 5200 | EHT (O&M) Circle, Burla | 5204 | EHT (O&M) Division, Barpali | W245 | 132/33 kV T/L S/S S/D Ghense | 4000000175 | WALKIE TALKIE VHF SYSTEM | TNP.WT.VHF.A001 | ZTNP_ACT | ZTNP | NOS | 2 | 6891.78 | INR
5000 | Western Zone, Burla | 5200 | EHT (O&M) Circle, Burla | 5204 | EHT (O&M) Division, Barpali | W245 | 132/33 kV T/L S/S S/D Ghense | 4000000176 | POWER WINCH FOR TON CAPACITY | TNP.WINCH.A001 | ZTNP_ACT | ZTNP | NOS | 1 | 861472.74 | INR
5000 | Western Zone, Burla | 5200 | EHT (O&M) Circle, Burla | 5204 | EHT (O&M) Division, Barpali | W244 | 132/33 kV T/L S/S S/D Bargarh | 5000000003 | SCRAP ACSR CONDUCTOR OF DIFFERENT TYPE | SCRP.COND.ACSR.A001 | ZSRP_SCRAP | ZSRP | KM | 0.2 | 0.2 | INR
5000 | Western Zone, Burla | 5200 | EHT (O&M) Circle, Burla | 5204 | EHT (O&M) Division, Barpali | W244 | 132/33 kV T/L S/S S/D Bargarh | 5000000008 | SCRAP 36KV CT HAVING DIFFERENT RATIO | SCRP.CT1.36OIL.C001 | ZSRP_SCRAP | ZSRP | NOS | 6 | 6 | INR
5000 | Western Zone, Burla | 5200 | EHT (O&M) Circle, Burla | 5204 | EHT (O&M) Division, Barpali | WL44 | 132/33 kV T/L S/S S/D Bargarh_Line | 5000000015 | SCRAP EARTHWIRE CUT PIECES | SCRP.EW.CUTPIECE.A001 | ZSRP_SCRAP | ZSRP | MT | 11.62 | 81688.6 | INR
5000 | Western Zone, Burla | 5200 | EHT (O&M) Circle, Burla | 5204 | EHT (O&M) Division, Barpali | WL44 | 132/33 kV T/L S/S S/D Bargarh_Line | 5000000030 | SCRAP PORCELAIN DISC INSULATOR | SCRP.INS.POR.DISC.C001 | ZSRP_SCRAP | ZSRP | NOS | 149 | 165.39 | INR
5000 | Western Zone, Burla | 5200 | EHT (O&M) Circle, Burla | 5204 | EHT (O&M) Division, Barpali | W244 | 132/33 kV T/L S/S S/D Bargarh | 5000000032 | SCRAP 33KV ISOLATOR OF DIFFERENT TYPE | SCRP.ISO.33DI.A003 | ZSRP_SCRAP | ZSRP | NOS | 3 | 343832.82 | INR
5000 | Western Zone, Burla | 5200 | EHT (O&M) Circle, Burla | 5204 | EHT (O&M) Division, Barpali | W244 | 132/33 kV T/L S/S S/D Bargarh | 5000000060 | Scrap 132KV SF6 Circuit Breaker | SCRP.MISC.A074 | ZSRP_SCRAP | ZSRP | NOS | 5 | 0 | INR
5000 | Western Zone, Burla | 5200 | EHT (O&M) Circle, Burla | 5204 | EHT (O&M) Division, Barpali | W244 | 132/33 kV T/L S/S S/D Bargarh | 5000000069 | Scrap 33 KV VCB | SCRP.MISC.A136 | ZSRP_SCRAP | ZSRP | NOS | 4 | 185067.28 | INR
5000 | Western Zone, Burla | 5200 | EHT (O&M) Circle, Burla | 5204 | EHT (O&M) Division, Barpali | W244 | 132/33 kV T/L S/S S/D Bargarh | 5000000149 | SCRAP APEX METER | SCRP.MTR.APEX.A001 | ZSRP_SCRAP | ZSRP | NOS | 8 | 735366.96 | INR
5000 | Western Zone, Burla | 5200 | EHT (O&M) Circle, Burla | 5204 | EHT (O&M) Division, Barpali | W244 | 132/33 kV T/L S/S S/D Bargarh | 5000000150 | SCRAP APEX METERING PANEL | SCRP.MTR.APEXPNL.A001 | ZSRP_SCRAP | ZSRP | NOS | 1 | 1 | INR
5000 | Western Zone, Burla | 5200 | EHT (O&M) Circle, Burla | 5204 | EHT (O&M) Division, Barpali | W244 | 132/33 kV T/L S/S S/D Bargarh | 5000000161 | SCRAP SURGE ARRESTER | SCRP.SA.132MO.A002 | ZSRP_SCRAP | ZSRP | NOS | 9 | 0 | INR
5000 | Western Zone, Burla | 5200 | EHT (O&M) Circle, Burla | 5204 | EHT (O&M) Division, Barpali | WL44 | 132/33 kV T/L S/S S/D Bargarh_Line | 5000000173 | scrap tower material | SCRP.TWR.A001 | ZSRP_SCRAP | ZSRP | MT | 0.163 | 2445 | INR
5000 | Western Zone, Burla | 5200 | EHT (O&M) Circle, Burla | 5205 | 400 kV S/S Division, Lapanga | W253 | 400 kV S/S S/D Lapanga | 1000000001 | 220KV PNEUMATIC SF6 BREAKER | BKR.220SF6.S.P.J008 | ZCAP_ACT | ZCAP | NOS | 1 | 1202954 | INR
5000 | Western Zone, Burla | 5200 | EHT (O&M) Circle, Burla | 5205 | 400 kV S/S Division, Lapanga | W253 | 400 kV S/S S/D Lapanga | 1000000004 | 36KV VCB with Structure | BKR.36VCB.G.S.F005 | ZCAP_ACT | ZCAP | NOS | 1 | 256618.49 | INR
5000 | Western Zone, Burla | 5200 | EHT (O&M) Circle, Burla | 5205 | 400 kV S/S Division, Lapanga | W253 | 400 kV S/S S/D Lapanga | 1000000014 | AAAC ZEBRA CONDUCTOR | COND.AAAC.A002 | ZCAP_ACT | ZCAP | KM | 31.945 | 1 | INR
5000 | Western Zone, Burla | 5200 | EHT (O&M) Circle, Burla | 5205 | 400 kV S/S Division, Lapanga | W254 | 400 kV T/L S/D Lapanga | 1000000015 | AAAC MOOSE CONDUCTOR | COND.AAAC.A003 | ZCAP_ACT | ZCAP | KM | 2.186 | 596535.25 | INR
5000 | Western Zone, Burla | 5200 | EHT (O&M) Circle, Burla | 5205 | 400 kV S/S Division, Lapanga | W253 | 400 kV S/S S/D Lapanga | 1000000017 | ACSR ZEBRA CONDUCTOR | COND.ACSR.A003 | ZCAP_ACT | ZCAP | KM | 4.076 | 1255510.61 | INR
5000 | Western Zone, Burla | 5200 | EHT (O&M) Circle, Burla | 5205 | 400 kV S/S Division, Lapanga | W251 | 400 kV S/S Division, Lapanga | 1000000017 | ACSR ZEBRA CONDUCTOR | COND.ACSR.A003 | ZCAP_THEFT | ZCAP | KM | 1 | 50000 | INR
5000 | Western Zone, Burla | 5200 | EHT (O&M) Circle, Burla | 5205 | 400 kV S/S Division, Lapanga | W253 | 400 kV S/S S/D Lapanga | 1000000018 | ACSR MOOSE CONDUCTOR | COND.ACSR.A004 | ZCAP_ACT | ZCAP | KM | 1.144 | 446416.53 | INR
5000 | Western Zone, Burla | 5200 | EHT (O&M) Circle, Burla | 5205 | 400 kV S/S Division, Lapanga | W251 | 400 kV S/S Division, Lapanga | 1000000053 | 220KV CT-1200-600-300/1A of 5C with TC | CT1.220OIL1200.A005 | ZCAP_ACT | ZCAP | NOS | 4 | 1788219 | INR
5000 | Western Zone, Burla | 5200 | EHT (O&M) Circle, Burla | 5205 | 400 kV S/S Division, Lapanga | W253 | 400 kV S/S S/D Lapanga | 1000000066 | 33kV CT (800-400-200/1-1-1) | CT1.36OIL800.C003 | ZCAP_ACT | ZCAP | NOS | 2 | 112572 | INR
5000 | Western Zone, Burla | 5200 | EHT (O&M) Circle, Burla | 5205 | 400 kV S/S Division, Lapanga | W253 | 400 kV S/S S/D Lapanga | 1000000068 | 400KV 2000-1000-500/1-1-1-1-1A | CT1.420OIL2000.C005 | ZCAP_ACT | ZCAP | NOS | 6 | 3738385.38 | INR
5000 | Western Zone, Burla | 5200 | EHT (O&M) Circle, Burla | 5205 | 400 kV S/S Division, Lapanga | W253 | 400 kV S/S S/D Lapanga | 1000000070 | 220 KV CVT | CVT.220OIL.S.B002 | ZCAP_ACT | ZCAP | NOS | 5 | 925103 | INR
5000 | Western Zone, Burla | 5200 | EHT (O&M) Circle, Burla | 5205 | 400 kV S/S Division, Lapanga | W253 | 400 kV S/S S/D Lapanga | 1000000071 | 400KV CVT | CVT.420OIL.S.C003 | ZCAP_ACT | ZCAP | NOS | 1 | 260989.43 | INR
5000 | Western Zone, Burla | 5200 | EHT (O&M) Circle, Burla | 5205 | 400 kV S/S Division, Lapanga | W253 | 400 kV S/S S/D Lapanga | 1000000078 | 132KV 2000A DI W/O ES ISOLATOR | ISO.132DI.DB.A002 | ZCAP_ACT | ZCAP | SET | 1 | 338701.96 | INR
5000 | Western Zone, Burla | 5200 | EHT (O&M) Circle, Burla | 5205 | 400 kV S/S Division, Lapanga | W251 | 400 kV S/S Division, Lapanga | 1000000093 | 220KV SI WITH DB W/O ES OF 1250A | ISO.220SI.DB.A002 | ZCAP_US | ZCAP | SET | 1 | 197258.13 | INR
5000 | Western Zone, Burla | 5200 | EHT (O&M) Circle, Burla | 5205 | 400 kV S/S Division, Lapanga | W253 | 400 kV S/S S/D Lapanga | 1000000093 | 220KV SI WITH DB W/O ES OF 1250A | ISO.220SI.DB.A002 | ZCAP_ACT | ZCAP | SET | 2 | 972876 | INR
5000 | Western Zone, Burla | 5200 | EHT (O&M) Circle, Burla | 5205 | 400 kV S/S Division, Lapanga | W251 | 400 kV S/S Division, Lapanga | 1000000094 | 220KV SI WITH DB SI W/O ES 2000A | ISO.220SI.DB.A003 | ZCAP_ACT | ZCAP | SET | 4 | 2947738 | INR
5000 | Western Zone, Burla | 5200 | EHT (O&M) Circle, Burla | 5205 | 400 kV S/S Division, Lapanga | W253 | 400 kV S/S S/D Lapanga | 1000000110 | 33KV DI WITH SINGLE BREAK W/O ES OF 800A | ISO.33DI.SB.A001 | ZCAP_ACT | ZCAP | SET | 2 | 284470.94 | INR
5000 | Western Zone, Burla | 5200 | EHT (O&M) Circle, Burla | 5205 | 400 kV S/S Division, Lapanga | W253 | 400 kV S/S S/D Lapanga | 1000000113 | 33KV SI W/O ES OF 1250A | ISO.33SI.DB.A002 | ZCAP_ACT | ZCAP | SET | 1 | 147023 | INR
5000 | Western Zone, Burla | 5200 | EHT (O&M) Circle, Burla | 5205 | 400 kV S/S Division, Lapanga | W253 | 400 kV S/S S/D Lapanga | 1000000130 | 132KV SURGE ARRESTER OF 120 KV | SA.145MO.GL.A001 | ZCAP_ACT | ZCAP | NOS | 1 | 30510.67 | INR
5000 | Western Zone, Burla | 5200 | EHT (O&M) Circle, Burla | 5205 | 400 kV S/S Division, Lapanga | W253 | 400 kV S/S S/D Lapanga | 1000000131 | 216KV SURGE ARRESTER & SAS integration | SA.216MO.A005 | ZCAP_ACT | ZCAP | NOS | 7 | 327246.57 | INR
5000 | Western Zone, Burla | 5200 | EHT (O&M) Circle, Burla | 5205 | 400 kV S/S Division, Lapanga | W253 | 400 kV S/S S/D Lapanga | 1000000134 | 36KV MO W/O SURGE ARRESTER | SA.36MO.WOR.A001 | ZCAP_ACT | ZCAP | NOS | 2 | 16947.28 | INR
5000 | Western Zone, Burla | 5200 | EHT (O&M) Circle, Burla | 5205 | 400 kV S/S Division, Lapanga | W253 | 400 kV S/S S/D Lapanga | 1000000135 | 420KV MO WITH RING SURGE ARRESTER | SA.420MO.WR.A006 | ZCAP_ACT | ZCAP | NOS | 20 | 4647208.55 | INR
5000 | Western Zone, Burla | 5200 | EHT (O&M) Circle, Burla | 5205 | 400 kV S/S Division, Lapanga | W251 | 400 kV S/S Division, Lapanga | 3000000004 | YKP29 350AH BATTERY Cell | BAT.350AH.A001 | ZSPR_SCRAP | ZSPR | SET | 100 | 1000 | INR
5000 | Western Zone, Burla | 5200 | EHT (O&M) Circle, Burla | 5205 | 400 kV S/S Division, Lapanga | W251 | 400 kV S/S Division, Lapanga | 3000000005 | 48V BATTERY CHARGER | BAT.48CHRG.T.A009 | ZSPR_SCRAP | ZSPR | SET | 1 | 20000 | INR
5000 | Western Zone, Burla | 5200 | EHT (O&M) Circle, Burla | 5205 | 400 kV S/S Division, Lapanga | W251 | 400 kV S/S Division, Lapanga | 3000000008 | Battery cells of 220V 350AH Battery set | BAT.PLANTE.A004 | ZSPR_ACT | ZSPR | SET | 1 | 2541043 | INR
5000 | Western Zone, Burla | 5200 | EHT (O&M) Circle, Burla | 5205 | 400 kV S/S Division, Lapanga | W253 | 400 kV S/S S/D Lapanga | 3000000043 | LV N Bushing for 20MVA 132/33KV IMP Tfr | BUSH.20IMP.AB04 | ZSPR_ACT | ZSPR | NOS | 2 | 20229.56 | INR
5000 | Western Zone, Burla | 5200 | EHT (O&M) Circle, Burla | 5205 | 400 kV S/S Division, Lapanga | W251 | 400 kV S/S Division, Lapanga | 3000000047 | HV Bushing of 160MVA 220/132KV BHEL Tfr | BUSH.220BHEL.AA09 | ZSPR_FREE | ZSPR | NOS | 1 | 0 | INR
5000 | Western Zone, Burla | 5200 | EHT (O&M) Circle, Burla | 5205 | 400 kV S/S Division, Lapanga | W253 | 400 kV S/S S/D Lapanga | 3000000107 | 2.5SQMM 4C CONTROL CABLE | CBLE.CTRL.AR.C004 | ZSPR_ACT | ZSPR | KM | 1.258 | 172774.59 | INR
5000 | Western Zone, Burla | 5200 | EHT (O&M) Circle, Burla | 5205 | 400 kV S/S Division, Lapanga | W253 | 400 kV S/S S/D Lapanga | 3000000109 | 2.5SQMM 7C CONTROL CABLE | CBLE.CTRL.AR.C007 | ZSPR_ACT | ZSPR | KM | 7.431 | 1420064.1 | INR
5000 | Western Zone, Burla | 5200 | EHT (O&M) Circle, Burla | 5205 | 400 kV S/S Division, Lapanga | W253 | 400 kV S/S S/D Lapanga | 3000000110 | 2.5SQMM 9C CONTROL CABLE | CBLE.CTRL.AR.C009 | ZSPR_ACT | ZSPR | KM | 0.127 | 503519.74 | INR
5000 | Western Zone, Burla | 5200 | EHT (O&M) Circle, Burla | 5205 | 400 kV S/S Division, Lapanga | W253 | 400 kV S/S S/D Lapanga | 3000000113 | 2.5SQMM 19C CONTROL CABLE | CBLE.CTRL.AR.C019 | ZSPR_ACT | ZSPR | KM | 0.329 | 428721.85 | INR
5000 | Western Zone, Burla | 5200 | EHT (O&M) Circle, Burla | 5205 | 400 kV S/S Division, Lapanga | W253 | 400 kV S/S S/D Lapanga | 3000000193 | 3.5Cx35 Sqmm AL PWR cable | CBLE.PWR.AL.AR.D004 | ZSPR_ACT | ZSPR | KM | 0.359 | 52234.5 | INR
5000 | Western Zone, Burla | 5200 | EHT (O&M) Circle, Burla | 5205 | 400 kV S/S Division, Lapanga | W253 | 400 kV S/S S/D Lapanga | 3000000195 | 3.5Cx70 Sqmm AL PWR cable | CBLE.PWR.AL.AR.D006 | ZSPR_ACT | ZSPR | KM | 0.568 | 76659.04 | INR
5000 | Western Zone, Burla | 5200 | EHT (O&M) Circle, Burla | 5205 | 400 kV S/S Division, Lapanga | W253 | 400 kV S/S S/D Lapanga | 3000000197 | 3.5Cx120 Sqmm AL PWR cable | CBLE.PWR.AL.AR.D008 | ZSPR_ACT | ZSPR | KM | 0.276 | 296618.5 | INR
5000 | Western Zone, Burla | 5200 | EHT (O&M) Circle, Burla | 5205 | 400 kV S/S Division, Lapanga | W253 | 400 kV S/S S/D Lapanga | 3000000197 | 3.5Cx120 Sqmm AL PWR cable | CBLE.PWR.AL.AR.D008 | ZSPR_ACT | ZSPR | KM | 0.295 | 317037.88 | INR
5000 | Western Zone, Burla | 5200 | EHT (O&M) Circle, Burla | 5205 | 400 kV S/S Division, Lapanga | W253 | 400 kV S/S S/D Lapanga | 3000000215 | 4Cx16SQMM POWER CABLE AL | CBLE.PWR.AL.UAR.E002 | ZSPR_ACT | ZSPR | KM | 0.646 | 100504 | INR
5000 | Western Zone, Burla | 5200 | EHT (O&M) Circle, Burla | 5205 | 400 kV S/S Division, Lapanga | W253 | 400 kV S/S S/D Lapanga | 3000000248 | 200/150/100X75X2500M CABLE TRAY | CBLE.TRAY.A001 | ZSPR_ACT | ZSPR | NOS | 13 | 7095.67 | INR
5000 | Western Zone, Burla | 5200 | EHT (O&M) Circle, Burla | 5205 | 400 kV S/S Division, Lapanga | W253 | 400 kV S/S S/D Lapanga | 3000000249 | 300X75X2500M CABLE TRAY | CBLE.TRAY.A002 | ZSPR_ACT | ZSPR | NOS | 11 | 11 | INR
5000 | Western Zone, Burla | 5200 | EHT (O&M) Circle, Burla | 5205 | 400 kV S/S Division, Lapanga | W253 | 400 kV S/S S/D Lapanga | 3000000258 | Rigid TC-4INCH 400 KV BPI | CLMP.400BUS.A001 | ZSPR_ACT | ZSPR | NOS | 1 | 689.66 | INR
5000 | Western Zone, Burla | 5200 | EHT (O&M) Circle, Burla | 5205 | 400 kV S/S Division, Lapanga | W253 | 400 kV S/S S/D Lapanga | 3000000261 | DIFFERENT TYPES OF ASSORTED CLAMPS | CLMP.ASRT.A001 | ZSPR_ACT | ZSPR | NOS | 17 | 11724.22 | INR
5000 | Western Zone, Burla | 5200 | EHT (O&M) Circle, Burla | 5205 | 400 kV S/S Division, Lapanga | W253 | 400 kV S/S S/D Lapanga | 3000000262 | T-CLAMP OF DIFFERENT SIZE | CLMP.ASRT.A0011 | ZSPR_ACT | ZSPR | NOS | 3 | 2068.98 | INR
5000 | Western Zone, Burla | 5200 | EHT (O&M) Circle, Burla | 5205 | 400 kV S/S Division, Lapanga | W253 | 400 kV S/S S/D Lapanga | 3000000272 | Breaker pad to to 80mm Al pipe | CLMP.ASRT.A015 | ZSPR_ACT | ZSPR | NOS | 7 | 22068.98 | INR
5000 | Western Zone, Burla | 5200 | EHT (O&M) Circle, Burla | 5205 | 400 kV S/S Division, Lapanga | W253 | 400 kV S/S S/D Lapanga | 3000000275 | 33 KV Tfr BUSHING CLAMP | CLMP.BUSH.A001 | ZSPR_ACT | ZSPR | NOS | 4 | 9500 | INR
5000 | Western Zone, Burla | 5200 | EHT (O&M) Circle, Burla | 5205 | 400 kV S/S Division, Lapanga | W253 | 400 kV S/S S/D Lapanga | 3000000276 | 132 KV Tfr BUSHING CLAMP | CLMP.BUSH.A002 | ZSPR_ACT | ZSPR | NOS | 4 | 13200 | INR
5000 | Western Zone, Burla | 5200 | EHT (O&M) Circle, Burla | 5205 | 400 kV S/S Division, Lapanga | W253 | 400 kV S/S S/D Lapanga | 3000000279 | BRASS CLAMP | CLMP.BUSH.BRS.A002 | ZSPR_ACT | ZSPR | NOS | 3 | 2068.98 | INR
5000 | Western Zone, Burla | 5200 | EHT (O&M) Circle, Burla | 5205 | 400 kV S/S Division, Lapanga | W253 | 400 kV S/S S/D Lapanga | 3000000280 | BRASS CLAMP FOR 220 KV BUSHING | CLMP.BUSH.BRS.A003 | ZSPR_ACT | ZSPR | NOS | 5 | 8668.98 | INR
5000 | Western Zone, Burla | 5200 | EHT (O&M) Circle, Burla | 5205 | 400 kV S/S Division, Lapanga | W253 | 400 kV S/S S/D Lapanga | 3000000282 | 220KV-CT Clamp Bimetallic S. Moose | CLMP.CT.AL.A010 | ZSPR_ACT | ZSPR | NOS | 5 | 4825 | INR
5000 | Western Zone, Burla | 5200 | EHT (O&M) Circle, Burla | 5205 | 400 kV S/S Division, Lapanga | W253 | 400 kV S/S S/D Lapanga | 3000000283 | 220KV-CT Clamp Rigid 4”dia IPS tube | CLMP.CT.AL.A011 | ZSPR_ACT | ZSPR | NOS | 7 | 7379.32 | INR
5000 | Western Zone, Burla | 5200 | EHT (O&M) Circle, Burla | 5205 | 400 kV S/S Division, Lapanga | W253 | 400 kV S/S S/D Lapanga | 3000000286 | 132kV CVT clamp | CLMP.CVT.A002 | ZSPR_ACT | ZSPR | NOS | 3 | 2895 | INR
5000 | Western Zone, Burla | 5200 | EHT (O&M) Circle, Burla | 5205 | 400 kV S/S Division, Lapanga | W253 | 400 kV S/S S/D Lapanga | 3000000288 | 400kV CVT clamp | CLMP.CVT.A004 | ZSPR_ACT | ZSPR | NOS | 3 | 2068.98 | INR
5000 | Western Zone, Burla | 5200 | EHT (O&M) Circle, Burla | 5205 | 400 kV S/S Division, Lapanga | W253 | 400 kV S/S S/D Lapanga | 3000000295 | Isolator Pad Clamp for Moose | CLMP.ISO.AL.A006 | ZSPR_ACT | ZSPR | NOS | 29 | 18995 | INR
5000 | Western Zone, Burla | 5200 | EHT (O&M) Circle, Burla | 5205 | 400 kV S/S Division, Lapanga | W253 | 400 kV S/S S/D Lapanga | 3000000301 | 220KV-Isolater Pad Clamp for twin Moose | CLMP.ISO.AL.A019 | ZSPR_ACT | ZSPR | NOS | 40 | 52000 | INR
5000 | Western Zone, Burla | 5200 | EHT (O&M) Circle, Burla | 5205 | 400 kV S/S Division, Lapanga | W253 | 400 kV S/S S/D Lapanga | 3000000315 | 220kV CB PAD CLAMP AL FOR ZEBRA | CLMP.LPAD.AL.A007 | ZSPR_ACT | ZSPR | NOS | 3 | 683.37 | INR
5000 | Western Zone, Burla | 5200 | EHT (O&M) Circle, Burla | 5205 | 400 kV S/S Division, Lapanga | W253 | 400 kV S/S S/D Lapanga | 3000000317 | 220kV CB PAD CLAMP AL FOR MOOSE | CLMP.LPAD.AL.B001 | ZSPR_ACT | ZSPR | NOS | 6 | 3502.6 | INR
5000 | Western Zone, Burla | 5200 | EHT (O&M) Circle, Burla | 5205 | 400 kV S/S Division, Lapanga | W251 | 400 kV S/S Division, Lapanga | 3000000341 | PI CLAMP FOR TWIN ACSR MOOSE | CLMP.PAD.BI.A017 | ZSPR_ACT | ZSPR | NOS | 6 | 15000 | INR
5000 | Western Zone, Burla | 5200 | EHT (O&M) Circle, Burla | 5205 | 400 kV S/S Division, Lapanga | W253 | 400 kV S/S S/D Lapanga | 3000000364 | 4 BOLTED PG CLAMP FOR ZEBRA - ZEBRA | CLMP.PG.D002 | ZSPR_ACT | ZSPR | NOS | 50 | 50000 | INR
5000 | Western Zone, Burla | 5200 | EHT (O&M) Circle, Burla | 5205 | 400 kV S/S Division, Lapanga | W251 | 400 kV S/S Division, Lapanga | 3000000366 | 4 BOLTED PG CLAMP FOR MOOSE - MOOSE | CLMP.PG.D004 | ZSPR_THEFT | ZSPR | NOS | 10 | 9840 | INR
5000 | Western Zone, Burla | 5200 | EHT (O&M) Circle, Burla | 5205 | 400 kV S/S Division, Lapanga | W254 | 400 kV T/L S/D Lapanga | 3000000366 | 4 BOLTED PG CLAMP FOR MOOSE - MOOSE | CLMP.PG.D004 | ZSPR_ACT | ZSPR | NOS | 89 | 70453.22 | INR
5000 | Western Zone, Burla | 5200 | EHT (O&M) Circle, Burla | 5205 | 400 kV S/S Division, Lapanga | W252 | 400 kV T/L S/D Rairakhol | 3000000366 | 4 BOLTED PG CLAMP FOR MOOSE - MOOSE | CLMP.PG.D004 | ZSPR_ACT | ZSPR | NOS | 26 | 20581.84 | INR
5000 | Western Zone, Burla | 5200 | EHT (O&M) Circle, Burla | 5205 | 400 kV S/S Division, Lapanga | W253 | 400 kV S/S S/D Lapanga | 3000000366 | 4 BOLTED PG CLAMP FOR MOOSE - MOOSE | CLMP.PG.D004 | ZSPR_ACT | ZSPR | NOS | 59 | 46704.94 | INR
5000 | Western Zone, Burla | 5200 | EHT (O&M) Circle, Burla | 5205 | 400 kV S/S Division, Lapanga | W253 | 400 kV S/S S/D Lapanga | 3000000370 | ASSORTED SIZE PG CLAMP | CLMP.PG.E002 | ZSPR_ACT | ZSPR | NOS | 12 | 11400 | INR
5000 | Western Zone, Burla | 5200 | EHT (O&M) Circle, Burla | 5205 | 400 kV S/S Division, Lapanga | W253 | 400 kV S/S S/D Lapanga | 3000000377 | P.I Clamp for single ACSR Moose | CLMP.PI.AL.D002 | ZSPR_ACT | ZSPR | NOS | 10 | 8400 | INR
5000 | Western Zone, Burla | 5200 | EHT (O&M) Circle, Burla | 5205 | 400 kV S/S Division, Lapanga | W251 | 400 kV S/S Division, Lapanga | 3000000379 | PI CLAMP AL FOR TWIN MOOSE | CLMP.PI.AL.D004 | ZSPR_ACT | ZSPR | NOS | 6 | 15000 | INR
5000 | Western Zone, Burla | 5200 | EHT (O&M) Circle, Burla | 5205 | 400 kV S/S Division, Lapanga | W253 | 400 kV S/S S/D Lapanga | 3000000381 | CT Clamp for ACSR TWIN MOOSE | CLMP.SP.CT.AL.A006 | ZSPR_ACT | ZSPR | NOS | 6 | 12000 | INR
5000 | Western Zone, Burla | 5200 | EHT (O&M) Circle, Burla | 5205 | 400 kV S/S Division, Lapanga | W253 | 400 kV S/S S/D Lapanga | 3000000382 | Pad clamp for NCTstrips on CTstud | CLMP.SP.CT.AL.A007 | ZSPR_ACT | ZSPR | NOS | 3 | 2068.98 | INR
5000 | Western Zone, Burla | 5200 | EHT (O&M) Circle, Burla | 5205 | 400 kV S/S Division, Lapanga | W253 | 400 kV S/S S/D Lapanga | 3000000391 | T CLAMP ALFOR ZEBRA RUN - ZEBRA DROP | CLMP.T.AL.A004 | ZSPR_ACT | ZSPR | NOS | 8 | 6840 | INR
5000 | Western Zone, Burla | 5200 | EHT (O&M) Circle, Burla | 5205 | 400 kV S/S Division, Lapanga | W253 | 400 kV S/S S/D Lapanga | 3000000394 | T-CLAMP ACSR MOOSE RUN AND MOOSE DROP | CLMP.T.AL.A007 | ZSPR_ACT | ZSPR | NOS | 2 | 1379.32 | INR
5000 | Western Zone, Burla | 5200 | EHT (O&M) Circle, Burla | 5205 | 400 kV S/S Division, Lapanga | W253 | 400 kV S/S S/D Lapanga | 3000000402 | T-clamp ACSR panther run ACSR moose drop | CLMP.T.AL.A026 | ZSPR_ACT | ZSPR | NOS | 17 | 14450 | INR
5000 | Western Zone, Burla | 5200 | EHT (O&M) Circle, Burla | 5205 | 400 kV S/S Division, Lapanga | W251 | 400 kV S/S Division, Lapanga | 3000000403 | T clamp twin Moose run to Moose drop | CLMP.T.AL.A027 | ZSPR_ACT | ZSPR | NOS | 4 | 3420 | INR
5000 | Western Zone, Burla | 5200 | EHT (O&M) Circle, Burla | 5205 | 400 kV S/S Division, Lapanga | W253 | 400 kV S/S S/D Lapanga | 3000000408 | SP T CLAMP AL TWIN MOOSE RUN-DROP | CLMP.T.AL.B004 | ZSPR_ACT | ZSPR | NOS | 4 | 6560.07 | INR
5000 | Western Zone, Burla | 5200 | EHT (O&M) Circle, Burla | 5205 | 400 kV S/S Division, Lapanga | W254 | 400 kV T/L S/D Lapanga | 3000000417 | Rigid Spacer for ACSR MOOSE Conductor | COND.ACCES.A006 | ZSPR_ACT | ZSPR | NOS | 46 | 25165.75 | INR
5000 | Western Zone, Burla | 5200 | EHT (O&M) Circle, Burla | 5205 | 400 kV S/S Division, Lapanga | W253 | 400 kV S/S S/D Lapanga | 3000000417 | Rigid Spacer for ACSR MOOSE Conductor | COND.ACCES.A006 | ZSPR_ACT | ZSPR | NOS | 19 | 10394.55 | INR
5000 | Western Zone, Burla | 5200 | EHT (O&M) Circle, Burla | 5205 | 400 kV S/S Division, Lapanga | W252 | 400 kV T/L S/D Rairakhol | 3000000420 | JUMPER CONE FOR AAAC MOOSE CONDUCTOR | COND.ACCES.A009 | ZSPR_ACT | ZSPR | NOS | 26 | 24654.5 | INR
5000 | Western Zone, Burla | 5200 | EHT (O&M) Circle, Burla | 5205 | 400 kV S/S Division, Lapanga | W254 | 400 kV T/L S/D Lapanga | 3000000420 | JUMPER CONE FOR AAAC MOOSE CONDUCTOR | COND.ACCES.A009 | ZSPR_ACT | ZSPR | NOS | 101 | 95773.25 | INR
5000 | Western Zone, Burla | 5200 | EHT (O&M) Circle, Burla | 5205 | 400 kV S/S Division, Lapanga | W253 | 400 kV S/S S/D Lapanga | 3000000437 | MS JOINT FOR ACSR PANTHER CONDUCTOR | COND.ACCES.C002 | ZSPR_ACT | ZSPR | NOS | 10 | 7232.5 | INR
5000 | Western Zone, Burla | 5200 | EHT (O&M) Circle, Burla | 5205 | 400 kV S/S Division, Lapanga | W253 | 400 kV S/S S/D Lapanga | 3000000439 | MS JOINT FOR ACSR MOOSE CONDUCTOR | COND.ACCES.C004 | ZSPR_ACT | ZSPR | NOS | 5 | 4489.5 | INR
5000 | Western Zone, Burla | 5200 | EHT (O&M) Circle, Burla | 5205 | 400 kV S/S Division, Lapanga | W254 | 400 kV T/L S/D Lapanga | 3000000444 | MS JOINT AAAC MOOSE EQUIVALENT | COND.ACCES.C009 | ZSPR_ACT | ZSPR | NOS | 77 | 104841.62 | INR
5000 | Western Zone, Burla | 5200 | EHT (O&M) Circle, Burla | 5205 | 400 kV S/S Division, Lapanga | W252 | 400 kV T/L S/D Rairakhol | 3000000444 | MS JOINT AAAC MOOSE EQUIVALENT | COND.ACCES.C009 | ZSPR_ACT | ZSPR | NOS | 5 | 6807.9 | INR
5000 | Western Zone, Burla | 5200 | EHT (O&M) Circle, Burla | 5205 | 400 kV S/S Division, Lapanga | W254 | 400 kV T/L S/D Lapanga | 3000000450 | SPACER FOR AAAC TWIN MOOSE CONDUCTOR | COND.ACCES.D004 | ZSPR_ACT | ZSPR | NOS | 686 | 877524.34 | INR
5000 | Western Zone, Burla | 5200 | EHT (O&M) Circle, Burla | 5205 | 400 kV S/S Division, Lapanga | W254 | 400 kV T/L S/D Lapanga | 3000000462 | VD AAAC MOOSE EQUIVALENT | COND.ACCES.E009 | ZSPR_ACT | ZSPR | NOS | 444 | 474902.4 | INR
5000 | Western Zone, Burla | 5200 | EHT (O&M) Circle, Burla | 5205 | 400 kV S/S Division, Lapanga | W253 | 400 kV S/S S/D Lapanga | 3000000467 | REPAIR SLEEVE FOR ACSR MOOSE CONDUCTOR | COND.ACCES.F004 | ZSPR_ACT | ZSPR | NOS | 20 | 10118.25 | INR
5000 | Western Zone, Burla | 5200 | EHT (O&M) Circle, Burla | 5205 | 400 kV S/S Division, Lapanga | W252 | 400 kV T/L S/D Rairakhol | 3000000471 | REPAIR SLEEVE FOR AAAC MOOSE CONDUCTOR | COND.ACCES.F009 | ZSPR_ACT | ZSPR | NOS | 20 | 7830.33 | INR
5000 | Western Zone, Burla | 5200 | EHT (O&M) Circle, Burla | 5205 | 400 kV S/S Division, Lapanga | W254 | 400 kV T/L S/D Lapanga | 3000000471 | REPAIR SLEEVE FOR AAAC MOOSE CONDUCTOR | COND.ACCES.F009 | ZSPR_ACT | ZSPR | NOS | 29 | 11353.99 | INR
5000 | Western Zone, Burla | 5200 | EHT (O&M) Circle, Burla | 5205 | 400 kV S/S Division, Lapanga | W251 | 400 kV S/S Division, Lapanga | 3000000486 | 36KV POLYCRETE CT800-400-200/1-1-1A | CT1.36POL800.C003 | ZSPR_SCRAP | ZSPR | NOS | 1 | 100 | INR
5000 | Western Zone, Burla | 5200 | EHT (O&M) Circle, Burla | 5205 | 400 kV S/S Division, Lapanga | W253 | 400 kV S/S S/D Lapanga | 3000000574 | EARTHING DEVICE | ERTH.DEVICE.A001 | ZSPR_ACT | ZSPR | NOS | 5 | 54070 | INR
5000 | Western Zone, Burla | 5200 | EHT (O&M) Circle, Burla | 5205 | 400 kV S/S Division, Lapanga | W254 | 400 kV T/L S/D Lapanga | 3000000613 | MID SPAN JOINT FOR 7/3.15MM EARTH WIRE | EW.ACCES.A002 | ZSPR_ACT | ZSPR | NOS | 6 | 645 | INR
5000 | Western Zone, Burla | 5200 | EHT (O&M) Circle, Burla | 5205 | 400 kV S/S Division, Lapanga | W254 | 400 kV T/L S/D Lapanga | 3000000616 | VD FOR 7/3.15MM GI EARTHWIRE | EW.ACCES.B002 | ZSPR_ACT | ZSPR | NOS | 10 | 5742.6 | INR
5000 | Western Zone, Burla | 5200 | EHT (O&M) Circle, Burla | 5205 | 400 kV S/S Division, Lapanga | W254 | 400 kV T/L S/D Lapanga | 3000000745 | DS HARDWARE FITTING AAAC MOOSE | HWF.DS.A011 | ZSPR_ACT | ZSPR | NOS | 10 | 305956.2 | INR
5000 | Western Zone, Burla | 5200 | EHT (O&M) Circle, Burla | 5205 | 400 kV S/S Division, Lapanga | W253 | 400 kV S/S S/D Lapanga | 3000000750 | DS HWF AGS FOR ACSR TWIN MOOSE CONDUCTOR | HWF.DS.A018 | ZSPR_ACT | ZSPR | SET | 3 | 78254.31 | INR
5000 | Western Zone, Burla | 5200 | EHT (O&M) Circle, Burla | 5205 | 400 kV S/S Division, Lapanga | W253 | 400 kV S/S S/D Lapanga | 3000000803 | DT HARDWARE FITTING FOR ACSR PANTHER | HWF.DT.A006 | ZSPR_ACT | ZSPR | NOS | 3 | 78254.31 | INR
5000 | Western Zone, Burla | 5200 | EHT (O&M) Circle, Burla | 5205 | 400 kV S/S Division, Lapanga | W254 | 400 kV T/L S/D Lapanga | 3000000806 | DT HARDWARE FITTING AAAC MOOSE | HWF.DT.A011 | ZSPR_ACT | ZSPR | NOS | 29 | 469474.62 | INR
5000 | Western Zone, Burla | 5200 | EHT (O&M) Circle, Burla | 5205 | 400 kV S/S Division, Lapanga | W251 | 400 kV S/S Division, Lapanga | 3000000806 | DT HARDWARE FITTING AAAC MOOSE | HWF.DT.A011 | ZSPR_THEFT | ZSPR | NOS | 20 | 30000 | INR
5000 | Western Zone, Burla | 5200 | EHT (O&M) Circle, Burla | 5205 | 400 kV S/S Division, Lapanga | W254 | 400 kV T/L S/D Lapanga | 3000000815 | DEADEND CLAMP-DT AAAC MOOSE | HWF.DT.C011 | ZSPR_ACT | ZSPR | NOS | 15 | 14223.75 | INR
5000 | Western Zone, Burla | 5200 | EHT (O&M) Circle, Burla | 5205 | 400 kV S/S Division, Lapanga | W253 | 400 kV S/S S/D Lapanga | 3000000824 | SUSPENSION CLAMP FOR 7/3.15MM EARTHWIRE | HWF.SC.EW.A002 | ZSPR_ACT | ZSPR | NOS | 3 | 2068.98 | INR
5000 | Western Zone, Burla | 5200 | EHT (O&M) Circle, Burla | 5205 | 400 kV S/S Division, Lapanga | W253 | 400 kV S/S S/D Lapanga | 3000000857 | SS HWF AGS type for 90 KN insulator | HWF.SS.A016 | ZSPR_ACT | ZSPR | NOS | 9 | 56437.34 | INR
5000 | Western Zone, Burla | 5200 | EHT (O&M) Circle, Burla | 5205 | 400 kV S/S Division, Lapanga | W251 | 400 kV S/S Division, Lapanga | 3000000859 | SS HWF AGS TYPE FOR ACSR MOOSE | HWF.SS.A018 | ZSPR_ACT | ZSPR | SET | 2 | 8213 | INR
5000 | Western Zone, Burla | 5200 | EHT (O&M) Circle, Burla | 5205 | 400 kV S/S Division, Lapanga | W253 | 400 kV S/S S/D Lapanga | 3000000879 | Single Tension H/W Fitting ACSR Moose | HWF.ST.A004 | ZSPR_ACT | ZSPR | SET | 9 | 39600 | INR
5000 | Western Zone, Burla | 5200 | EHT (O&M) Circle, Burla | 5205 | 400 kV S/S Division, Lapanga | W253 | 400 kV S/S S/D Lapanga | 3000000882 | ST HWF FOR ACSR PANTHER | HWF.ST.A008 | ZSPR_ACT | ZSPR | NOS | 17 | 40836.72 | INR
5000 | Western Zone, Burla | 5200 | EHT (O&M) Circle, Burla | 5205 | 400 kV S/S Division, Lapanga | W253 | 400 kV S/S S/D Lapanga | 3000000883 | ST HWF FOR AAAC PANTHER | HWF.ST.A009 | ZSPR_ACT | ZSPR | NOS | 22 | 107860.72 | INR
5000 | Western Zone, Burla | 5200 | EHT (O&M) Circle, Burla | 5205 | 400 kV S/S Division, Lapanga | W253 | 400 kV S/S S/D Lapanga | 3000000906 | TENSION CLAMP FOR EARTHWIRE | HWF.TC.EW.A002 | ZSPR_ACT | ZSPR | NOS | 3 | 3465.55 | INR
5000 | Western Zone, Burla | 5200 | EHT (O&M) Circle, Burla | 5205 | 400 kV S/S Division, Lapanga | W254 | 400 kV T/L S/D Lapanga | 3000000906 | TENSION CLAMP FOR EARTHWIRE | HWF.TC.EW.A002 | ZSPR_ACT | ZSPR | NOS | 13 | 15017.36 | INR
5000 | Western Zone, Burla | 5200 | EHT (O&M) Circle, Burla | 5205 | 400 kV S/S Division, Lapanga | W253 | 400 kV S/S S/D Lapanga | 3000000909 | U CLAMP | HWF.UC.EW.A002 | ZSPR_ACT | ZSPR | NOS | 3 | 2068.98 | INR
5000 | Western Zone, Burla | 5200 | EHT (O&M) Circle, Burla | 5205 | 400 kV S/S Division, Lapanga | W254 | 400 kV T/L S/D Lapanga | 3000000933 | 160KN ANTIFOG DISC INSULATOR | INS.AF.DISC.B004 | ZSPR_ACT | ZSPR | NOS | 30 | 28320 | INR
5000 | Western Zone, Burla | 5200 | EHT (O&M) Circle, Burla | 5205 | 400 kV S/S Division, Lapanga | W254 | 400 kV T/L S/D Lapanga | 3000000940 | 120KN POLYMER LONG ROD INSULATOR | INS.PLYMR.A001 | ZSPR_ACT | ZSPR | NOS | 2 | 55821.6 | INR
5000 | Western Zone, Burla | 5200 | EHT (O&M) Circle, Burla | 5205 | 400 kV S/S Division, Lapanga | W254 | 400 kV T/L S/D Lapanga | 3000000942 | 160KN POLYMER LONG ROD INSULATOR | INS.PLYMR.A003 | ZSPR_ACT | ZSPR | NOS | 25 | 935154.5 | INR
5000 | Western Zone, Burla | 5200 | EHT (O&M) Circle, Burla | 5205 | 400 kV S/S Division, Lapanga | W253 | 400 kV S/S S/D Lapanga | 3000000945 | 220KV Bus Post Insulator | INS.POR.BPI.E001 | ZSPR_ACT | ZSPR | NOS | 2 | 68222 | INR
5000 | Western Zone, Burla | 5200 | EHT (O&M) Circle, Burla | 5205 | 400 kV S/S Division, Lapanga | W253 | 400 kV S/S S/D Lapanga | 3000000947 | 90KN PORCELAIN DISC INSULATOR | INS.POR.DISC.B002 | ZSPR_ACT | ZSPR | NOS | 1726 | 180405 | INR
5000 | Western Zone, Burla | 5200 | EHT (O&M) Circle, Burla | 5205 | 400 kV S/S Division, Lapanga | W254 | 400 kV T/L S/D Lapanga | 3000000948 | 120KN PORCELAIN DISC INSULATOR | INS.POR.DISC.B003 | ZSPR_ACT | ZSPR | NOS | 78 | 11709.92 | INR
5000 | Western Zone, Burla | 5200 | EHT (O&M) Circle, Burla | 5205 | 400 kV S/S Division, Lapanga | W253 | 400 kV S/S S/D Lapanga | 3000000948 | 120KN PORCELAIN DISC INSULATOR | INS.POR.DISC.B003 | ZSPR_ACT | ZSPR | NOS | 685 | 102837.08 | INR
5000 | Western Zone, Burla | 5200 | EHT (O&M) Circle, Burla | 5205 | 400 kV S/S Division, Lapanga | W253 | 400 kV S/S S/D Lapanga | 3000000958 | 420KV PORCELAIN POST INSULATOR | INS.POR.PI.F001 | ZSPR_ACT | ZSPR | NOS | 5 | 324050 | INR
5000 | Western Zone, Burla | 5200 | EHT (O&M) Circle, Burla | 5205 | 400 kV S/S Division, Lapanga | W253 | 400 kV S/S S/D Lapanga | 3000000960 | 90KN 132KV SILICON RUBBER LR INSULATOR | INS.S.RUBBERLR.D001 | ZSPR_ACT | ZSPR | NOS | 3 | 27989.76 | INR
5000 | Western Zone, Burla | 5200 | EHT (O&M) Circle, Burla | 5205 | 400 kV S/S Division, Lapanga | W253 | 400 kV S/S S/D Lapanga | 3000000961 | 120KN 132 KV SILICON RUBBER LR INSULATOR | INS.S.RUBBERLR.D002 | ZSPR_ACT | ZSPR | NOS | 3 | 40370.4 | INR
5000 | Western Zone, Burla | 5200 | EHT (O&M) Circle, Burla | 5205 | 400 kV S/S Division, Lapanga | W253 | 400 kV S/S S/D Lapanga | 3000000982 | ALLUMINIUM BINDING TAPE | MISC.ALBINDTAPE.A001 | ZSPR_ACT | ZSPR | KG | 4.3 | 917.32 | INR
5000 | Western Zone, Burla | 5200 | EHT (O&M) Circle, Burla | 5205 | 400 kV S/S Division, Lapanga | W253 | 400 kV S/S S/D Lapanga | 3000000985 | BUSHING PLATE | MISC.BUSHPLATE.A001 | ZSPR_ACT | ZSPR | NOS | 3 | 16980 | INR
5000 | Western Zone, Burla | 5200 | EHT (O&M) Circle, Burla | 5205 | 400 kV S/S Division, Lapanga | W253 | 400 kV S/S S/D Lapanga | 3000000994 | CORONA BELL CAP | MISC.CORONABELL.A001 | ZSPR_ACT | ZSPR | NOS | 3 | 2068.98 | INR
5000 | Western Zone, Burla | 5200 | EHT (O&M) Circle, Burla | 5205 | 400 kV S/S Division, Lapanga | W251 | 400 kV S/S Division, Lapanga | 3000000996 | CT CONSOLE BOX | MISC.CT.CONSOLE.A001 | ZSPR_ACT | ZSPR | NOS | 2 | 10468 | INR
5000 | Western Zone, Burla | 5200 | EHT (O&M) Circle, Burla | 5205 | 400 kV S/S Division, Lapanga | W253 | 400 kV S/S S/D Lapanga | 3000001036 | ISOLATOR PAD PLATE | MISC.PADPLATE.A001 | ZSPR_ACT | ZSPR | NOS | 2 | 900 | INR
5000 | Western Zone, Burla | 5200 | EHT (O&M) Circle, Burla | 5205 | 400 kV S/S Division, Lapanga | W253 | 400 kV S/S S/D Lapanga | 3000001298 | 33KV Feeder CR Panel | PNL.33.S.C001 | ZSPR_ACT | ZSPR | NOS | 1 | 1 | INR
5000 | Western Zone, Burla | 5200 | EHT (O&M) Circle, Burla | 5205 | 400 kV S/S Division, Lapanga | W253 | 400 kV S/S S/D Lapanga | 3000001348 | DIFFERENTIALPROTECTION RELAY | RLAY.DIFFTIAL.C002 | ZSPR_ACT | ZSPR | NOS | 1 | 1 | INR
5000 | Western Zone, Burla | 5200 | EHT (O&M) Circle, Burla | 5205 | 400 kV S/S Division, Lapanga | W253 | 400 kV S/S S/D Lapanga | 3000001350 | Distance Protection Relay | RLAY.DP.B003 | ZSPR_ACT | ZSPR | NOS | 2 | 672161.46 | INR
5000 | Western Zone, Burla | 5200 | EHT (O&M) Circle, Burla | 5205 | 400 kV S/S Division, Lapanga | W253 | 400 kV S/S S/D Lapanga | 3000001386 | Master Trip Relay | RLAY.MTRIP.A002 | ZSPR_ACT | ZSPR | NOS | 1 | 28480.62 | INR
5000 | Western Zone, Burla | 5200 | EHT (O&M) Circle, Burla | 5205 | 400 kV S/S Division, Lapanga | W253 | 400 kV S/S S/D Lapanga | 3000001401 | Num Backup Relay | RLAY.NUMBACKUP.A002 | ZSPR_ACT | ZSPR | NOS | 3 | 1.5 | INR
5000 | Western Zone, Burla | 5200 | EHT (O&M) Circle, Burla | 5205 | 400 kV S/S Division, Lapanga | W251 | 400 kV S/S Division, Lapanga | 3000001404 | Numerical Back up Relay | RLAY.NUMBACKUP.B002 | ZSPR_ACT | ZSPR | NOS | 1 | 94274.05 | INR
5000 | Western Zone, Burla | 5200 | EHT (O&M) Circle, Burla | 5205 | 400 kV S/S Division, Lapanga | W253 | 400 kV S/S S/D Lapanga | 3000001404 | Numerical Back up Relay | RLAY.NUMBACKUP.B002 | ZSPR_ACT | ZSPR | NOS | 1 | 94274.04 | INR
5000 | Western Zone, Burla | 5200 | EHT (O&M) Circle, Burla | 5205 | 400 kV S/S Division, Lapanga | W253 | 400 kV S/S S/D Lapanga | 3000001478 | E.cards-350AH,220V Plante Bat charger | SPR.BAT.CHRG.A005 | ZSPR_ACT | ZSPR | SET | 3 | 8458.14 | INR
5000 | Western Zone, Burla | 5200 | EHT (O&M) Circle, Burla | 5205 | 400 kV S/S Division, Lapanga | W253 | 400 kV S/S S/D Lapanga | 3000001480 | Accessories of Plante Battery & Charger | SPR.BAT.CLDN.A003 | ZSPR_ACT | ZSPR | NOS | 2 | 163381 | INR
5000 | Western Zone, Burla | 5200 | EHT (O&M) Circle, Burla | 5205 | 400 kV S/S Division, Lapanga | W253 | 400 kV S/S S/D Lapanga | 3000001502 | Discrepancy Control switch Circuit (CB) | SPR.BKR.MISC.A001 | ZSPR_ACT | ZSPR | NOS | 1 | 5697.17 | INR
5000 | Western Zone, Burla | 5200 | EHT (O&M) Circle, Burla | 5205 | 400 kV S/S Division, Lapanga | W251 | 400 kV S/S Division, Lapanga | 3000001503 | CLOSING COIL of 145kV SF6 CB | SPR.BKR132.C001 | ZSPR_ACT | ZSPR | NOS | 2 | 2106.82 | INR
5000 | Western Zone, Burla | 5200 | EHT (O&M) Circle, Burla | 5205 | 400 kV S/S Division, Lapanga | W251 | 400 kV S/S Division, Lapanga | 3000001504 | Tripping coil of 145kV SF6 CB | SPR.BKR132.C002 | ZSPR_ACT | ZSPR | NOS | 3 | 3160.23 | INR
5000 | Western Zone, Burla | 5200 | EHT (O&M) Circle, Burla | 5205 | 400 kV S/S Division, Lapanga | W253 | 400 kV S/S S/D Lapanga | 3000001676 | CLOSING COIL of 245kV SF6 CB | SPR.BKR220.C001 | ZSPR_ACT | ZSPR | NOS | 1 | 1053.41 | INR
5000 | Western Zone, Burla | 5200 | EHT (O&M) Circle, Burla | 5205 | 400 kV S/S Division, Lapanga | W253 | 400 kV S/S S/D Lapanga | 3000001677 | Tripping coil of 245kV SF6 CB | SPR.BKR220.C002 | ZSPR_ACT | ZSPR | NOS | 2 | 2106.82 | INR
5000 | Western Zone, Burla | 5200 | EHT (O&M) Circle, Burla | 5205 | 400 kV S/S Division, Lapanga | W253 | 400 kV S/S S/D Lapanga | 3000002096 | INTER CONNECTOR of 4" IPS ALTUBE-T.MOOSE | SPR.BPI400.A001 | ZSPR_ACT | ZSPR | NOS | 10 | 19337.96 | INR
5000 | Western Zone, Burla | 5200 | EHT (O&M) Circle, Burla | 5205 | 400 kV S/S Division, Lapanga | W253 | 400 kV S/S S/D Lapanga | 3000002097 | RIGID BPI CONNECTOR 4inch IPS ALTUBE | SPR.BPI400.A002 | ZSPR_ACT | ZSPR | NOS | 2 | 1379.32 | INR
5000 | Western Zone, Burla | 5200 | EHT (O&M) Circle, Burla | 5205 | 400 kV S/S Division, Lapanga | W253 | 400 kV S/S S/D Lapanga | 3000002229 | Rigid TC for 420 KV CT | SPR.CT420.A002 | ZSPR_ACT | ZSPR | NOS | 3 | 2068.98 | INR
5000 | Western Zone, Burla | 5200 | EHT (O&M) Circle, Burla | 5205 | 400 kV S/S Division, Lapanga | W253 | 400 kV S/S S/D Lapanga | 3000002235 | Terminal Connector for CVT | SPR.CVT420.A001 | ZSPR_ACT | ZSPR | NOS | 3 | 2068.98 | INR
5000 | Western Zone, Burla | 5200 | EHT (O&M) Circle, Burla | 5205 | 400 kV S/S Division, Lapanga | W253 | 400 kV S/S S/D Lapanga | 3000002269 | FILTERS FOR LUBRICANT OIL 250KVA DG GC | SPR.GEN.GC.A001 | ZSPR_ACT | ZSPR | NOS | 2 | 5120 | INR
5000 | Western Zone, Burla | 5200 | EHT (O&M) Circle, Burla | 5205 | 400 kV S/S Division, Lapanga | W253 | 400 kV S/S S/D Lapanga | 3000002279 | HINGE PINS TC TPAD 132KV ISOLATOR | SPR.ISO.132SS.A002 | ZSPR_ACT | ZSPR | NOS | 1 | 10862 | INR
5000 | Western Zone, Burla | 5200 | EHT (O&M) Circle, Burla | 5205 | 400 kV S/S Division, Lapanga | W253 | 400 kV S/S S/D Lapanga | 3000002286 | Discrepancy Control switch for Isolator | SPR.ISO.MISC.A001 | ZSPR_ACT | ZSPR | NOS | 2 | 7974.92 | INR
5000 | Western Zone, Burla | 5200 | EHT (O&M) Circle, Burla | 5205 | 400 kV S/S Division, Lapanga | W253 | 400 kV S/S S/D Lapanga | 3000002292 | Terminal connector 2000A, 132KV Isolator | SPR.ISO.MISC.A007 | ZSPR_ACT | ZSPR | NOS | 2 | 1379.32 | INR
5000 | Western Zone, Burla | 5200 | EHT (O&M) Circle, Burla | 5205 | 400 kV S/S Division, Lapanga | W251 | 400 kV S/S Division, Lapanga | 3000002302 | 132KV Isolator female contaCTDBR 600A | SPR.ISO132.DB.A001 | ZSPR_THEFT | ZSPR | NOS | 4 | 32000 | INR
5000 | Western Zone, Burla | 5200 | EHT (O&M) Circle, Burla | 5205 | 400 kV S/S Division, Lapanga | W253 | 400 kV S/S S/D Lapanga | 3000002393 | Male&Female contacts of 220KV Isolator | SPR.ISO220.A001 | ZSPR_ACT | ZSPR | NOS | 6 | 4137.96 | INR
5000 | Western Zone, Burla | 5200 | EHT (O&M) Circle, Burla | 5205 | 400 kV S/S Division, Lapanga | W253 | 400 kV S/S S/D Lapanga | 3000002395 | FEMALE CONTACTfor 220 KV ISOLATOR | SPR.ISO220.A003 | ZSPR_ACT | ZSPR | NOS | 5 | 43200 | INR
5000 | Western Zone, Burla | 5200 | EHT (O&M) Circle, Burla | 5205 | 400 kV S/S Division, Lapanga | W253 | 400 kV S/S S/D Lapanga | 3000002405 | TC FOR 220KV ISOLATOR-MOOSE | SPR.ISO220.A017 | ZSPR_ACT | ZSPR | NOS | 3 | 2068.98 | INR
5000 | Western Zone, Burla | 5200 | EHT (O&M) Circle, Burla | 5205 | 400 kV S/S Division, Lapanga | W253 | 400 kV S/S S/D Lapanga | 3000002410 | CONNECTING PIPES OF 220KV ISOLATOR | SPR.ISO220.A023 | ZSPR_ACT | ZSPR | NOS | 3 | 2068.98 | INR
5000 | Western Zone, Burla | 5200 | EHT (O&M) Circle, Burla | 5205 | 400 kV S/S Division, Lapanga | W253 | 400 kV S/S S/D Lapanga | 3000002549 | Rigid TC-4" IPS AL-400KV ELPR ISOLATOR | SPR.ISO400ELPR.A015 | ZSPR_ACT | ZSPR | NOS | 2 | 1379.32 | INR
5000 | Western Zone, Burla | 5200 | EHT (O&M) Circle, Burla | 5205 | 400 kV S/S Division, Lapanga | W254 | 400 kV T/L S/D Lapanga | 3000002554 | MISCELLANEOUS SPARE ITEMS | SPR.MISC.A001 | ZSPR_ACT | ZSPR | NOS | 4 | 5042.55 | INR
5000 | Western Zone, Burla | 5200 | EHT (O&M) Circle, Burla | 5205 | 400 kV S/S Division, Lapanga | W253 | 400 kV S/S S/D Lapanga | 3000002554 | MISCELLANEOUS SPARE ITEMS | SPR.MISC.A001 | ZSPR_ACT | ZSPR | NOS | 13 | 16388.29 | INR
5000 | Western Zone, Burla | 5200 | EHT (O&M) Circle, Burla | 5205 | 400 kV S/S Division, Lapanga | W253 | 400 kV S/S S/D Lapanga | 3000002578 | TRIP CKT SUPERVISION RELAY FOR CR PNL | SPR.MISC.A056 | ZSPR_ACT | ZSPR | NOS | 1 | 13671.09 | INR
5000 | Western Zone, Burla | 5200 | EHT (O&M) Circle, Burla | 5205 | 400 kV S/S Division, Lapanga | W253 | 400 kV S/S S/D Lapanga | 3000002635 | Terminal connector | SPR.MISC.A208 | ZSPR_ACT | ZSPR | NOS | 3 | 2068.98 | INR
5000 | Western Zone, Burla | 5200 | EHT (O&M) Circle, Burla | 5205 | 400 kV S/S Division, Lapanga | W253 | 400 kV S/S S/D Lapanga | 3000002652 | Motor,GA & BGA for 36KV Isolator | SPR.MISC.A232 | ZSPR_ACT | ZSPR | NOS | 1 | 17510 | INR
5000 | Western Zone, Burla | 5200 | EHT (O&M) Circle, Burla | 5205 | 400 kV S/S Division, Lapanga | W253 | 400 kV S/S S/D Lapanga | 3000002659 | 20 HP Motor | SPR.MISC.A247 | ZSPR_ACT | ZSPR | NOS | 1 | 13738.47 | INR
5000 | Western Zone, Burla | 5200 | EHT (O&M) Circle, Burla | 5205 | 400 kV S/S Division, Lapanga | W253 | 400 kV S/S S/D Lapanga | 3000002720 | LA Clamp | SPR.MISC.A353 | ZSPR_ACT | ZSPR | NOS | 4 | 3860 | INR
5000 | Western Zone, Burla | 5200 | EHT (O&M) Circle, Burla | 5205 | 400 kV S/S Division, Lapanga | W254 | 400 kV T/L S/D Lapanga | 3000002776 | ARCING HORN | SPR.MISC.A540 | ZSPR_ACT | ZSPR | NOS | 25 | 43621.93 | INR
5000 | Western Zone, Burla | 5200 | EHT (O&M) Circle, Burla | 5205 | 400 kV S/S Division, Lapanga | W253 | 400 kV S/S S/D Lapanga | 3000003098 | LV Bushing of 20MVA 132/33kV Tfr | SPR.TFR20TAL.EA02 | ZSPR_ACT | ZSPR | NOS | 2 | 20229.56 | INR
5000 | Western Zone, Burla | 5200 | EHT (O&M) Circle, Burla | 5205 | 400 kV S/S Division, Lapanga | W253 | 400 kV S/S S/D Lapanga | 3000003142 | FIRE SYSTEM 315MVA ICT400/220/33KV BHEL | SPR.TFR315BHEL.BF06 | ZSPR_ACT | ZSPR | NOS | 15 | 81060 | INR
5000 | Western Zone, Burla | 5200 | EHT (O&M) Circle, Burla | 5205 | 400 kV S/S Division, Lapanga | W253 | 400 kV S/S S/D Lapanga | 3000003353 | 220 KV LA Clamp | SS.CLAMP.A002 | ZSPR_ACT | ZSPR | NOS | 5 | 19000 | INR
5000 | Western Zone, Burla | 5200 | EHT (O&M) Circle, Burla | 5205 | 400 kV S/S Division, Lapanga | W253 | 400 kV S/S S/D Lapanga | 3000003354 | 220 KV CVT Clamp | SS.CLAMP.A003 | ZSPR_ACT | ZSPR | NOS | 14 | 13620 | INR
5000 | Western Zone, Burla | 5200 | EHT (O&M) Circle, Burla | 5205 | 400 kV S/S Division, Lapanga | W253 | 400 kV S/S S/D Lapanga | 3000003356 | 220 KV Isolator pad clamp for Zebra | SS.CLAMP.A005 | ZSPR_ACT | ZSPR | NOS | 3 | 2068.98 | INR
5000 | Western Zone, Burla | 5200 | EHT (O&M) Circle, Burla | 5205 | 400 kV S/S Division, Lapanga | W253 | 400 kV S/S S/D Lapanga | 3000003362 | 220 KV-T Clamp for Tmoose-Tmoose | SS.CLAMP.A011 | ZSPR_ACT | ZSPR | NOS | 41 | 67240.82 | INR
5000 | Western Zone, Burla | 5200 | EHT (O&M) Circle, Burla | 5205 | 400 kV S/S Division, Lapanga | W253 | 400 kV S/S S/D Lapanga | 3000003364 | Interconnector Suitable for 4” IPS Tube | SS.CLAMP.A013 | ZSPR_ACT | ZSPR | NOS | 5 | 19000 | INR
5000 | Western Zone, Burla | 5200 | EHT (O&M) Circle, Burla | 5205 | 400 kV S/S Division, Lapanga | W253 | 400 kV S/S S/D Lapanga | 3000003366 | Spacer for Twin 220 KV Bus (Moose) | SS.CLAMP.A015 | ZSPR_ACT | ZSPR | NOS | 6 | 4137.96 | INR
5000 | Western Zone, Burla | 5200 | EHT (O&M) Circle, Burla | 5205 | 400 kV S/S Division, Lapanga | W253 | 400 kV S/S S/D Lapanga | 3000003367 | 132KV- LA Clamp (Single Moose) | SS.CLAMP.A016 | ZSPR_ACT | ZSPR | NOS | 2 | 1930 | INR
5000 | Western Zone, Burla | 5200 | EHT (O&M) Circle, Burla | 5205 | 400 kV S/S Division, Lapanga | W253 | 400 kV S/S S/D Lapanga | 3000003368 | 132KV-CT Clamp(Bimetallic, Single Moose) | SS.CLAMP.A017 | ZSPR_ACT | ZSPR | NOS | 4 | 3860 | INR
5000 | Western Zone, Burla | 5200 | EHT (O&M) Circle, Burla | 5205 | 400 kV S/S Division, Lapanga | W253 | 400 kV S/S S/D Lapanga | 3000003369 | 132KV- Isolater Pad Clamp (Single Moose) | SS.CLAMP.A018 | ZSPR_ACT | ZSPR | NOS | 4 | 2620 | INR
5000 | Western Zone, Burla | 5200 | EHT (O&M) Circle, Burla | 5205 | 400 kV S/S Division, Lapanga | W251 | 400 kV S/S Division, Lapanga | 3000003431 | T8S 33 KV COLUMN STRUCTURE | STRS.33COLMN.A001 | ZSPR_ACT | ZSPR | MT | 0.771 | 98656.68 | INR
5000 | Western Zone, Burla | 5200 | EHT (O&M) Circle, Burla | 5205 | 400 kV S/S Division, Lapanga | W253 | 400 kV S/S S/D Lapanga | 3000003455 | WELDING SLEEVE | TNP.MISC.A518 | ZSPR_ACT | ZSPR | NOS | 3 | 2068.98 | INR
5000 | Western Zone, Burla | 5200 | EHT (O&M) Circle, Burla | 5205 | 400 kV S/S Division, Lapanga | W251 | 400 kV S/S Division, Lapanga | 3000003562 | ASSORTED GI TOWER ANGLE | TWR.GI.ANGLE.A001 | ZSPR_THEFT | ZSPR | MT | 1 | 30000 | INR
5000 | Western Zone, Burla | 5200 | EHT (O&M) Circle, Burla | 5205 | 400 kV S/S Division, Lapanga | W252 | 400 kV T/L S/D Rairakhol | 3000003565 | 50X50X6MM SIZE GI ANGLE | TWR.GI.ANGLE.A004 | ZSPR_ACT | ZSPR | MT | 0.522 | 29214.44 | INR
5000 | Western Zone, Burla | 5200 | EHT (O&M) Circle, Burla | 5205 | 400 kV S/S Division, Lapanga | W252 | 400 kV T/L S/D Rairakhol | 3000003568 | 75X75X6MM SIZE GI TOWER ANGLE | TWR.GI.ANGLE.A007 | ZSPR_ACT | ZSPR | MT | 1 | 54518.26 | INR
5000 | Western Zone, Burla | 5200 | EHT (O&M) Circle, Burla | 5205 | 400 kV S/S Division, Lapanga | W253 | 400 kV S/S S/D Lapanga | 3000003636 | 4" IPS ALLUMINIUM PIPE FOR 400KV BUS | MISC.AL.PIPE.A003 | ZSPR_ACT | ZSPR | M | 8 | 27442.5 | INR
5000 | Western Zone, Burla | 5200 | EHT (O&M) Circle, Burla | 5205 | 400 kV S/S Division, Lapanga | W253 | 400 kV S/S S/D Lapanga | 3000003732 | ONE POLE FOR 420KV ALSTOM MAKE SF6 CB BR | SPR.BKR420ASTM.D001 | ZSPR_ACT | ZSPR | NOS | 1 | 768342.01 | INR
5000 | Western Zone, Burla | 5200 | EHT (O&M) Circle, Burla | 5205 | 400 kV S/S Division, Lapanga | W251 | 400 kV S/S Division, Lapanga | 5000000006 | SCRAP 132KV CT DIFFERENT RATIO | SCRP.CT1.132OIL.A001 | ZSRP_SCRAP | ZSRP | NOS | 3 | 30000 | INR
5000 | Western Zone, Burla | 5200 | EHT (O&M) Circle, Burla | 5205 | 400 kV S/S Division, Lapanga | W251 | 400 kV S/S Division, Lapanga | 5000000019 | SCRAP CLAMP FOR EARTH WIRE OF ASSORTED | SCRP.HWF.CEW.A001 | ZSRP_SCRAP | ZSRP | NOS | 11 | 880 | INR
5000 | Western Zone, Burla | 5200 | EHT (O&M) Circle, Burla | 5205 | 400 kV S/S Division, Lapanga | W251 | 400 kV S/S Division, Lapanga | 5000000030 | SCRAP PORCELAIN DISC INSULATOR | SCRP.INS.POR.DISC.C001 | ZSRP_SCRAP | ZSRP | NOS | 302 | 1510 | INR
5000 | Western Zone, Burla | 5200 | EHT (O&M) Circle, Burla | 5205 | 400 kV S/S Division, Lapanga | W251 | 400 kV S/S Division, Lapanga | 5000000036 | SCRAP 220KV SF6 BREAKER | SCRP.MISC.A010 | ZSRP_SCRAP | ZSRP | NOS | 1 | 50000 | INR
5000 | Western Zone, Burla | 5200 | EHT (O&M) Circle, Burla | 5205 | 400 kV S/S Division, Lapanga | W251 | 400 kV S/S Division, Lapanga | 5000000070 | Scrap 33KV CT | SCRP.MISC.A146 | ZSRP_SCRAP | ZSRP | NOS | 2 | 8000 | INR
5000 | Western Zone, Burla | 5200 | EHT (O&M) Circle, Burla | 5205 | 400 kV S/S Division, Lapanga | W251 | 400 kV S/S Division, Lapanga | 5000000101 | SCRAP 132KV BUSHING OR BUSHING PIN | SCRP.MISC.A315 | ZSRP_SCRAP | ZSRP | NOS | 2 | 350 | INR
5000 | Western Zone, Burla | 5200 | EHT (O&M) Circle, Burla | 5205 | 400 kV S/S Division, Lapanga | W251 | 400 kV S/S Division, Lapanga | 5000000149 | SCRAP APEX METER | SCRP.MTR.APEX.A001 | ZSRP_SCRAP | ZSRP | NOS | 18 | 18000 | INR
5000 | Western Zone, Burla | 5200 | EHT (O&M) Circle, Burla | 5205 | 400 kV S/S Division, Lapanga | W251 | 400 kV S/S Division, Lapanga | 5000000159 | SCRAP DIR/NON-DIR BACK UP RELAY OF | SCRP.RLAY.BACKUP.A001 | ZSRP_SCRAP | ZSRP | NOS | 2 | 160 | INR
5000 | Western Zone, Burla | 5200 | EHT (O&M) Circle, Burla | 5205 | 400 kV S/S Division, Lapanga | W251 | 400 kV S/S Division, Lapanga | 5000000160 | SCRAP DISTANCE PROTECTION RELAY OF | SCRP.RLAY.DP.A001 | ZSRP_SCRAP | ZSRP | NOS | 1 | 100 | INR
5000 | Western Zone, Burla | 5200 | EHT (O&M) Circle, Burla | 5205 | 400 kV S/S Division, Lapanga | W251 | 400 kV S/S Division, Lapanga | 5000000163 | SCRAP 132KV SURGE ARRESTER / LA | SCRP.SPR.SA132.A001 | ZSRP_SCRAP | ZSRP | NOS | 3 | 300 | INR
5000 | Western Zone, Burla | 5200 | EHT (O&M) Circle, Burla | 5206 | EHT (O&M) Division, Rourkela | W262 | 220/132 kV S/S S/D Tarkera | 1000000000 | 132KV SF6 CB with Strcture | BKR.145SF6.G.P.AI08 | ZCAP_ACT | ZCAP | NOS | 1 | 593423.61 | INR
5000 | Western Zone, Burla | 5200 | EHT (O&M) Circle, Burla | 5206 | EHT (O&M) Division, Rourkela | W262 | 220/132 kV S/S S/D Tarkera | 1000000002 | 220KV SF6 CB with Structure | BKR.245SF6.S.S.K001 | ZCAP_ACT | ZCAP | NOS | 1 | 1576472 | INR
5000 | Western Zone, Burla | 5200 | EHT (O&M) Circle, Burla | 5206 | EHT (O&M) Division, Rourkela | W268 | 220/33 kV S/S S/D Bonei | 1000000002 | 220KV SF6 CB with Structure | BKR.245SF6.S.S.K001 | ZCAP_ACT | ZCAP | NOS | 1 | 1576472 | INR
5000 | Western Zone, Burla | 5200 | EHT (O&M) Circle, Burla | 5206 | EHT (O&M) Division, Rourkela | W262 | 220/132 kV S/S S/D Tarkera | 1000000002 | 220KV SF6 CB with Structure | BKR.245SF6.S.S.K001 | ZCAP_SUP | ZCAP | NOS | 1 | 1 | INR
5000 | Western Zone, Burla | 5200 | EHT (O&M) Circle, Burla | 5206 | EHT (O&M) Division, Rourkela | W268 | 220/33 kV S/S S/D Bonei | 1000000004 | 36KV VCB with Structure | BKR.36VCB.G.S.F005 | ZCAP_US | ZCAP | NOS | 1 | 1 | INR
5000 | Western Zone, Burla | 5200 | EHT (O&M) Circle, Burla | 5206 | EHT (O&M) Division, Rourkela | W267 | 220/33 kV S/S S/D Barkote | 1000000004 | 36KV VCB with Structure | BKR.36VCB.G.S.F005 | ZCAP_US | ZCAP | NOS | 2 | 2 | INR
5000 | Western Zone, Burla | 5200 | EHT (O&M) Circle, Burla | 5206 | EHT (O&M) Division, Rourkela | W264 | 132/33 kV T/L S/S S/D Chhend | 1000000004 | 36KV VCB with Structure | BKR.36VCB.G.S.F005 | ZCAP_SH | ZCAP | NOS | 1 | 0.01 | INR
5000 | Western Zone, Burla | 5200 | EHT (O&M) Circle, Burla | 5206 | EHT (O&M) Division, Rourkela | W268 | 220/33 kV S/S S/D Bonei | 1000000004 | 36KV VCB with Structure | BKR.36VCB.G.S.F005 | ZCAP_ACT | ZCAP | NOS | 1 | 251107.24 | INR
5000 | Western Zone, Burla | 5200 | EHT (O&M) Circle, Burla | 5206 | EHT (O&M) Division, Rourkela | W264 | 132/33 kV T/L S/S S/D Chhend | 1000000004 | 36KV VCB with Structure | BKR.36VCB.G.S.F005 | ZCAP_ACT | ZCAP | NOS | 1 | 251107.24 | INR
5000 | Western Zone, Burla | 5200 | EHT (O&M) Circle, Burla | 5206 | EHT (O&M) Division, Rourkela | W267 | 220/33 kV S/S S/D Barkote | 1000000004 | 36KV VCB with Structure | BKR.36VCB.G.S.F005 | ZCAP_ACT | ZCAP | NOS | 1 | 251107.25 | INR
5000 | Western Zone, Burla | 5200 | EHT (O&M) Circle, Burla | 5206 | EHT (O&M) Division, Rourkela | W26A | 220 kV Line S/D Rourkela | 1000000016 | ACSR PANTHER CONDUCTOR | COND.ACSR.A002 | ZCAP_ACT | ZCAP | KM | 307.37 | 70836064.56 | INR
5000 | Western Zone, Burla | 5200 | EHT (O&M) Circle, Burla | 5206 | EHT (O&M) Division, Rourkela | W264 | 132/33 kV T/L S/S S/D Chhend | 1000000016 | ACSR PANTHER CONDUCTOR | COND.ACSR.A002 | ZCAP_ACT | ZCAP | KM | 0.3 | 69137.58 | INR
5000 | Western Zone, Burla | 5200 | EHT (O&M) Circle, Burla | 5206 | EHT (O&M) Division, Rourkela | W263 | 132/33/25 kV S/S S/D Rourkela | 1000000016 | ACSR PANTHER CONDUCTOR | COND.ACSR.A002 | ZCAP_ACT | ZCAP | KM | 0.03 | 6913.76 | INR
5000 | Western Zone, Burla | 5200 | EHT (O&M) Circle, Burla | 5206 | EHT (O&M) Division, Rourkela | W268 | 220/33 kV S/S S/D Bonei | 1000000017 | ACSR ZEBRA CONDUCTOR | COND.ACSR.A003 | ZCAP_SH | ZCAP | KM | 1.94 | 225831.27 | INR
5000 | Western Zone, Burla | 5200 | EHT (O&M) Circle, Burla | 5206 | EHT (O&M) Division, Rourkela | W262 | 220/132 kV S/S S/D Tarkera | 1000000017 | ACSR ZEBRA CONDUCTOR | COND.ACSR.A003 | ZCAP_ACT | ZCAP | KM | 0.01 | 2592.19 | INR
5000 | Western Zone, Burla | 5200 | EHT (O&M) Circle, Burla | 5206 | EHT (O&M) Division, Rourkela | W263 | 132/33/25 kV S/S S/D Rourkela | 1000000017 | ACSR ZEBRA CONDUCTOR | COND.ACSR.A003 | ZCAP_ACT | ZCAP | KM | 0.433 | 112241.62 | INR
5000 | Western Zone, Burla | 5200 | EHT (O&M) Circle, Burla | 5206 | EHT (O&M) Division, Rourkela | W269 | 220/33 kV S/S S/D Deogarh | 1000000017 | ACSR ZEBRA CONDUCTOR | COND.ACSR.A003 | ZCAP_ACT | ZCAP | KM | 5.129 | 1329531.76 | INR
5000 | Western Zone, Burla | 5200 | EHT (O&M) Circle, Burla | 5206 | EHT (O&M) Division, Rourkela | W26A | 220 kV Line S/D Rourkela | 1000000017 | ACSR ZEBRA CONDUCTOR | COND.ACSR.A003 | ZCAP_ACT | ZCAP | KM | 1 | 259218.52 | INR
5000 | Western Zone, Burla | 5200 | EHT (O&M) Circle, Burla | 5206 | EHT (O&M) Division, Rourkela | W262 | 220/132 kV S/S S/D Tarkera | 1000000017 | ACSR ZEBRA CONDUCTOR | COND.ACSR.A003 | ZCAP_SH | ZCAP | KM | 0.14 | 16297.1 | INR
5000 | Western Zone, Burla | 5200 | EHT (O&M) Circle, Burla | 5206 | EHT (O&M) Division, Rourkela | W269 | 220/33 kV S/S S/D Deogarh | 1000000018 | ACSR MOOSE CONDUCTOR | COND.ACSR.A004 | ZCAP_ACT | ZCAP | KM | 1.121 | 388755.97 | INR
5000 | Western Zone, Burla | 5200 | EHT (O&M) Circle, Burla | 5206 | EHT (O&M) Division, Rourkela | W262 | 220/132 kV S/S S/D Tarkera | 1000000018 | ACSR MOOSE CONDUCTOR | COND.ACSR.A004 | ZCAP_ACT | ZCAP | KM | 0.1 | 34679.39 | INR
5000 | Western Zone, Burla | 5200 | EHT (O&M) Circle, Burla | 5206 | EHT (O&M) Division, Rourkela | W268 | 220/33 kV S/S S/D Bonei | 1000000018 | ACSR MOOSE CONDUCTOR | COND.ACSR.A004 | ZCAP_ACT | ZCAP | KM | 0.7 | 242755.74 | INR
5000 | Western Zone, Burla | 5200 | EHT (O&M) Circle, Burla | 5206 | EHT (O&M) Division, Rourkela | W26A | 220 kV Line S/D Rourkela | 1000000021 | ACCC-Hamburg HTLS Conductor | COND.HTLS.A002 | ZCAP_ACT | ZCAP | KM | 2.139 | 4082490.2 | INR
5000 | Western Zone, Burla | 5200 | EHT (O&M) Circle, Burla | 5206 | EHT (O&M) Division, Rourkela | W264 | 132/33 kV T/L S/S S/D Chhend | 1000000028 | 36KV 1CORE NCTOF PRIMARY CURRENT 200A | CT.36NCT200.A001 | ZCAP_SH | ZCAP | NOS | 1 | 24799.33 | INR
5000 | Western Zone, Burla | 5200 | EHT (O&M) Circle, Burla | 5206 | EHT (O&M) Division, Rourkela | W264 | 132/33 kV T/L S/S S/D Chhend | 1000000028 | 36KV 1CORE NCTOF PRIMARY CURRENT 200A | CT.36NCT200.A001 | ZCAP_ACT | ZCAP | NOS | 1 | 44938.81 | INR
5000 | Western Zone, Burla | 5200 | EHT (O&M) Circle, Burla | 5206 | EHT (O&M) Division, Rourkela | W264 | 132/33 kV T/L S/S S/D Chhend | 1000000045 | 132KV CT OF RATIO 400-200-100/1-1-1-1A | CT1.132OIL400.C004 | ZCAP_SH | ZCAP | NOS | 1 | 2000 | INR
5000 | Western Zone, Burla | 5200 | EHT (O&M) Circle, Burla | 5206 | EHT (O&M) Division, Rourkela | W264 | 132/33 kV T/L S/S S/D Chhend | 1000000045 | 132KV CT OF RATIO 400-200-100/1-1-1-1A | CT1.132OIL400.C004 | ZCAP_ACT | ZCAP | NOS | 1 | 265798.93 | INR
5000 | Western Zone, Burla | 5200 | EHT (O&M) Circle, Burla | 5206 | EHT (O&M) Division, Rourkela | W262 | 220/132 kV S/S S/D Tarkera | 1000000047 | 132KV CT OF RATIO 600-300-150/1-1-1A | CT1.132OIL600.C003 | ZCAP_ACT | ZCAP | NOS | 2 | 171207.48 | INR
5000 | Western Zone, Burla | 5200 | EHT (O&M) Circle, Burla | 5206 | EHT (O&M) Division, Rourkela | W262 | 220/132 kV S/S S/D Tarkera | 1000000047 | 132KV CT OF RATIO 600-300-150/1-1-1A | CT1.132OIL600.C003 | ZCAP_SUP | ZCAP | NOS | 2 | 1 | INR
5000 | Western Zone, Burla | 5200 | EHT (O&M) Circle, Burla | 5206 | EHT (O&M) Division, Rourkela | W262 | 220/132 kV S/S S/D Tarkera | 1000000049 | 132KV CT OF RATIO 800-400-200/1-1-1A | CT1.132OIL800.C003 | ZCAP_ACT | ZCAP | NOS | 1 | 173905.86 | INR
5000 | Western Zone, Burla | 5200 | EHT (O&M) Circle, Burla | 5206 | EHT (O&M) Division, Rourkela | W264 | 132/33 kV T/L S/S S/D Chhend | 1000000049 | 132KV CT OF RATIO 800-400-200/1-1-1A | CT1.132OIL800.C003 | ZCAP_ACT | ZCAP | NOS | 2 | 347811.72 | INR
5000 | Western Zone, Burla | 5200 | EHT (O&M) Circle, Burla | 5206 | EHT (O&M) Division, Rourkela | W263 | 132/33/25 kV S/S S/D Rourkela | 1000000049 | 132KV CT OF RATIO 800-400-200/1-1-1A | CT1.132OIL800.C003 | ZCAP_SH | ZCAP | NOS | 1 | 3998 | INR
5000 | Western Zone, Burla | 5200 | EHT (O&M) Circle, Burla | 5206 | EHT (O&M) Division, Rourkela | W262 | 220/132 kV S/S S/D Tarkera | 1000000049 | 132KV CT OF RATIO 800-400-200/1-1-1A | CT1.132OIL800.C003 | ZCAP_SUP | ZCAP | NOS | 3 | 3 | INR
5000 | Western Zone, Burla | 5200 | EHT (O&M) Circle, Burla | 5206 | EHT (O&M) Division, Rourkela | W262 | 220/132 kV S/S S/D Tarkera | 1000000051 | 132 KV CT(800-400-200/1-1-1-1A) | CT1.145OIL800.C004 | ZCAP_ACT | ZCAP | NOS | 16 | 4388890.8 | INR
5000 | Western Zone, Burla | 5200 | EHT (O&M) Circle, Burla | 5206 | EHT (O&M) Division, Rourkela | W268 | 220/33 kV S/S S/D Bonei | 1000000055 | 220KV CT OF 1200-600-300/1-1-1-1A | CT1.220OIL1200.C004 | ZCAP_ACT | ZCAP | NOS | 4 | 1644129.32 | INR
5000 | Western Zone, Burla | 5200 | EHT (O&M) Circle, Burla | 5206 | EHT (O&M) Division, Rourkela | W268 | 220/33 kV S/S S/D Bonei | 1000000057 | 220KV CT RATIO 1200-600-300/1-1-1-1-1A | CT1.245OIL1200.C005 | ZCAP_SH | ZCAP | NOS | 1 | 314978.5 | INR
5000 | Western Zone, Burla | 5200 | EHT (O&M) Circle, Burla | 5206 | EHT (O&M) Division, Rourkela | W262 | 220/132 kV S/S S/D Tarkera | 1000000057 | 220KV CT RATIO 1200-600-300/1-1-1-1-1A | CT1.245OIL1200.C005 | ZCAP_ACT | ZCAP | NOS | 2 | 591760.75 | INR
5000 | Western Zone, Burla | 5200 | EHT (O&M) Circle, Burla | 5206 | EHT (O&M) Division, Rourkela | W267 | 220/33 kV S/S S/D Barkote | 1000000057 | 220KV CT RATIO 1200-600-300/1-1-1-1-1A | CT1.245OIL1200.C005 | ZCAP_ACT | ZCAP | NOS | 1 | 295880.37 | INR
5000 | Western Zone, Burla | 5200 | EHT (O&M) Circle, Burla | 5206 | EHT (O&M) Division, Rourkela | W263 | 132/33/25 kV S/S S/D Rourkela | 1000000058 | 36KV OIL 1200-600-300/1-1-1A CT | CT1.36OIL1200.C003 | ZCAP_ACT | ZCAP | NOS | 1 | 49762.43 | INR
5000 | Western Zone, Burla | 5200 | EHT (O&M) Circle, Burla | 5206 | EHT (O&M) Division, Rourkela | W264 | 132/33 kV T/L S/S S/D Chhend | 1000000062 | 36KV CT OF RATIO 400-200-100/1-1-1A | CT1.36OIL400.C003 | ZCAP_SH | ZCAP | NOS | 3 | 125895 | INR
5000 | Western Zone, Burla | 5200 | EHT (O&M) Circle, Burla | 5206 | EHT (O&M) Division, Rourkela | W267 | 220/33 kV S/S S/D Barkote | 1000000063 | 36KV CT OF RATIO 600-300-150/1-1-1A | CT1.36OIL600.C003 | ZCAP_ACT | ZCAP | NOS | 2 | 77124 | INR
5000 | Western Zone, Burla | 5200 | EHT (O&M) Circle, Burla | 5206 | EHT (O&M) Division, Rourkela | W268 | 220/33 kV S/S S/D Bonei | 1000000065 | 36KV CT 800-400-200/1-1-1-1A 0.2s | CT1.36OIL800.B004 | ZCAP_ACT | ZCAP | NOS | 3 | 57506.92 | INR
5000 | Western Zone, Burla | 5200 | EHT (O&M) Circle, Burla | 5206 | EHT (O&M) Division, Rourkela | W267 | 220/33 kV S/S S/D Barkote | 1000000066 | 33kV CT (800-400-200/1-1-1) | CT1.36OIL800.C003 | ZCAP_ACT | ZCAP | NOS | 1 | 72516.95 | INR
5000 | Western Zone, Burla | 5200 | EHT (O&M) Circle, Burla | 5206 | EHT (O&M) Division, Rourkela | W267 | 220/33 kV S/S S/D Barkote | 1000000070 | 220 KV CVT | CVT.220OIL.S.B002 | ZCAP_US | ZCAP | NOS | 6 | 6 | INR
5000 | Western Zone, Burla | 5200 | EHT (O&M) Circle, Burla | 5206 | EHT (O&M) Division, Rourkela | W262 | 220/132 kV S/S S/D Tarkera | 1000000070 | 220 KV CVT | CVT.220OIL.S.B002 | ZCAP_SUP | ZCAP | NOS | 2 | 0.02 | INR
5000 | Western Zone, Burla | 5200 | EHT (O&M) Circle, Burla | 5206 | EHT (O&M) Division, Rourkela | W262 | 220/132 kV S/S S/D Tarkera | 1000000070 | 220 KV CVT | CVT.220OIL.S.B002 | ZCAP_ACT | ZCAP | NOS | 1 | 297904.25 | INR
5000 | Western Zone, Burla | 5200 | EHT (O&M) Circle, Burla | 5206 | EHT (O&M) Division, Rourkela | W26A | 220 kV Line S/D Rourkela | 1000000074 | 7/3.15 MM SIZE G.I. EARTH WIRE | EW.STEEL.A002 | ZCAP_SH | ZCAP | KM | 2 | 11461.47 | INR
5000 | Western Zone, Burla | 5200 | EHT (O&M) Circle, Burla | 5206 | EHT (O&M) Division, Rourkela | W268 | 220/33 kV S/S S/D Bonei | 1000000075 | 7/3.66 MM SIZE G.I. EARTH WIRE | EW.STEEL.A003 | ZCAP_SH | ZCAP | KM | 0.75 | 11250 | INR
5000 | Western Zone, Burla | 5200 | EHT (O&M) Circle, Burla | 5206 | EHT (O&M) Division, Rourkela | W263 | 132/33/25 kV S/S S/D Rourkela | 1000000080 | 132KV DI W/o ES 1200A | ISO.132DI.DB.B002 | ZCAP_ACT | ZCAP | SET | 5 | 1501428.55 | INR
5000 | Western Zone, Burla | 5200 | EHT (O&M) Circle, Burla | 5206 | EHT (O&M) Division, Rourkela | W263 | 132/33/25 kV S/S S/D Rourkela | 1000000086 | 132KV 1200A SI W/O ES ISOLATORS | ISO.132SI.DB.A002 | ZCAP_ACT | ZCAP | SET | 1 | 200000 | INR
5000 | Western Zone, Burla | 5200 | EHT (O&M) Circle, Burla | 5206 | EHT (O&M) Division, Rourkela | W263 | 132/33/25 kV S/S S/D Rourkela | 1000000087 | 132KV SI W/o ES OF 1250A | ISO.132SI.DB.F002 | ZCAP_ACT | ZCAP | SET | 1 | 162990 | INR
5000 | Western Zone, Burla | 5200 | EHT (O&M) Circle, Burla | 5206 | EHT (O&M) Division, Rourkela | W269 | 220/33 kV S/S S/D Deogarh | 1000000092 | 220KV SI BEAM MOUNTED OF 2000A w/o ES | ISO.220SI.BM.C002 | ZCAP_ACT | ZCAP | SET | 2 | 571539.7 | INR
5000 | Western Zone, Burla | 5200 | EHT (O&M) Circle, Burla | 5206 | EHT (O&M) Division, Rourkela | W262 | 220/132 kV S/S S/D Tarkera | 1000000093 | 220KV SI WITH DB W/O ES OF 1250A | ISO.220SI.DB.A002 | ZCAP_ACT | ZCAP | SET | 3 | 928373.64 | INR
5000 | Western Zone, Burla | 5200 | EHT (O&M) Circle, Burla | 5206 | EHT (O&M) Division, Rourkela | W267 | 220/33 kV S/S S/D Barkote | 1000000103 | 33KV DI WITH DOUBLE BREAK W/O ES OF 800A | ISO.33DI.DB.A001 | ZCAP_ACT | ZCAP | SET | 1 | 0.01 | INR
5000 | Western Zone, Burla | 5200 | EHT (O&M) Circle, Burla | 5206 | EHT (O&M) Division, Rourkela | W263 | 132/33/25 kV S/S S/D Rourkela | 1000000108 | 33KV DI WITH DB WITH ES OF 1200A | ISO.33DI.DB.B002 | ZCAP_ACT | ZCAP | SET | 1 | 141390 | INR
5000 | Western Zone, Burla | 5200 | EHT (O&M) Circle, Burla | 5206 | EHT (O&M) Division, Rourkela | W268 | 220/33 kV S/S S/D Bonei | 1000000112 | 33KV SI WITH DOUBLE BRAK WITH ES OF 800A | ISO.33SI.DB.A001 | ZCAP_SH | ZCAP | SET | 2 | 0.02 | INR
5000 | Western Zone, Burla | 5200 | EHT (O&M) Circle, Burla | 5206 | EHT (O&M) Division, Rourkela | W268 | 220/33 kV S/S S/D Bonei | 1000000115 | 33 KV 2000A W/O E/S Single Isolator | ISO.33SI.DB.A005 | ZCAP_ACT | ZCAP | SET | 1 | 129079.84 | INR
5000 | Western Zone, Burla | 5200 | EHT (O&M) Circle, Burla | 5206 | EHT (O&M) Division, Rourkela | W264 | 132/33 kV T/L S/S S/D Chhend | 1000000118 | 132KV OIL SP 2C IVT/PT | IVT.132OIL.S.B004 | ZCAP_ACT | ZCAP | NOS | 1 | 141106.04 | INR
5000 | Western Zone, Burla | 5200 | EHT (O&M) Circle, Burla | 5206 | EHT (O&M) Division, Rourkela | W267 | 220/33 kV S/S S/D Barkote | 1000000121 | 36KV OIL SP 1C IVT | IVT.36OIL.S.A001 | ZCAP_US | ZCAP | NOS | 2 | 52476 | INR
5000 | Western Zone, Burla | 5200 | EHT (O&M) Circle, Burla | 5206 | EHT (O&M) Division, Rourkela | W267 | 220/33 kV S/S S/D Barkote | 1000000121 | 36KV OIL SP 1C IVT | IVT.36OIL.S.A001 | ZCAP_ACT | ZCAP | NOS | 1 | 26238 | INR
5000 | Western Zone, Burla | 5200 | EHT (O&M) Circle, Burla | 5206 | EHT (O&M) Division, Rourkela | W264 | 132/33 kV T/L S/S S/D Chhend | 1000000122 | 36KV 2C SP IVT/PT | IVT.36OIL.S.B003 | ZCAP_ACT | ZCAP | NOS | 1 | 119688.86 | INR
5000 | Western Zone, Burla | 5200 | EHT (O&M) Circle, Burla | 5206 | EHT (O&M) Division, Rourkela | W263 | 132/33/25 kV S/S S/D Rourkela | 1000000122 | 36KV 2C SP IVT/PT | IVT.36OIL.S.B003 | ZCAP_ACT | ZCAP | NOS | 1 | 119688.85 | INR
5000 | Western Zone, Burla | 5200 | EHT (O&M) Circle, Burla | 5206 | EHT (O&M) Division, Rourkela | W264 | 132/33 kV T/L S/S S/D Chhend | 1000000130 | 132KV SURGE ARRESTER OF 120 KV | SA.145MO.GL.A001 | ZCAP_ACT | ZCAP | NOS | 3 | 107117 | INR
5000 | Western Zone, Burla | 5200 | EHT (O&M) Circle, Burla | 5206 | EHT (O&M) Division, Rourkela | W268 | 220/33 kV S/S S/D Bonei | 1000000131 | 216KV SURGE ARRESTER & SAS integration | SA.216MO.A005 | ZCAP_ACT | ZCAP | NOS | 4 | 329950.08 | INR
5000 | Western Zone, Burla | 5200 | EHT (O&M) Circle, Burla | 5206 | EHT (O&M) Division, Rourkela | W262 | 220/132 kV S/S S/D Tarkera | 1000000132 | 220KV MO WITH RING SURGE ARRESTER | SA.245MO.WR.A005 | ZCAP_SUP | ZCAP | NOS | 1 | 5521.16 | INR
5000 | Western Zone, Burla | 5200 | EHT (O&M) Circle, Burla | 5206 | EHT (O&M) Division, Rourkela | W269 | 220/33 kV S/S S/D Deogarh | 1000000132 | 220KV MO WITH RING SURGE ARRESTER | SA.245MO.WR.A005 | ZCAP_ACT | ZCAP | NOS | 3 | 237217.7 | INR
5000 | Western Zone, Burla | 5200 | EHT (O&M) Circle, Burla | 5206 | EHT (O&M) Division, Rourkela | W267 | 220/33 kV S/S S/D Barkote | 1000000132 | 220KV MO WITH RING SURGE ARRESTER | SA.245MO.WR.A005 | ZCAP_ACT | ZCAP | NOS | 1 | 79072.57 | INR
5000 | Western Zone, Burla | 5200 | EHT (O&M) Circle, Burla | 5206 | EHT (O&M) Division, Rourkela | W262 | 220/132 kV S/S S/D Tarkera | 1000000132 | 220KV MO WITH RING SURGE ARRESTER | SA.245MO.WR.A005 | ZCAP_ACT | ZCAP | NOS | 4 | 316290.25 | INR
5000 | Western Zone, Burla | 5200 | EHT (O&M) Circle, Burla | 5206 | EHT (O&M) Division, Rourkela | W263 | 132/33/25 kV S/S S/D Rourkela | 1000000134 | 36KV MO W/O SURGE ARRESTER | SA.36MO.WOR.A001 | ZCAP_ACT | ZCAP | NOS | 1 | 8493.04 | INR
5000 | Western Zone, Burla | 5200 | EHT (O&M) Circle, Burla | 5206 | EHT (O&M) Division, Rourkela | W264 | 132/33 kV T/L S/S S/D Chhend | 1000000134 | 36KV MO W/O SURGE ARRESTER | SA.36MO.WOR.A001 | ZCAP_ACT | ZCAP | NOS | 3 | 25479.11 | INR
5000 | Western Zone, Burla | 5200 | EHT (O&M) Circle, Burla | 5206 | EHT (O&M) Division, Rourkela | W267 | 220/33 kV S/S S/D Barkote | 1000000134 | 36KV MO W/O SURGE ARRESTER | SA.36MO.WOR.A001 | ZCAP_ACT | ZCAP | NOS | 1 | 8493.04 | INR
5000 | Western Zone, Burla | 5200 | EHT (O&M) Circle, Burla | 5206 | EHT (O&M) Division, Rourkela | W268 | 220/33 kV S/S S/D Bonei | 1000000134 | 36KV MO W/O SURGE ARRESTER | SA.36MO.WOR.A001 | ZCAP_ACT | ZCAP | NOS | 9 | 76437.35 | INR
5000 | Western Zone, Burla | 5200 | EHT (O&M) Circle, Burla | 5206 | EHT (O&M) Division, Rourkela | W269 | 220/33 kV S/S S/D Deogarh | 1000000134 | 36KV MO W/O SURGE ARRESTER | SA.36MO.WOR.A001 | ZCAP_ACT | ZCAP | NOS | 3 | 25479.11 | INR
5000 | Western Zone, Burla | 5200 | EHT (O&M) Circle, Burla | 5206 | EHT (O&M) Division, Rourkela | W262 | 220/132 kV S/S S/D Tarkera | 1000000145 | 160MVA 220/132/33kV Auto transformer | TFR.160AT220H.E001 | ZCAP_ACT | ZCAP | NOS | 1 | 119488808 | INR
5000 | Western Zone, Burla | 5200 | EHT (O&M) Circle, Burla | 5206 | EHT (O&M) Division, Rourkela | W268 | 220/33 kV S/S S/D Bonei | 1000000147 | 250KVA 33/0.4KV STATION Tfr or 200KVA | TFR.200ST11H.D001 | ZCAP_SH | ZCAP | NOS | 1 | 0.01 | INR
5000 | Western Zone, Burla | 5200 | EHT (O&M) Circle, Burla | 5206 | EHT (O&M) Division, Rourkela | W268 | 220/33 kV S/S S/D Bonei | 1000000155 | 40MVA 220/33Kv Power Tfr | TFR.40PWR220H.D003 | ZCAP_ACT | ZCAP | NOS | 1 | 56312200 | INR
5000 | Western Zone, Burla | 5200 | EHT (O&M) Circle, Burla | 5206 | EHT (O&M) Division, Rourkela | W26A | 220 kV Line S/D Rourkela | 1000000198 | 132 KV PC TYPE Tower with stub & cleat | TWR.132PC.L.A002 | ZCAP_ACT | ZCAP | MT | 4.818 | 359163.42 | INR
5000 | Western Zone, Burla | 5200 | EHT (O&M) Circle, Burla | 5206 | EHT (O&M) Division, Rourkela | W264 | 132/33 kV T/L S/S S/D Chhend | 1000000233 | 220 KV OA type Tower with stub & cleat | TWR.220OA.L.A003 | ZCAP_ACT | ZCAP | MT | 0.14 | 9721.6 | INR
5000 | Western Zone, Burla | 5200 | EHT (O&M) Circle, Burla | 5206 | EHT (O&M) Division, Rourkela | W268 | 220/33 kV S/S S/D Bonei | 1000000237 | Stub & Cleat for 220KV OB Type Tower. | TWR.220OB.STUB.A001 | ZCAP_SH | ZCAP | MT | 1.6 | 0.02 | INR
5000 | Western Zone, Burla | 5200 | EHT (O&M) Circle, Burla | 5206 | EHT (O&M) Division, Rourkela | W26A | 220 kV Line S/D Rourkela | 1000000243 | 220 KV ASSORTED OC+3 TYPE TOWER | TWR.220OC+3.L.A002 | ZCAP_ACT | ZCAP | MT | 1.152 | 130661.29 | INR
5000 | Western Zone, Burla | 5200 | EHT (O&M) Circle, Burla | 5206 | EHT (O&M) Division, Rourkela | W26A | 220 kV Line S/D Rourkela | 1000000246 | 6mtr extension to 220 KV UR type Tower | TWR.220UR+6.L.A001 | ZCAP_ACT | ZCAP | MT | 3.464 | 253926.96 | INR
5000 | Western Zone, Burla | 5200 | EHT (O&M) Circle, Burla | 5206 | EHT (O&M) Division, Rourkela | W269 | 220/33 kV S/S S/D Deogarh | 1000000321 | 1.5 sqmm 10 Core control cable | CBLE.CTRL.AR.A005 | ZCAP_ACT | ZCAP | KM | 0.2 | 48059.04 | INR
5000 | Western Zone, Burla | 5200 | EHT (O&M) Circle, Burla | 5206 | EHT (O&M) Division, Rourkela | W263 | 132/33/25 kV S/S S/D Rourkela | 1000000402 | 5MVA 132/33KV POWER Transformer | TFR.5PWR132H.D003 | ZCAP_SCRAP | ZCAP | NOS | 1 | 0.58 | INR
5000 | Western Zone, Burla | 5200 | EHT (O&M) Circle, Burla | 5206 | EHT (O&M) Division, Rourkela | W264 | 132/33 kV T/L S/S S/D Chhend | 2000000089 | LED STREET LIGHT FITTING | ILWR.FL.FT.A001 | ZCON_US | ZCON | NOS | 3 | 0.06 | INR
5000 | Western Zone, Burla | 5200 | EHT (O&M) Circle, Burla | 5206 | EHT (O&M) Division, Rourkela | W264 | 132/33 kV T/L S/S S/D Chhend | 2000000153 | INDICATION LED 220V DC | ILWR.INDIC.LAMP.A009 | ZCON_ACT | ZCON | NOS | 71 | 24167.34 | INR
5000 | Western Zone, Burla | 5200 | EHT (O&M) Circle, Burla | 5206 | EHT (O&M) Division, Rourkela | W264 | 132/33 kV T/L S/S S/D Chhend | 2000000159 | LED based Flood light fitting | ILWR.LED.FT.A012 | ZCON_SH | ZCON | NOS | 3 | 3 | INR
5000 | Western Zone, Burla | 5200 | EHT (O&M) Circle, Burla | 5206 | EHT (O&M) Division, Rourkela | W263 | 132/33/25 kV S/S S/D Rourkela | 2000000159 | LED based Flood light fitting | ILWR.LED.FT.A012 | ZCON_ACT | ZCON | NOS | 16 | 106584.43 | INR
5000 | Western Zone, Burla | 5200 | EHT (O&M) Circle, Burla | 5206 | EHT (O&M) Division, Rourkela | W263 | 132/33/25 kV S/S S/D Rourkela | 2000000249 | CO2 GAS CYLLINDER | MISC.CO2CYLNDR.A001 | ZCON_SCRAP | ZCON | NOS | 20 | 12 | INR
5000 | Western Zone, Burla | 5200 | EHT (O&M) Circle, Burla | 5206 | EHT (O&M) Division, Rourkela | W262 | 220/132 kV S/S S/D Tarkera | 3000000022 | NEUTRAL BUSHING FOR 40MVA AREVA Tfr | BUSH.132ARVA.AB08 | ZSPR_ACT | ZSPR | NOS | 4 | 0.04 | INR
5000 | Western Zone, Burla | 5200 | EHT (O&M) Circle, Burla | 5206 | EHT (O&M) Division, Rourkela | W264 | 132/33 kV T/L S/S S/D Chhend | 3000000030 | HV BUSHINGWITH M.PART FOR 40MVA BHEL Tfr | BUSH.132BHEL.AB06 | ZSPR_ACT | ZSPR | NOS | 1 | 7202.62 | INR
5000 | Western Zone, Burla | 5200 | EHT (O&M) Circle, Burla | 5206 | EHT (O&M) Division, Rourkela | W264 | 132/33 kV T/L S/S S/D Chhend | 3000000031 | N BUSHING W/O ROD BHEL40MVA Tfr | BUSH.132BHEL.AB07 | ZSPR_ACT | ZSPR | NOS | 1 | 10500 | INR
5000 | Western Zone, Burla | 5200 | EHT (O&M) Circle, Burla | 5206 | EHT (O&M) Division, Rourkela | W262 | 220/132 kV S/S S/D Tarkera | 3000000047 | HV Bushing of 160MVA 220/132KV BHEL Tfr | BUSH.220BHEL.AA09 | ZSPR_FREE | ZSPR | NOS | 1 | 0 | INR
5000 | Western Zone, Burla | 5200 | EHT (O&M) Circle, Burla | 5206 | EHT (O&M) Division, Rourkela | W267 | 220/33 kV S/S S/D Barkote | 3000000056 | N.BUSHING OF of 40MVA 220/33KV TR Tfr | BUSH.220TR.AD06 | ZSPR_ACT | ZSPR | NOS | 2 | 28000 | INR
5000 | Western Zone, Burla | 5200 | EHT (O&M) Circle, Burla | 5206 | EHT (O&M) Division, Rourkela | W267 | 220/33 kV S/S S/D Barkote | 3000000057 | HV N BUSHING WITH ROD of 40MVA TR Tfr | BUSH.220TR.EB04 | ZSPR_ACT | ZSPR | SET | 2 | 85000 | INR
5000 | Western Zone, Burla | 5200 | EHT (O&M) Circle, Burla | 5206 | EHT (O&M) Division, Rourkela | W267 | 220/33 kV S/S S/D Barkote | 3000000061 | LV BUSHING WITH ROD FOR 40MVA AREVA Tfr | BUSH.33ARVA.BC01 | ZSPR_ACT | ZSPR | NOS | 3 | 35000 | INR
5000 | Western Zone, Burla | 5200 | EHT (O&M) Circle, Burla | 5206 | EHT (O&M) Division, Rourkela | W267 | 220/33 kV S/S S/D Barkote | 3000000063 | N BUSHING W/O ROD FOR 40MVA AREVA Tfr | BUSH.33ARVA.BD06 | ZSPR_ACT | ZSPR | NOS | 3 | 4500 | INR
5000 | Western Zone, Burla | 5200 | EHT (O&M) Circle, Burla | 5206 | EHT (O&M) Division, Rourkela | W264 | 132/33 kV T/L S/S S/D Chhend | 3000000069 | BUSHING W/O ROD BHEL 40MVA Tfr | BUSH.33BHEL.BB06 | ZSPR_ACT | ZSPR | NOS | 1 | 6834 | INR
5000 | Western Zone, Burla | 5200 | EHT (O&M) Circle, Burla | 5206 | EHT (O&M) Division, Rourkela | W267 | 220/33 kV S/S S/D Barkote | 3000000088 | LV BUSHING w/o ROD-250KVA KTPL Tfr | BUSH.440KTPL.BB11 | ZSPR_ACT | ZSPR | NOS | 3 | 2400 | INR
5000 | Western Zone, Burla | 5200 | EHT (O&M) Circle, Burla | 5206 | EHT (O&M) Division, Rourkela | W264 | 132/33 kV T/L S/S S/D Chhend | 3000000109 | 2.5SQMM 7C CONTROL CABLE | CBLE.CTRL.AR.C007 | ZSPR_ACT | ZSPR | KM | 0.65 | 69531.56 | INR
5000 | Western Zone, Burla | 5200 | EHT (O&M) Circle, Burla | 5206 | EHT (O&M) Division, Rourkela | W262 | 220/132 kV S/S S/D Tarkera | 3000000111 | 2.5SQMM 12C CONTROL CABLE | CBLE.CTRL.AR.C012 | ZSPR_ACT | ZSPR | KM | 0.4 | 123664 | INR
5000 | Western Zone, Burla | 5200 | EHT (O&M) Circle, Burla | 5206 | EHT (O&M) Division, Rourkela | W262 | 220/132 kV S/S S/D Tarkera | 3000000113 | 2.5SQMM 19C CONTROL CABLE | CBLE.CTRL.AR.C019 | ZSPR_ACT | ZSPR | KM | 0.63 | 294386.4 | INR
5000 | Western Zone, Burla | 5200 | EHT (O&M) Circle, Burla | 5206 | EHT (O&M) Division, Rourkela | W268 | 220/33 kV S/S S/D Bonei | 3000000114 | 2.5 SQMM MSTRAND 2C AR CCABLE | CBLE.CTRL.AR.D002 | ZSPR_ACT | ZSPR | KM | 1.24 | 75436.82 | INR
5000 | Western Zone, Burla | 5200 | EHT (O&M) Circle, Burla | 5206 | EHT (O&M) Division, Rourkela | W268 | 220/33 kV S/S S/D Bonei | 3000000116 | 4C X 2.5SQMM CONTROL ARMOURED CABLE | CBLE.CTRL.AR.D004 | ZSPR_ACT | ZSPR | KM | 1.295 | 134669.03 | INR
5000 | Western Zone, Burla | 5200 | EHT (O&M) Circle, Burla | 5206 | EHT (O&M) Division, Rourkela | W262 | 220/132 kV S/S S/D Tarkera | 3000000116 | 4C X 2.5SQMM CONTROL ARMOURED CABLE | CBLE.CTRL.AR.D004 | ZSPR_ACT | ZSPR | KM | 0.389 | 40452.7 | INR
5000 | Western Zone, Burla | 5200 | EHT (O&M) Circle, Burla | 5206 | EHT (O&M) Division, Rourkela | W268 | 220/33 kV S/S S/D Bonei | 3000000117 | 2.5 SQMM MSTRAND 5C AR CCABLE | CBLE.CTRL.AR.D005 | ZSPR_ACT | ZSPR | KM | 0.048 | 5158.56 | INR
5000 | Western Zone, Burla | 5200 | EHT (O&M) Circle, Burla | 5206 | EHT (O&M) Division, Rourkela | W264 | 132/33 kV T/L S/S S/D Chhend | 3000000123 | 2.5 SQMM 12C CONTROL CABLE CU | CBLE.CTRL.AR.D012 | ZSPR_ACT | ZSPR | KM | 0.029 | 8263.4 | INR
5000 | Western Zone, Burla | 5200 | EHT (O&M) Circle, Burla | 5206 | EHT (O&M) Division, Rourkela | W264 | 132/33 kV T/L S/S S/D Chhend | 3000000125 | 2.5 SQMM 16C CONTROL CABLE CU | CBLE.CTRL.AR.D016 | ZSPR_ACT | ZSPR | KM | 0.021 | 7924.2 | INR
5000 | Western Zone, Burla | 5200 | EHT (O&M) Circle, Burla | 5206 | EHT (O&M) Division, Rourkela | W268 | 220/33 kV S/S S/D Bonei | 3000000127 | 2.5 SQMM 19C CONTROL CABLE AR | CBLE.CTRL.AR.D019 | ZSPR_ACT | ZSPR | KM | 0.242 | 82706.74 | INR
5000 | Western Zone, Burla | 5200 | EHT (O&M) Circle, Burla | 5206 | EHT (O&M) Division, Rourkela | W263 | 132/33/25 kV S/S S/D Rourkela | 3000000136 | 2.5 SQMM 5C CONTROL CABLE | CBLE.CTRL.UAR.C005 | ZSPR_THEFT | ZSPR | KM | 0.03 | 3224.1 | INR
5000 | Western Zone, Burla | 5200 | EHT (O&M) Circle, Burla | 5206 | EHT (O&M) Division, Rourkela | W263 | 132/33/25 kV S/S S/D Rourkela | 3000000137 | 2.5 SQMM 7C UR CONTROL CABLE | CBLE.CTRL.UAR.C007 | ZSPR_THEFT | ZSPR | KM | 0.34 | 31055.6 | INR
5000 | Western Zone, Burla | 5200 | EHT (O&M) Circle, Burla | 5206 | EHT (O&M) Division, Rourkela | W263 | 132/33/25 kV S/S S/D Rourkela | 3000000138 | 2.5 SQMM 9C CONTROL CABLE | CBLE.CTRL.UAR.C009 | ZSPR_THEFT | ZSPR | KM | 0.35 | 41079.5 | INR
5000 | Western Zone, Burla | 5200 | EHT (O&M) Circle, Burla | 5206 | EHT (O&M) Division, Rourkela | W263 | 132/33/25 kV S/S S/D Rourkela | 3000000139 | 2.5 SQMM 10C CONTROL CABLE | CBLE.CTRL.UAR.C010 | ZSPR_THEFT | ZSPR | KM | 0.066 | 9165.42 | INR
5000 | Western Zone, Burla | 5200 | EHT (O&M) Circle, Burla | 5206 | EHT (O&M) Division, Rourkela | W263 | 132/33/25 kV S/S S/D Rourkela | 3000000139 | 2.5 SQMM 10C CONTROL CABLE | CBLE.CTRL.UAR.C010 | ZSPR_ACT | ZSPR | KM | 0.069 | 9582.03 | INR
5000 | Western Zone, Burla | 5200 | EHT (O&M) Circle, Burla | 5206 | EHT (O&M) Division, Rourkela | W262 | 220/132 kV S/S S/D Tarkera | 3000000140 | 2.5 SQMM 12C CONTROL CABLE | CBLE.CTRL.UAR.C012 | ZSPR_ACT | ZSPR | KM | 0.283 | 73985.69 | INR
5000 | Western Zone, Burla | 5200 | EHT (O&M) Circle, Burla | 5206 | EHT (O&M) Division, Rourkela | W263 | 132/33/25 kV S/S S/D Rourkela | 3000000140 | 2.5 SQMM 12C CONTROL CABLE | CBLE.CTRL.UAR.C012 | ZSPR_THEFT | ZSPR | KM | 0.5 | 121475.38 | INR
5000 | Western Zone, Burla | 5200 | EHT (O&M) Circle, Burla | 5206 | EHT (O&M) Division, Rourkela | W263 | 132/33/25 kV S/S S/D Rourkela | 3000000140 | 2.5 SQMM 12C CONTROL CABLE | CBLE.CTRL.UAR.C012 | ZSPR_THEFT | ZSPR | KM | 0.02 | 4859.02 | INR
5000 | Western Zone, Burla | 5200 | EHT (O&M) Circle, Burla | 5206 | EHT (O&M) Division, Rourkela | W263 | 132/33/25 kV S/S S/D Rourkela | 3000000141 | 2.5 SQMM 16C CONTROL CABLE | CBLE.CTRL.UAR.C016 | ZSPR_THEFT | ZSPR | KM | 0.163 | 0 | INR
5000 | Western Zone, Burla | 5200 | EHT (O&M) Circle, Burla | 5206 | EHT (O&M) Division, Rourkela | W268 | 220/33 kV S/S S/D Bonei | 3000000144 | 12C X 2.5SQMM CONTROL UNARMOURED CABLE | CBLE.CTRL.UAR.D0012 | ZSPR_ACT | ZSPR | KM | 0.256 | 51909.12 | INR
5000 | Western Zone, Burla | 5200 | EHT (O&M) Circle, Burla | 5206 | EHT (O&M) Division, Rourkela | W263 | 132/33/25 kV S/S S/D Rourkela | 3000000145 | 2C X 2.5SQMM CONTROL UNARMOURED CABLE | CBLE.CTRL.UAR.D002 | ZSPR_ACT | ZSPR | KM | 0.14 | 7338.92 | INR
5000 | Western Zone, Burla | 5200 | EHT (O&M) Circle, Burla | 5206 | EHT (O&M) Division, Rourkela | W264 | 132/33 kV T/L S/S S/D Chhend | 3000000145 | 2C X 2.5SQMM CONTROL UNARMOURED CABLE | CBLE.CTRL.UAR.D002 | ZSPR_ACT | ZSPR | KM | 0.2 | 10484.16 | INR
5000 | Western Zone, Burla | 5200 | EHT (O&M) Circle, Burla | 5206 | EHT (O&M) Division, Rourkela | W264 | 132/33 kV T/L S/S S/D Chhend | 3000000147 | 2.5sq.mm Control cable 4 Core | CBLE.CTRL.UAR.D004 | ZSPR_ACT | ZSPR | KM | 0.1 | 8230.68 | INR
5000 | Western Zone, Burla | 5200 | EHT (O&M) Circle, Burla | 5206 | EHT (O&M) Division, Rourkela | W269 | 220/33 kV S/S S/D Deogarh | 3000000149 | 7C X 2.5SQMM CONTROL UNARMOURED CABLE | CBLE.CTRL.UAR.D007 | ZSPR_ACT | ZSPR | KM | 0.019 | 3600.1 | INR
5000 | Western Zone, Burla | 5200 | EHT (O&M) Circle, Burla | 5206 | EHT (O&M) Division, Rourkela | W262 | 220/132 kV S/S S/D Tarkera | 3000000149 | 7C X 2.5SQMM CONTROL UNARMOURED CABLE | CBLE.CTRL.UAR.D007 | ZSPR_ACT | ZSPR | KM | 0.167 | 31642.99 | INR
5000 | Western Zone, Burla | 5200 | EHT (O&M) Circle, Burla | 5206 | EHT (O&M) Division, Rourkela | W268 | 220/33 kV S/S S/D Bonei | 3000000153 | 19CX2.5SQMM CONTROL UR CABLE | CBLE.CTRL.UAR.D019 | ZSPR_ACT | ZSPR | KM | 0.995 | 360525.82 | INR
5000 | Western Zone, Burla | 5200 | EHT (O&M) Circle, Burla | 5206 | EHT (O&M) Division, Rourkela | W269 | 220/33 kV S/S S/D Deogarh | 3000000153 | 19CX2.5SQMM CONTROL UR CABLE | CBLE.CTRL.UAR.D019 | ZSPR_ACT | ZSPR | KM | 0.399 | 144572.66 | INR
5000 | Western Zone, Burla | 5200 | EHT (O&M) Circle, Burla | 5206 | EHT (O&M) Division, Rourkela | W268 | 220/33 kV S/S S/D Bonei | 3000000153 | 19CX2.5SQMM CONTROL UR CABLE | CBLE.CTRL.UAR.D019 | ZSPR_ACT | ZSPR | KM | 0.114 | 41306.48 | INR
5000 | Western Zone, Burla | 5200 | EHT (O&M) Circle, Burla | 5206 | EHT (O&M) Division, Rourkela | W264 | 132/33 kV T/L S/S S/D Chhend | 3000000153 | 19CX2.5SQMM CONTROL UR CABLE | CBLE.CTRL.UAR.D019 | ZSPR_ACT | ZSPR | KM | 0.66 | 239142.75 | INR
5000 | Western Zone, Burla | 5200 | EHT (O&M) Circle, Burla | 5206 | EHT (O&M) Division, Rourkela | W262 | 220/132 kV S/S S/D Tarkera | 3000000193 | 3.5Cx35 Sqmm AL PWR cable | CBLE.PWR.AL.AR.D004 | ZSPR_ACT | ZSPR | KM | 1.975 | 326162.92 | INR
5000 | Western Zone, Burla | 5200 | EHT (O&M) Circle, Burla | 5206 | EHT (O&M) Division, Rourkela | W269 | 220/33 kV S/S S/D Deogarh | 3000000193 | 3.5Cx35 Sqmm AL PWR cable | CBLE.PWR.AL.AR.D004 | ZSPR_ACT | ZSPR | KM | 1.628 | 268857.34 | INR
5000 | Western Zone, Burla | 5200 | EHT (O&M) Circle, Burla | 5206 | EHT (O&M) Division, Rourkela | W264 | 132/33 kV T/L S/S S/D Chhend | 3000000196 | 3.5Cx95 Sqmm AL PWR cable | CBLE.PWR.AL.AR.D007 | ZSPR_ACT | ZSPR | KM | 0.36 | 98856.58 | INR
5000 | Western Zone, Burla | 5200 | EHT (O&M) Circle, Burla | 5206 | EHT (O&M) Division, Rourkela | W267 | 220/33 kV S/S S/D Barkote | 3000000196 | 3.5Cx95 Sqmm AL PWR cable | CBLE.PWR.AL.AR.D007 | ZSPR_ACT | ZSPR | KM | 0.25 | 68650.41 | INR
5000 | Western Zone, Burla | 5200 | EHT (O&M) Circle, Burla | 5206 | EHT (O&M) Division, Rourkela | W264 | 132/33 kV T/L S/S S/D Chhend | 3000000197 | 3.5Cx120 Sqmm AL PWR cable | CBLE.PWR.AL.AR.D008 | ZSPR_ACT | ZSPR | KM | 0.2 | 102129.97 | INR
5000 | Western Zone, Burla | 5200 | EHT (O&M) Circle, Burla | 5206 | EHT (O&M) Division, Rourkela | W269 | 220/33 kV S/S S/D Deogarh | 3000000198 | 3.5Cx185 Sqmm AL PWR cable | CBLE.PWR.AL.AR.D010 | ZSPR_ACT | ZSPR | KM | 0.411 | 308941.96 | INR
5000 | Western Zone, Burla | 5200 | EHT (O&M) Circle, Burla | 5206 | EHT (O&M) Division, Rourkela | W269 | 220/33 kV S/S S/D Deogarh | 3000000199 | 3.5Cx300 Sqmm AL PWR cable | CBLE.PWR.AL.AR.D011 | ZSPR_ACT | ZSPR | KM | 0.139 | 211353.46 | INR
5000 | Western Zone, Burla | 5200 | EHT (O&M) Circle, Burla | 5206 | EHT (O&M) Division, Rourkela | W268 | 220/33 kV S/S S/D Bonei | 3000000199 | 3.5Cx300 Sqmm AL PWR cable | CBLE.PWR.AL.AR.D011 | ZSPR_ACT | ZSPR | KM | 0.25 | 380132.13 | INR
5000 | Western Zone, Burla | 5200 | EHT (O&M) Circle, Burla | 5206 | EHT (O&M) Division, Rourkela | W268 | 220/33 kV S/S S/D Bonei | 3000000200 | 4Cx16 Sqmm AL PWR cable | CBLE.PWR.AL.AR.E002 | ZSPR_ACT | ZSPR | KM | 0.5 | 301275.29 | INR
5000 | Western Zone, Burla | 5200 | EHT (O&M) Circle, Burla | 5206 | EHT (O&M) Division, Rourkela | W269 | 220/33 kV S/S S/D Deogarh | 3000000208 | 4Cx6 Sqmm AL POWER CABLE | CBLE.PWR.AL.AR.E018 | ZSPR_ACT | ZSPR | KM | 2.435 | 236300.19 | INR
5000 | Western Zone, Burla | 5200 | EHT (O&M) Circle, Burla | 5206 | EHT (O&M) Division, Rourkela | W269 | 220/33 kV S/S S/D Deogarh | 3000000209 | 2Cx6 Sqmm AL POWER CABLE | CBLE.PWR.AL.UAR.A005 | ZSPR_ACT | ZSPR | KM | 0.6 | 47331.27 | INR
5000 | Western Zone, Burla | 5200 | EHT (O&M) Circle, Burla | 5206 | EHT (O&M) Division, Rourkela | W268 | 220/33 kV S/S S/D Bonei | 3000000209 | 2Cx6 Sqmm AL POWER CABLE | CBLE.PWR.AL.UAR.A005 | ZSPR_ACT | ZSPR | KM | 0.07 | 5521.98 | INR
5000 | Western Zone, Burla | 5200 | EHT (O&M) Circle, Burla | 5206 | EHT (O&M) Division, Rourkela | W269 | 220/33 kV S/S S/D Deogarh | 3000000253 | G.I Cable Trays(size: 450x75x2500mm) | CBLE.TRAY.A008 | ZSPR_ACT | ZSPR | M | 85 | 85830.72 | INR
5000 | Western Zone, Burla | 5200 | EHT (O&M) Circle, Burla | 5206 | EHT (O&M) Division, Rourkela | W269 | 220/33 kV S/S S/D Deogarh | 3000000254 | 300x75x2500 cable tray in mtr | CBLE.TRAY.A015 | ZSPR_ACT | ZSPR | M | 127 | 96724.14 | INR
5000 | Western Zone, Burla | 5200 | EHT (O&M) Circle, Burla | 5206 | EHT (O&M) Division, Rourkela | W269 | 220/33 kV S/S S/D Deogarh | 3000000255 | 150x75x2500 cable tray in mtr | CBLE.TRAY.A016 | ZSPR_ACT | ZSPR | M | 382.5 | 204601.81 | INR
5000 | Western Zone, Burla | 5200 | EHT (O&M) Circle, Burla | 5206 | EHT (O&M) Division, Rourkela | W268 | 220/33 kV S/S S/D Bonei | 3000000255 | 150x75x2500 cable tray in mtr | CBLE.TRAY.A016 | ZSPR_ACT | ZSPR | M | 19 | 10163.23 | INR
5000 | Western Zone, Burla | 5200 | EHT (O&M) Circle, Burla | 5206 | EHT (O&M) Division, Rourkela | W262 | 220/132 kV S/S S/D Tarkera | 3000000261 | DIFFERENT TYPES OF ASSORTED CLAMPS | CLMP.ASRT.A001 | ZSPR_SUP | ZSPR | NOS | 50 | 50 | INR
5000 | Western Zone, Burla | 5200 | EHT (O&M) Circle, Burla | 5206 | EHT (O&M) Division, Rourkela | W262 | 220/132 kV S/S S/D Tarkera | 3000000261 | DIFFERENT TYPES OF ASSORTED CLAMPS | CLMP.ASRT.A001 | ZSPR_ACT | ZSPR | NOS | 5 | 2385 | INR
5000 | Western Zone, Burla | 5200 | EHT (O&M) Circle, Burla | 5206 | EHT (O&M) Division, Rourkela | W262 | 220/132 kV S/S S/D Tarkera | 3000000267 | BIMETALLIC CTSTUD CLAMP 40MM | CLMP.ASRT.A005 | ZSPR_ACT | ZSPR | NOS | 2 | 2501.6 | INR
5000 | Western Zone, Burla | 5200 | EHT (O&M) Circle, Burla | 5206 | EHT (O&M) Division, Rourkela | W269 | 220/33 kV S/S S/D Deogarh | 3000000282 | 220KV-CT Clamp Bimetallic S. Moose | CLMP.CT.AL.A010 | ZSPR_ACT | ZSPR | NOS | 9 | 12476.8 | INR
5000 | Western Zone, Burla | 5200 | EHT (O&M) Circle, Burla | 5206 | EHT (O&M) Division, Rourkela | W269 | 220/33 kV S/S S/D Deogarh | 3000000295 | Isolator Pad Clamp for Moose | CLMP.ISO.AL.A006 | ZSPR_ACT | ZSPR | NOS | 40 | 53398.3 | INR
5000 | Western Zone, Burla | 5200 | EHT (O&M) Circle, Burla | 5206 | EHT (O&M) Division, Rourkela | W263 | 132/33/25 kV S/S S/D Rourkela | 3000000313 | 132KV LA calmp for Moose | CLMP.LPAD.AL.A005 | ZSPR_ACT | ZSPR | NOS | 30 | 0.03 | INR
5000 | Western Zone, Burla | 5200 | EHT (O&M) Circle, Burla | 5206 | EHT (O&M) Division, Rourkela | W269 | 220/33 kV S/S S/D Deogarh | 3000000317 | 220kV CB PAD CLAMP AL FOR MOOSE | CLMP.LPAD.AL.B001 | ZSPR_ACT | ZSPR | NOS | 9 | 13863.03 | INR
5000 | Western Zone, Burla | 5200 | EHT (O&M) Circle, Burla | 5206 | EHT (O&M) Division, Rourkela | W263 | 132/33/25 kV S/S S/D Rourkela | 3000000318 | 220kV CB PAD CLAMP FOR TWIN ACSR MOOSE | CLMP.PAD.AL.A001 | ZSPR_ACT | ZSPR | NOS | 1 | 249.62 | INR
5000 | Western Zone, Burla | 5200 | EHT (O&M) Circle, Burla | 5206 | EHT (O&M) Division, Rourkela | W263 | 132/33/25 kV S/S S/D Rourkela | 3000000319 | 33kV CB PAD CLAMP AL FOR ZEBRA | CLMP.PAD.AL.A002 | ZSPR_ACT | ZSPR | NOS | 6 | 0.06 | INR
5000 | Western Zone, Burla | 5200 | EHT (O&M) Circle, Burla | 5206 | EHT (O&M) Division, Rourkela | W264 | 132/33 kV T/L S/S S/D Chhend | 3000000321 | 33kV CB PAD CLAMP AL FOR TWIN ZEBRA | CLMP.PAD.AL.A004 | ZSPR_ACT | ZSPR | NOS | 50 | 22005.89 | INR
5000 | Western Zone, Burla | 5200 | EHT (O&M) Circle, Burla | 5206 | EHT (O&M) Division, Rourkela | W262 | 220/132 kV S/S S/D Tarkera | 3000000326 | PAD CLAMP ALLUMINIUM FOR PANTHER | CLMP.PAD.AL.B001 | ZSPR_ACT | ZSPR | NOS | 5 | 673.1 | INR
5000 | Western Zone, Burla | 5200 | EHT (O&M) Circle, Burla | 5206 | EHT (O&M) Division, Rourkela | W264 | 132/33 kV T/L S/S S/D Chhend | 3000000328 | 6 BOLTED PAD CLAMP ALLUMINIUM FOR ZEBRA | CLMP.PAD.AL.B004 | ZSPR_ACT | ZSPR | NOS | 46 | 18335.6 | INR
5000 | Western Zone, Burla | 5200 | EHT (O&M) Circle, Burla | 5206 | EHT (O&M) Division, Rourkela | W264 | 132/33 kV T/L S/S S/D Chhend | 3000000332 | BIMETALIC PAD CLAMP FOR MOOSE | CLMP.PAD.BI.A003 | ZSPR_ACT | ZSPR | NOS | 5 | 2400 | INR
5000 | Western Zone, Burla | 5200 | EHT (O&M) Circle, Burla | 5206 | EHT (O&M) Division, Rourkela | W264 | 132/33 kV T/L S/S S/D Chhend | 3000000333 | BIMETALIC PAD CLAMP FOR TWIN ZEBRA | CLMP.PAD.BI.A004 | ZSPR_ACT | ZSPR | NOS | 9 | 3722.76 | INR
5000 | Western Zone, Burla | 5200 | EHT (O&M) Circle, Burla | 5206 | EHT (O&M) Division, Rourkela | W264 | 132/33 kV T/L S/S S/D Chhend | 3000000337 | PAD CLAMP BREAKER PAD -TWIN ACSR ZEBRA | CLMP.PAD.BI.A011 | ZSPR_ACT | ZSPR | NOS | 3 | 1304.22 | INR
5000 | Western Zone, Burla | 5200 | EHT (O&M) Circle, Burla | 5206 | EHT (O&M) Division, Rourkela | W264 | 132/33 kV T/L S/S S/D Chhend | 3000000342 | 1 BOLTED PG CLAMP FOR PANTHER - PANTHER | CLMP.PG.A001 | ZSPR_ACT | ZSPR | NOS | 20 | 1987.2 | INR
5000 | Western Zone, Burla | 5200 | EHT (O&M) Circle, Burla | 5206 | EHT (O&M) Division, Rourkela | W264 | 132/33 kV T/L S/S S/D Chhend | 3000000347 | 2 BOLTED PG CLAMP FOR PANTHER -PANTHER | CLMP.PG.B001 | ZSPR_ACT | ZSPR | NOS | 4 | 12.47 | INR
5000 | Western Zone, Burla | 5200 | EHT (O&M) Circle, Burla | 5206 | EHT (O&M) Division, Rourkela | W26A | 220 kV Line S/D Rourkela | 3000000347 | 2 BOLTED PG CLAMP FOR PANTHER -PANTHER | CLMP.PG.B001 | ZSPR_ACT | ZSPR | NOS | 135 | 421 | INR
5000 | Western Zone, Burla | 5200 | EHT (O&M) Circle, Burla | 5206 | EHT (O&M) Division, Rourkela | W264 | 132/33 kV T/L S/S S/D Chhend | 3000000355 | 3 BOLTED PG CLAMP FOR PANTHER -PANTHER | CLMP.PG.C001 | ZSPR_ACT | ZSPR | NOS | 41 | 1396.99 | INR
5000 | Western Zone, Burla | 5200 | EHT (O&M) Circle, Burla | 5206 | EHT (O&M) Division, Rourkela | W263 | 132/33/25 kV S/S S/D Rourkela | 3000000355 | 3 BOLTED PG CLAMP FOR PANTHER -PANTHER | CLMP.PG.C001 | ZSPR_ACT | ZSPR | NOS | 1 | 34.07 | INR
5000 | Western Zone, Burla | 5200 | EHT (O&M) Circle, Burla | 5206 | EHT (O&M) Division, Rourkela | W26A | 220 kV Line S/D Rourkela | 3000000355 | 3 BOLTED PG CLAMP FOR PANTHER -PANTHER | CLMP.PG.C001 | ZSPR_ACT | ZSPR | NOS | 260 | 8858.96 | INR
5000 | Western Zone, Burla | 5200 | EHT (O&M) Circle, Burla | 5206 | EHT (O&M) Division, Rourkela | W26A | 220 kV Line S/D Rourkela | 3000000356 | 3 BOLTED PG CLAMP FOR ZEBRA - ZEBRA | CLMP.PG.C002 | ZSPR_THEFT | ZSPR | NOS | 20 | 9640.59 | INR
5000 | Western Zone, Burla | 5200 | EHT (O&M) Circle, Burla | 5206 | EHT (O&M) Division, Rourkela | W263 | 132/33/25 kV S/S S/D Rourkela | 3000000356 | 3 BOLTED PG CLAMP FOR ZEBRA - ZEBRA | CLMP.PG.C002 | ZSPR_ACT | ZSPR | NOS | 1 | 1563.62 | INR
5000 | Western Zone, Burla | 5200 | EHT (O&M) Circle, Burla | 5206 | EHT (O&M) Division, Rourkela | W26A | 220 kV Line S/D Rourkela | 3000000356 | 3 BOLTED PG CLAMP FOR ZEBRA - ZEBRA | CLMP.PG.C002 | ZSPR_ACT | ZSPR | NOS | 15 | 23454.24 | INR
5000 | Western Zone, Burla | 5200 | EHT (O&M) Circle, Burla | 5206 | EHT (O&M) Division, Rourkela | W264 | 132/33 kV T/L S/S S/D Chhend | 3000000363 | 4 BOLTED PG CLAMP FOR PANTHER -PANTHER | CLMP.PG.D001 | ZSPR_ACT | ZSPR | NOS | 33 | 6971.11 | INR
5000 | Western Zone, Burla | 5200 | EHT (O&M) Circle, Burla | 5206 | EHT (O&M) Division, Rourkela | W26A | 220 kV Line S/D Rourkela | 3000000364 | 4 BOLTED PG CLAMP FOR ZEBRA - ZEBRA | CLMP.PG.D002 | ZSPR_ACT | ZSPR | NOS | 4 | 2210.07 | INR
5000 | Western Zone, Burla | 5200 | EHT (O&M) Circle, Burla | 5206 | EHT (O&M) Division, Rourkela | W269 | 220/33 kV S/S S/D Deogarh | 3000000364 | 4 BOLTED PG CLAMP FOR ZEBRA - ZEBRA | CLMP.PG.D002 | ZSPR_ACT | ZSPR | NOS | 1 | 552.52 | INR
5000 | Western Zone, Burla | 5200 | EHT (O&M) Circle, Burla | 5206 | EHT (O&M) Division, Rourkela | W267 | 220/33 kV S/S S/D Barkote | 3000000364 | 4 BOLTED PG CLAMP FOR ZEBRA - ZEBRA | CLMP.PG.D002 | ZSPR_ACT | ZSPR | NOS | 13 | 7182.7 | INR
5000 | Western Zone, Burla | 5200 | EHT (O&M) Circle, Burla | 5206 | EHT (O&M) Division, Rourkela | W263 | 132/33/25 kV S/S S/D Rourkela | 3000000364 | 4 BOLTED PG CLAMP FOR ZEBRA - ZEBRA | CLMP.PG.D002 | ZSPR_ACT | ZSPR | NOS | 1 | 552.52 | INR
5000 | Western Zone, Burla | 5200 | EHT (O&M) Circle, Burla | 5206 | EHT (O&M) Division, Rourkela | W264 | 132/33 kV T/L S/S S/D Chhend | 3000000365 | 4 BOLTED PG CLAMP FOR ZEBRA - PANTHER | CLMP.PG.D003 | ZSPR_ACT | ZSPR | NOS | 2 | 1431.38 | INR
5000 | Western Zone, Burla | 5200 | EHT (O&M) Circle, Burla | 5206 | EHT (O&M) Division, Rourkela | W262 | 220/132 kV S/S S/D Tarkera | 3000000366 | 4 BOLTED PG CLAMP FOR MOOSE - MOOSE | CLMP.PG.D004 | ZSPR_ACT | ZSPR | NOS | 6 | 4279.81 | INR
5000 | Western Zone, Burla | 5200 | EHT (O&M) Circle, Burla | 5206 | EHT (O&M) Division, Rourkela | W264 | 132/33 kV T/L S/S S/D Chhend | 3000000366 | 4 BOLTED PG CLAMP FOR MOOSE - MOOSE | CLMP.PG.D004 | ZSPR_ACT | ZSPR | NOS | 3 | 2139.91 | INR
5000 | Western Zone, Burla | 5200 | EHT (O&M) Circle, Burla | 5206 | EHT (O&M) Division, Rourkela | W262 | 220/132 kV S/S S/D Tarkera | 3000000371 | 1BOLTED POST INSULATOR CLAMP ALFOR ZEBRA | CLMP.PI.AL.A001 | ZSPR_ACT | ZSPR | NOS | 5 | 2500 | INR
5000 | Western Zone, Burla | 5200 | EHT (O&M) Circle, Burla | 5206 | EHT (O&M) Division, Rourkela | W264 | 132/33 kV T/L S/S S/D Chhend | 3000000376 | 4BOLTED POST INSULATOR CLAMP ALFOR ZEBRA | CLMP.PI.AL.D001 | ZSPR_ACT | ZSPR | NOS | 13 | 5132 | INR
5000 | Western Zone, Burla | 5200 | EHT (O&M) Circle, Burla | 5206 | EHT (O&M) Division, Rourkela | W264 | 132/33 kV T/L S/S S/D Chhend | 3000000377 | P.I Clamp for single ACSR Moose | CLMP.PI.AL.D002 | ZSPR_ACT | ZSPR | NOS | 7 | 3570 | INR
5000 | Western Zone, Burla | 5200 | EHT (O&M) Circle, Burla | 5206 | EHT (O&M) Division, Rourkela | W264 | 132/33 kV T/L S/S S/D Chhend | 3000000378 | 4 BOLTED PI CLAMP AL FOR TWIN ZEBRA | CLMP.PI.AL.D003 | ZSPR_ACT | ZSPR | NOS | 4 | 1800 | INR
5000 | Western Zone, Burla | 5200 | EHT (O&M) Circle, Burla | 5206 | EHT (O&M) Division, Rourkela | W263 | 132/33/25 kV S/S S/D Rourkela | 3000000386 | STRAIGHT THROUGH CLAMP ZEBRA BIMETALLIC | CLMP.ST.THRU.AL.A001 | ZSPR_ACT | ZSPR | NOS | 1 | 262.5 | INR
5000 | Western Zone, Burla | 5200 | EHT (O&M) Circle, Burla | 5206 | EHT (O&M) Division, Rourkela | W262 | 220/132 kV S/S S/D Tarkera | 3000000387 | ST CLAMP AL FOR CT STUD-MOOSE | CLMP.ST.THRU.AL.A002 | ZSPR_ACT | ZSPR | NOS | 9 | 900 | INR
5000 | Western Zone, Burla | 5200 | EHT (O&M) Circle, Burla | 5206 | EHT (O&M) Division, Rourkela | W262 | 220/132 kV S/S S/D Tarkera | 3000000391 | T CLAMP ALFOR ZEBRA RUN - ZEBRA DROP | CLMP.T.AL.A004 | ZSPR_US | ZSPR | NOS | 1 | 720.17 | INR
5000 | Western Zone, Burla | 5200 | EHT (O&M) Circle, Burla | 5206 | EHT (O&M) Division, Rourkela | W263 | 132/33/25 kV S/S S/D Rourkela | 3000000391 | T CLAMP ALFOR ZEBRA RUN - ZEBRA DROP | CLMP.T.AL.A004 | ZSPR_ACT | ZSPR | NOS | 21 | 799.35 | INR
5000 | Western Zone, Burla | 5200 | EHT (O&M) Circle, Burla | 5206 | EHT (O&M) Division, Rourkela | W263 | 132/33/25 kV S/S S/D Rourkela | 3000000393 | T CLAMP ALFOR ZEBRA RUN - MOOSE DROP | CLMP.T.AL.A006 | ZSPR_FREE | ZSPR | NOS | 1 | 0 | INR
5000 | Western Zone, Burla | 5200 | EHT (O&M) Circle, Burla | 5206 | EHT (O&M) Division, Rourkela | W262 | 220/132 kV S/S S/D Tarkera | 3000000394 | T-CLAMP ACSR MOOSE RUN AND MOOSE DROP | CLMP.T.AL.A007 | ZSPR_ACT | ZSPR | NOS | 14 | 21409.03 | INR
5000 | Western Zone, Burla | 5200 | EHT (O&M) Circle, Burla | 5206 | EHT (O&M) Division, Rourkela | W264 | 132/33 kV T/L S/S S/D Chhend | 3000000394 | T-CLAMP ACSR MOOSE RUN AND MOOSE DROP | CLMP.T.AL.A007 | ZSPR_ACT | ZSPR | NOS | 1 | 1529.22 | INR
5000 | Western Zone, Burla | 5200 | EHT (O&M) Circle, Burla | 5206 | EHT (O&M) Division, Rourkela | W267 | 220/33 kV S/S S/D Barkote | 3000000394 | T-CLAMP ACSR MOOSE RUN AND MOOSE DROP | CLMP.T.AL.A007 | ZSPR_ACT | ZSPR | NOS | 3 | 4587.65 | INR
5000 | Western Zone, Burla | 5200 | EHT (O&M) Circle, Burla | 5206 | EHT (O&M) Division, Rourkela | W269 | 220/33 kV S/S S/D Deogarh | 3000000394 | T-CLAMP ACSR MOOSE RUN AND MOOSE DROP | CLMP.T.AL.A007 | ZSPR_ACT | ZSPR | NOS | 148 | 226323.99 | INR
5000 | Western Zone, Burla | 5200 | EHT (O&M) Circle, Burla | 5206 | EHT (O&M) Division, Rourkela | W268 | 220/33 kV S/S S/D Bonei | 3000000394 | T-CLAMP ACSR MOOSE RUN AND MOOSE DROP | CLMP.T.AL.A007 | ZSPR_SH | ZSPR | NOS | 56 | 0.56 | INR
5000 | Western Zone, Burla | 5200 | EHT (O&M) Circle, Burla | 5206 | EHT (O&M) Division, Rourkela | W264 | 132/33 kV T/L S/S S/D Chhend | 3000000395 | T CLAMP ALFOR MOOSE RUN- ZEBRA DROP | CLMP.T.AL.A008 | ZSPR_ACT | ZSPR | NOS | 3 | 1047.01 | INR
5000 | Western Zone, Burla | 5200 | EHT (O&M) Circle, Burla | 5206 | EHT (O&M) Division, Rourkela | W263 | 132/33/25 kV S/S S/D Rourkela | 3000000399 | T-CLAMP AL Moose run-Rigid Buspipe drop | CLMP.T.AL.A017 | ZSPR_ACT | ZSPR | NOS | 2 | 0.02 | INR
5000 | Western Zone, Burla | 5200 | EHT (O&M) Circle, Burla | 5206 | EHT (O&M) Division, Rourkela | W26A | 220 kV Line S/D Rourkela | 3000000401 | T-clamp-HTLS run-moose drop | CLMP.T.AL.A025 | ZSPR_ACT | ZSPR | NOS | 6 | 92767.85 | INR
5000 | Western Zone, Burla | 5200 | EHT (O&M) Circle, Burla | 5206 | EHT (O&M) Division, Rourkela | W269 | 220/33 kV S/S S/D Deogarh | 3000000403 | T clamp twin Moose run to Moose drop | CLMP.T.AL.A027 | ZSPR_ACT | ZSPR | NOS | 48 | 138630.37 | INR
5000 | Western Zone, Burla | 5200 | EHT (O&M) Circle, Burla | 5206 | EHT (O&M) Division, Rourkela | W262 | 220/132 kV S/S S/D Tarkera | 3000000405 | SPR T CLAMP AL TWIN ZEBRA RUN-ZEBRA DROP | CLMP.T.AL.B001 | ZSPR_ACT | ZSPR | NOS | 2 | 1033.9 | INR
5000 | Western Zone, Burla | 5200 | EHT (O&M) Circle, Burla | 5206 | EHT (O&M) Division, Rourkela | W264 | 132/33 kV T/L S/S S/D Chhend | 3000000406 | SPR T CLAMP AL TWIN MOOSE RUN-ZEBRA DROP | CLMP.T.AL.B002 | ZSPR_ACT | ZSPR | NOS | 4 | 5291.47 | INR
5000 | Western Zone, Burla | 5200 | EHT (O&M) Circle, Burla | 5206 | EHT (O&M) Division, Rourkela | W262 | 220/132 kV S/S S/D Tarkera | 3000000407 | SPR T CLAMP AL TWIN MOOSE RUN-MOOSE DROP | CLMP.T.AL.B003 | ZSPR_ACT | ZSPR | NOS | 8 | 4492.96 | INR
5000 | Western Zone, Burla | 5200 | EHT (O&M) Circle, Burla | 5206 | EHT (O&M) Division, Rourkela | W264 | 132/33 kV T/L S/S S/D Chhend | 3000000413 | JUMPER CONE FOR ACSR PANTHER CONDUCTOR | COND.ACCES.A002 | ZSPR_SH | ZSPR | NOS | 4 | 0.04 | INR
5000 | Western Zone, Burla | 5200 | EHT (O&M) Circle, Burla | 5206 | EHT (O&M) Division, Rourkela | W262 | 220/132 kV S/S S/D Tarkera | 3000000414 | JUMPER CONE FOR ACSR ZEBRA CONDUCTOR | COND.ACCES.A003 | ZSPR_ACT | ZSPR | NOS | 2 | 157.78 | INR
5000 | Western Zone, Burla | 5200 | EHT (O&M) Circle, Burla | 5206 | EHT (O&M) Division, Rourkela | W264 | 132/33 kV T/L S/S S/D Chhend | 3000000420 | JUMPER CONE FOR AAAC MOOSE CONDUCTOR | COND.ACCES.A009 | ZSPR_ACT | ZSPR | NOS | 4 | 2000 | INR
5000 | Western Zone, Burla | 5200 | EHT (O&M) Circle, Burla | 5206 | EHT (O&M) Division, Rourkela | W26A | 220 kV Line S/D Rourkela | 3000000425 | Connector Bus Bar HTLS | COND.ACCES.A014 | ZSPR_ACT | ZSPR | NOS | 16 | 1134294.61 | INR
5000 | Western Zone, Burla | 5200 | EHT (O&M) Circle, Burla | 5206 | EHT (O&M) Division, Rourkela | W268 | 220/33 kV S/S S/D Bonei | 3000000428 | PA ROD ACSR ZEBRA IN SET | COND.ACCES.B003 | ZSPR_ACT | ZSPR | NOS | 40 | 85682.4 | INR
5000 | Western Zone, Burla | 5200 | EHT (O&M) Circle, Burla | 5206 | EHT (O&M) Division, Rourkela | W262 | 220/132 kV S/S S/D Tarkera | 3000000437 | MS JOINT FOR ACSR PANTHER CONDUCTOR | COND.ACCES.C002 | ZSPR_ACT | ZSPR | NOS | 62 | 10152.54 | INR
5000 | Western Zone, Burla | 5200 | EHT (O&M) Circle, Burla | 5206 | EHT (O&M) Division, Rourkela | W264 | 132/33 kV T/L S/S S/D Chhend | 3000000437 | MS JOINT FOR ACSR PANTHER CONDUCTOR | COND.ACCES.C002 | ZSPR_ACT | ZSPR | NOS | 2 | 327.5 | INR
5000 | Western Zone, Burla | 5200 | EHT (O&M) Circle, Burla | 5206 | EHT (O&M) Division, Rourkela | W26A | 220 kV Line S/D Rourkela | 3000000437 | MS JOINT FOR ACSR PANTHER CONDUCTOR | COND.ACCES.C002 | ZSPR_THEFT | ZSPR | NOS | 25 | 6457 | INR
5000 | Western Zone, Burla | 5200 | EHT (O&M) Circle, Burla | 5206 | EHT (O&M) Division, Rourkela | W262 | 220/132 kV S/S S/D Tarkera | 3000000438 | MS JOINT FOR ACSR ZEBRA CONDUCTOR | COND.ACCES.C003 | ZSPR_ACT | ZSPR | NOS | 43 | 49124.3 | INR
5000 | Western Zone, Burla | 5200 | EHT (O&M) Circle, Burla | 5206 | EHT (O&M) Division, Rourkela | W268 | 220/33 kV S/S S/D Bonei | 3000000438 | MS JOINT FOR ACSR ZEBRA CONDUCTOR | COND.ACCES.C003 | ZSPR_ACT | ZSPR | NOS | 1 | 1142.43 | INR
5000 | Western Zone, Burla | 5200 | EHT (O&M) Circle, Burla | 5206 | EHT (O&M) Division, Rourkela | W269 | 220/33 kV S/S S/D Deogarh | 3000000438 | MS JOINT FOR ACSR ZEBRA CONDUCTOR | COND.ACCES.C003 | ZSPR_ACT | ZSPR | NOS | 13 | 14851.53 | INR
5000 | Western Zone, Burla | 5200 | EHT (O&M) Circle, Burla | 5206 | EHT (O&M) Division, Rourkela | W26A | 220 kV Line S/D Rourkela | 3000000438 | MS JOINT FOR ACSR ZEBRA CONDUCTOR | COND.ACCES.C003 | ZSPR_ACT | ZSPR | NOS | 22 | 25133.37 | INR
5000 | Western Zone, Burla | 5200 | EHT (O&M) Circle, Burla | 5206 | EHT (O&M) Division, Rourkela | W26A | 220 kV Line S/D Rourkela | 3000000442 | MS JOINT AAAC PANTHER EQUIVALENT | COND.ACCES.C007 | ZSPR_ACT | ZSPR | NOS | 15 | 10666.4 | INR
5000 | Western Zone, Burla | 5200 | EHT (O&M) Circle, Burla | 5206 | EHT (O&M) Division, Rourkela | W26A | 220 kV Line S/D Rourkela | 3000000446 | Mid Span Joint for HTLS conductor | COND.ACCES.C012 | ZSPR_ACT | ZSPR | NOS | 16 | 1199244.32 | INR
5000 | Western Zone, Burla | 5200 | EHT (O&M) Circle, Burla | 5206 | EHT (O&M) Division, Rourkela | W269 | 220/33 kV S/S S/D Deogarh | 3000000448 | SPACER FOR ACSR TWIN MOOSE CONDUCTOR | COND.ACCES.D002 | ZSPR_ACT | ZSPR | NOS | 24 | 20794.53 | INR
5000 | Western Zone, Burla | 5200 | EHT (O&M) Circle, Burla | 5206 | EHT (O&M) Division, Rourkela | W262 | 220/132 kV S/S S/D Tarkera | 3000000453 | SPACER FOR SPECIAL CONDUCTOR | COND.ACCES.D007 | ZSPR_ACT | ZSPR | NOS | 17 | 1700 | INR
5000 | Western Zone, Burla | 5200 | EHT (O&M) Circle, Burla | 5206 | EHT (O&M) Division, Rourkela | W26A | 220 kV Line S/D Rourkela | 3000000455 | VD OFACSR PANTHER CONDUCTOR | COND.ACCES.E002 | ZSPR_ACT | ZSPR | NOS | 10 | 10917.9 | INR
5000 | Western Zone, Burla | 5200 | EHT (O&M) Circle, Burla | 5206 | EHT (O&M) Division, Rourkela | W268 | 220/33 kV S/S S/D Bonei | 3000000456 | VD OF ACSR ZEBRA CONDUCTOR | COND.ACCES.E003 | ZSPR_ACT | ZSPR | NOS | 8 | 10806.57 | INR
5000 | Western Zone, Burla | 5200 | EHT (O&M) Circle, Burla | 5206 | EHT (O&M) Division, Rourkela | W269 | 220/33 kV S/S S/D Deogarh | 3000000456 | VD OF ACSR ZEBRA CONDUCTOR | COND.ACCES.E003 | ZSPR_ACT | ZSPR | NOS | 18 | 24314.77 | INR
5000 | Western Zone, Burla | 5200 | EHT (O&M) Circle, Burla | 5206 | EHT (O&M) Division, Rourkela | W26A | 220 kV Line S/D Rourkela | 3000000463 | VD of HTLS Conductor | COND.ACCES.E012 | ZSPR_ACT | ZSPR | NOS | 123 | 449539.17 | INR
5000 | Western Zone, Burla | 5200 | EHT (O&M) Circle, Burla | 5206 | EHT (O&M) Division, Rourkela | W26A | 220 kV Line S/D Rourkela | 3000000465 | REPAIR SLEEVE FOR ACSR PANTHER CONDUCTOR | COND.ACCES.F002 | ZSPR_ACT | ZSPR | NOS | 10 | 1739.58 | INR
5000 | Western Zone, Burla | 5200 | EHT (O&M) Circle, Burla | 5206 | EHT (O&M) Division, Rourkela | W262 | 220/132 kV S/S S/D Tarkera | 3000000465 | REPAIR SLEEVE FOR ACSR PANTHER CONDUCTOR | COND.ACCES.F002 | ZSPR_ACT | ZSPR | NOS | 34 | 5914.56 | INR
5000 | Western Zone, Burla | 5200 | EHT (O&M) Circle, Burla | 5206 | EHT (O&M) Division, Rourkela | W264 | 132/33 kV T/L S/S S/D Chhend | 3000000465 | REPAIR SLEEVE FOR ACSR PANTHER CONDUCTOR | COND.ACCES.F002 | ZSPR_ACT | ZSPR | NOS | 6 | 1043.75 | INR
5000 | Western Zone, Burla | 5200 | EHT (O&M) Circle, Burla | 5206 | EHT (O&M) Division, Rourkela | W262 | 220/132 kV S/S S/D Tarkera | 3000000466 | REPAIR SLEEVE FOR ACSR ZEBRA CONDUCTOR | COND.ACCES.F003 | ZSPR_ACT | ZSPR | NOS | 18 | 15638.08 | INR
5000 | Western Zone, Burla | 5200 | EHT (O&M) Circle, Burla | 5206 | EHT (O&M) Division, Rourkela | W268 | 220/33 kV S/S S/D Bonei | 3000000466 | REPAIR SLEEVE FOR ACSR ZEBRA CONDUCTOR | COND.ACCES.F003 | ZSPR_ACT | ZSPR | NOS | 7 | 6081.48 | INR
5000 | Western Zone, Burla | 5200 | EHT (O&M) Circle, Burla | 5206 | EHT (O&M) Division, Rourkela | W269 | 220/33 kV S/S S/D Deogarh | 3000000466 | REPAIR SLEEVE FOR ACSR ZEBRA CONDUCTOR | COND.ACCES.F003 | ZSPR_ACT | ZSPR | NOS | 21 | 18244.43 | INR
5000 | Western Zone, Burla | 5200 | EHT (O&M) Circle, Burla | 5206 | EHT (O&M) Division, Rourkela | W267 | 220/33 kV S/S S/D Barkote | 3000000466 | REPAIR SLEEVE FOR ACSR ZEBRA CONDUCTOR | COND.ACCES.F003 | ZSPR_ACT | ZSPR | NOS | 6 | 5212.69 | INR
5000 | Western Zone, Burla | 5200 | EHT (O&M) Circle, Burla | 5206 | EHT (O&M) Division, Rourkela | W26A | 220 kV Line S/D Rourkela | 3000000466 | REPAIR SLEEVE FOR ACSR ZEBRA CONDUCTOR | COND.ACCES.F003 | ZSPR_ACT | ZSPR | NOS | 24 | 20850.78 | INR
5000 | Western Zone, Burla | 5200 | EHT (O&M) Circle, Burla | 5206 | EHT (O&M) Division, Rourkela | W26A | 220 kV Line S/D Rourkela | 3000000473 | Repair Sleeve of HTLS Conductor | COND.ACCES.F012 | ZSPR_ACT | ZSPR | NOS | 30 | 90889.2 | INR
5000 | Western Zone, Burla | 5200 | EHT (O&M) Circle, Burla | 5206 | EHT (O&M) Division, Rourkela | W264 | 132/33 kV T/L S/S S/D Chhend | 3000000476 | ACSR HORSE CONDUCTOR | COND.ACSR.A001 | ZSPR_THEFT | ZSPR | KM | 0.5 | 103130 | INR
5000 | Western Zone, Burla | 5200 | EHT (O&M) Circle, Burla | 5206 | EHT (O&M) Division, Rourkela | W264 | 132/33 kV T/L S/S S/D Chhend | 3000000480 | SMALL CUTPIECE CONDUCTOR | COND.CUTPIECE.A001 | ZSPR_SCRAP | ZSPR | MT | 2.09 | 626.82 | INR
5000 | Western Zone, Burla | 5200 | EHT (O&M) Circle, Burla | 5206 | EHT (O&M) Division, Rourkela | W26A | 220 kV Line S/D Rourkela | 3000000480 | SMALL CUTPIECE CONDUCTOR | COND.CUTPIECE.A001 | ZSPR_SH | ZSPR | MT | 45 | 13496.07 | INR
5000 | Western Zone, Burla | 5200 | EHT (O&M) Circle, Burla | 5206 | EHT (O&M) Division, Rourkela | W26A | 220 kV Line S/D Rourkela | 3000000480 | SMALL CUTPIECE CONDUCTOR | COND.CUTPIECE.A001 | ZSPR_THEFT | ZSPR | MT | 0.36 | 0.01 | INR
5000 | Western Zone, Burla | 5200 | EHT (O&M) Circle, Burla | 5206 | EHT (O&M) Division, Rourkela | W269 | 220/33 kV S/S S/D Deogarh | 3000000481 | IPS 4" Aluminium Tubes | COND.IPS.TUBE.A001 | ZSPR_ACT | ZSPR | M | 116.89 | 600166.02 | INR
5000 | Western Zone, Burla | 5200 | EHT (O&M) Circle, Burla | 5206 | EHT (O&M) Division, Rourkela | W264 | 132/33 kV T/L S/S S/D Chhend | 3000000485 | 36KV POLYCRETE CT400-200-100/1-1-1A | CT1.36POL400.C003 | ZSPR_SH | ZSPR | NOS | 1 | 1 | INR
5000 | Western Zone, Burla | 5200 | EHT (O&M) Circle, Burla | 5206 | EHT (O&M) Division, Rourkela | W267 | 220/33 kV S/S S/D Barkote | 3000000486 | 36KV POLYCRETE CT800-400-200/1-1-1A | CT1.36POL800.C003 | ZSPR_US | ZSPR | NOS | 1 | 1 | INR
5000 | Western Zone, Burla | 5200 | EHT (O&M) Circle, Burla | 5206 | EHT (O&M) Division, Rourkela | W269 | 220/33 kV S/S S/D Deogarh | 3000000582 | EARTHING:50X6mm GI Flat | ERTH.FLAT.GI.A005 | ZSPR_ACT | ZSPR | KG | 1669 | 128083.95 | INR
5000 | Western Zone, Burla | 5200 | EHT (O&M) Circle, Burla | 5206 | EHT (O&M) Division, Rourkela | W263 | 132/33/25 kV S/S S/D Rourkela | 3000000586 | 75 X 10mm GI Earth Flat in Mt | ERTH.FLAT.GI.A012 | ZSPR_THEFT | ZSPR | MT | 0.3 | 96000 | INR
5000 | Western Zone, Burla | 5200 | EHT (O&M) Circle, Burla | 5206 | EHT (O&M) Division, Rourkela | W264 | 132/33 kV T/L S/S S/D Chhend | 3000000597 | 40 MM GI SPIKE EARTHING PIPE | ERTH.PIPE.GI.C004 | ZSPR_ACT | ZSPR | NOS | 85 | 303732 | INR
5000 | Western Zone, Burla | 5200 | EHT (O&M) Circle, Burla | 5206 | EHT (O&M) Division, Rourkela | W263 | 132/33/25 kV S/S S/D Rourkela | 3000000598 | 50 MM GI SPIKE EARTHING PIPE | ERTH.PIPE.GI.C005 | ZSPR_ACT | ZSPR | NOS | 12 | 7200 | INR
5000 | Western Zone, Burla | 5200 | EHT (O&M) Circle, Burla | 5206 | EHT (O&M) Division, Rourkela | W269 | 220/33 kV S/S S/D Deogarh | 3000000610 | 50 mm Heavy Duty GI Perforated Pipes, 3 | ERTH.SPIKE.GI.A006 | ZSPR_ACT | ZSPR | NOS | 11 | 37737.4 | INR
5000 | Western Zone, Burla | 5200 | EHT (O&M) Circle, Burla | 5206 | EHT (O&M) Division, Rourkela | W269 | 220/33 kV S/S S/D Deogarh | 3000000611 | 40mm MS rod 3 mtrs non treat earth pit | ERTH.SPIKE.GI.A007 | ZSPR_ACT | ZSPR | NOS | 20 | 34631.82 | INR
5000 | Western Zone, Burla | 5200 | EHT (O&M) Circle, Burla | 5206 | EHT (O&M) Division, Rourkela | W267 | 220/33 kV S/S S/D Barkote | 3000000613 | MID SPAN JOINT FOR 7/3.15MM EARTH WIRE | EW.ACCES.A002 | ZSPR_ACT | ZSPR | NOS | 6 | 1583.04 | INR
5000 | Western Zone, Burla | 5200 | EHT (O&M) Circle, Burla | 5206 | EHT (O&M) Division, Rourkela | W26A | 220 kV Line S/D Rourkela | 3000000613 | MID SPAN JOINT FOR 7/3.15MM EARTH WIRE | EW.ACCES.A002 | ZSPR_ACT | ZSPR | NOS | 43 | 11345.11 | INR
5000 | Western Zone, Burla | 5200 | EHT (O&M) Circle, Burla | 5206 | EHT (O&M) Division, Rourkela | W268 | 220/33 kV S/S S/D Bonei | 3000000613 | MID SPAN JOINT FOR 7/3.15MM EARTH WIRE | EW.ACCES.A002 | ZSPR_SH | ZSPR | NOS | 1 | 155.69 | INR
5000 | Western Zone, Burla | 5200 | EHT (O&M) Circle, Burla | 5206 | EHT (O&M) Division, Rourkela | W268 | 220/33 kV S/S S/D Bonei | 3000000616 | VD FOR 7/3.15MM GI EARTHWIRE | EW.ACCES.B002 | ZSPR_ACT | ZSPR | NOS | 30 | 15570 | INR
5000 | Western Zone, Burla | 5200 | EHT (O&M) Circle, Burla | 5206 | EHT (O&M) Division, Rourkela | W267 | 220/33 kV S/S S/D Barkote | 3000000618 | REPAIR SLEEVE FOR 7/3.15 MM EARTH WIRE | EW.ACCES.C002 | ZSPR_ACT | ZSPR | NOS | 6 | 3600 | INR
5000 | Western Zone, Burla | 5200 | EHT (O&M) Circle, Burla | 5206 | EHT (O&M) Division, Rourkela | W26A | 220 kV Line S/D Rourkela | 3000000739 | DS HARDWARE FITTING ACSR PANTHER | HWF.DS.A002 | ZSPR_ACT | ZSPR | NOS | 3 | 12556.29 | INR
5000 | Western Zone, Burla | 5200 | EHT (O&M) Circle, Burla | 5206 | EHT (O&M) Division, Rourkela | W267 | 220/33 kV S/S S/D Barkote | 3000000740 | DS HARDWARE FITTING ACSR ZEBRA | HWF.DS.A003 | ZSPR_ACT | ZSPR | NOS | 6 | 12000 | INR
5000 | Western Zone, Burla | 5200 | EHT (O&M) Circle, Burla | 5206 | EHT (O&M) Division, Rourkela | W26A | 220 kV Line S/D Rourkela | 3000000741 | DS HARDWARE FITTING ACSR MOOSE | HWF.DS.A004 | ZSPR_THEFT | ZSPR | NOS | 2 | 4470 | INR
5000 | Western Zone, Burla | 5200 | EHT (O&M) Circle, Burla | 5206 | EHT (O&M) Division, Rourkela | W267 | 220/33 kV S/S S/D Barkote | 3000000755 | ARCING HORN-DS HWF FOR ACSR ZEBRA | HWF.DS.D003 | ZSPR_ACT | ZSPR | NOS | 3 | 4500 | INR
5000 | Western Zone, Burla | 5200 | EHT (O&M) Circle, Burla | 5206 | EHT (O&M) Division, Rourkela | W26A | 220 kV Line S/D Rourkela | 3000000757 | DS for HTLS conductor | HWF.DS.HTLS.A001 | ZSPR_ACT | ZSPR | SET | 6 | 48489.36 | INR
5000 | Western Zone, Burla | 5200 | EHT (O&M) Circle, Burla | 5206 | EHT (O&M) Division, Rourkela | W267 | 220/33 kV S/S S/D Barkote | 3000000800 | DT HARDWARE FITTING ACSR ZEBRA | HWF.DT.A003 | ZSPR_ACT | ZSPR | NOS | 3 | 13768.49 | INR
5000 | Western Zone, Burla | 5200 | EHT (O&M) Circle, Burla | 5206 | EHT (O&M) Division, Rourkela | W263 | 132/33/25 kV S/S S/D Rourkela | 3000000801 | DT HARDWARE FITTING ACSR MOOSE | HWF.DT.A004 | ZSPR_ACT | ZSPR | NOS | 43 | 0.43 | INR
5000 | Western Zone, Burla | 5200 | EHT (O&M) Circle, Burla | 5206 | EHT (O&M) Division, Rourkela | W26A | 220 kV Line S/D Rourkela | 3000000803 | DT HARDWARE FITTING FOR ACSR PANTHER | HWF.DT.A006 | ZSPR_THEFT | ZSPR | NOS | 21 | 53414.34 | INR
5000 | Western Zone, Burla | 5200 | EHT (O&M) Circle, Burla | 5206 | EHT (O&M) Division, Rourkela | W264 | 132/33 kV T/L S/S S/D Chhend | 3000000807 | DT HWF FOR AAAC TWIN MOOSE | HWF.DT.A013 | ZSPR_ACT | ZSPR | NOS | 3 | 16761 | INR
5000 | Western Zone, Burla | 5200 | EHT (O&M) Circle, Burla | 5206 | EHT (O&M) Division, Rourkela | W26A | 220 kV Line S/D Rourkela | 3000000809 | DT HWF W/O AL PART-ACSR ZEBRA | HWF.DT.B003 | ZSPR_ACT | ZSPR | NOS | 10 | 75217.1 | INR
5000 | Western Zone, Burla | 5200 | EHT (O&M) Circle, Burla | 5206 | EHT (O&M) Division, Rourkela | W26A | 220 kV Line S/D Rourkela | 3000000819 | ST/DT Dead End Set-HTLS conductor | HWF.HTLS.A001 | ZSPR_ACT | ZSPR | SET | 72 | 437272.26 | INR
5000 | Western Zone, Burla | 5200 | EHT (O&M) Circle, Burla | 5206 | EHT (O&M) Division, Rourkela | W268 | 220/33 kV S/S S/D Bonei | 3000000824 | SUSPENSION CLAMP FOR 7/3.15MM EARTHWIRE | HWF.SC.EW.A002 | ZSPR_ACT | ZSPR | NOS | 8 | 8514.77 | INR
5000 | Western Zone, Burla | 5200 | EHT (O&M) Circle, Burla | 5206 | EHT (O&M) Division, Rourkela | W267 | 220/33 kV S/S S/D Barkote | 3000000824 | SUSPENSION CLAMP FOR 7/3.15MM EARTHWIRE | HWF.SC.EW.A002 | ZSPR_ACT | ZSPR | NOS | 4 | 4257.39 | INR
5000 | Western Zone, Burla | 5200 | EHT (O&M) Circle, Burla | 5206 | EHT (O&M) Division, Rourkela | W264 | 132/33 kV T/L S/S S/D Chhend | 3000000846 | SS HARDWARE FITTING ACSR PANTHER | HWF.SS.A002 | ZSPR_ACT | ZSPR | NOS | 27 | 29996.19 | INR
5000 | Western Zone, Burla | 5200 | EHT (O&M) Circle, Burla | 5206 | EHT (O&M) Division, Rourkela | W26A | 220 kV Line S/D Rourkela | 3000000847 | SS HARDWARE FITTING ACSR ZEBRA | HWF.SS.A003 | ZSPR_ACT | ZSPR | NOS | 4 | 11098.92 | INR
5000 | Western Zone, Burla | 5200 | EHT (O&M) Circle, Burla | 5206 | EHT (O&M) Division, Rourkela | W269 | 220/33 kV S/S S/D Deogarh | 3000000847 | SS HARDWARE FITTING ACSR ZEBRA | HWF.SS.A003 | ZSPR_ACT | ZSPR | NOS | 24 | 66593.55 | INR
5000 | Western Zone, Burla | 5200 | EHT (O&M) Circle, Burla | 5206 | EHT (O&M) Division, Rourkela | W264 | 132/33 kV T/L S/S S/D Chhend | 3000000847 | SS HARDWARE FITTING ACSR ZEBRA | HWF.SS.A003 | ZSPR_ACT | ZSPR | NOS | 30 | 83241.94 | INR
5000 | Western Zone, Burla | 5200 | EHT (O&M) Circle, Burla | 5206 | EHT (O&M) Division, Rourkela | W268 | 220/33 kV S/S S/D Bonei | 3000000848 | SS H/W Fitting ACSR Moose | HWF.SS.A004 | ZSPR_SH | ZSPR | NOS | 47 | 0.47 | INR
5000 | Western Zone, Burla | 5200 | EHT (O&M) Circle, Burla | 5206 | EHT (O&M) Division, Rourkela | W269 | 220/33 kV S/S S/D Deogarh | 3000000848 | SS H/W Fitting ACSR Moose | HWF.SS.A004 | ZSPR_ACT | ZSPR | NOS | 32 | 145818.54 | INR
5000 | Western Zone, Burla | 5200 | EHT (O&M) Circle, Burla | 5206 | EHT (O&M) Division, Rourkela | W26A | 220 kV Line S/D Rourkela | 3000000850 | SS HARDWARE FITTING ACSR TWIN MOOSE | HWF.SS.A006 | ZSPR_ACT | ZSPR | NOS | 13 | 52409.88 | INR
5000 | Western Zone, Burla | 5200 | EHT (O&M) Circle, Burla | 5206 | EHT (O&M) Division, Rourkela | W264 | 132/33 kV T/L S/S S/D Chhend | 3000000853 | SS HWF FOR AAAC MOOSE | HWF.SS.A011 | ZSPR_ACT | ZSPR | NOS | 10 | 18333.3 | INR
5000 | Western Zone, Burla | 5200 | EHT (O&M) Circle, Burla | 5206 | EHT (O&M) Division, Rourkela | W269 | 220/33 kV S/S S/D Deogarh | 3000000858 | SS HWF AGS TYPE FOR ACSR ZEBRA | HWF.SS.A017 | ZSPR_ACT | ZSPR | SET | 6 | 20794.53 | INR
5000 | Western Zone, Burla | 5200 | EHT (O&M) Circle, Burla | 5206 | EHT (O&M) Division, Rourkela | W26A | 220 kV Line S/D Rourkela | 3000000875 | SS fittings of HTLS conductor | HWF.SS.HTLS.A001 | ZSPR_ACT | ZSPR | SET | 15 | 84560.47 | INR
5000 | Western Zone, Burla | 5200 | EHT (O&M) Circle, Burla | 5206 | EHT (O&M) Division, Rourkela | W26A | 220 kV Line S/D Rourkela | 3000000876 | ST HARDWARE FITTING LYNX /ACSR HORSE CON | HWF.ST.A001 | ZSPR_SH | ZSPR | NOS | 20 | 4000 | INR
5000 | Western Zone, Burla | 5200 | EHT (O&M) Circle, Burla | 5206 | EHT (O&M) Division, Rourkela | W26A | 220 kV Line S/D Rourkela | 3000000877 | ST Hard wares fittings 120KN insulator | HWF.ST.A002 | ZSPR_ACT | ZSPR | NOS | 30 | 133101 | INR
5000 | Western Zone, Burla | 5200 | EHT (O&M) Circle, Burla | 5206 | EHT (O&M) Division, Rourkela | W26A | 220 kV Line S/D Rourkela | 3000000878 | ST HWF FOR ACSR ZEBRA | HWF.ST.A003 | ZSPR_ACT | ZSPR | NOS | 6 | 12237.81 | INR
5000 | Western Zone, Burla | 5200 | EHT (O&M) Circle, Burla | 5206 | EHT (O&M) Division, Rourkela | W269 | 220/33 kV S/S S/D Deogarh | 3000000879 | Single Tension H/W Fitting ACSR Moose | HWF.ST.A004 | ZSPR_ACT | ZSPR | SET | 22 | 84140.76 | INR
5000 | Western Zone, Burla | 5200 | EHT (O&M) Circle, Burla | 5206 | EHT (O&M) Division, Rourkela | W268 | 220/33 kV S/S S/D Bonei | 3000000880 | ST HARDWARE FITTING ACSR TWIN ZEBRA | HWF.ST.A005 | ZSPR_SH | ZSPR | NOS | 15 | 0.15 | INR
5000 | Western Zone, Burla | 5200 | EHT (O&M) Circle, Burla | 5206 | EHT (O&M) Division, Rourkela | W269 | 220/33 kV S/S S/D Deogarh | 3000000881 | ST HARDWARE FITTING ACSR TWIN MOOSE | HWF.ST.A006 | ZSPR_ACT | ZSPR | NOS | 36 | 228162.19 | INR
5000 | Western Zone, Burla | 5200 | EHT (O&M) Circle, Burla | 5206 | EHT (O&M) Division, Rourkela | W264 | 132/33 kV T/L S/S S/D Chhend | 3000000882 | ST HWF FOR ACSR PANTHER | HWF.ST.A008 | ZSPR_SH | ZSPR | NOS | 4 | 0.04 | INR
5000 | Western Zone, Burla | 5200 | EHT (O&M) Circle, Burla | 5206 | EHT (O&M) Division, Rourkela | W26A | 220 kV Line S/D Rourkela | 3000000882 | ST HWF FOR ACSR PANTHER | HWF.ST.A008 | ZSPR_ACT | ZSPR | NOS | 5 | 10861.25 | INR
5000 | Western Zone, Burla | 5200 | EHT (O&M) Circle, Burla | 5206 | EHT (O&M) Division, Rourkela | W26A | 220 kV Line S/D Rourkela | 3000000882 | ST HWF FOR ACSR PANTHER | HWF.ST.A008 | ZSPR_THEFT | ZSPR | NOS | 16 | 19141.75 | INR
5000 | Western Zone, Burla | 5200 | EHT (O&M) Circle, Burla | 5206 | EHT (O&M) Division, Rourkela | W268 | 220/33 kV S/S S/D Bonei | 3000000906 | TENSION CLAMP FOR EARTHWIRE | HWF.TC.EW.A002 | ZSPR_SH | ZSPR | NOS | 24 | 7843.2 | INR
5000 | Western Zone, Burla | 5200 | EHT (O&M) Circle, Burla | 5206 | EHT (O&M) Division, Rourkela | W269 | 220/33 kV S/S S/D Deogarh | 3000000943 | 33 KV Bus Post Insulator | INS.POR.BPI.C001 | ZSPR_ACT | ZSPR | NOS | 3 | 5255.36 | INR
5000 | Western Zone, Burla | 5200 | EHT (O&M) Circle, Burla | 5206 | EHT (O&M) Division, Rourkela | W264 | 132/33 kV T/L S/S S/D Chhend | 3000000943 | 33 KV Bus Post Insulator | INS.POR.BPI.C001 | ZSPR_SH | ZSPR | NOS | 2 | 2181.04 | INR
5000 | Western Zone, Burla | 5200 | EHT (O&M) Circle, Burla | 5206 | EHT (O&M) Division, Rourkela | W263 | 132/33/25 kV S/S S/D Rourkela | 3000000943 | 33 KV Bus Post Insulator | INS.POR.BPI.C001 | ZSPR_ACT | ZSPR | NOS | 60 | 105107.16 | INR
5000 | Western Zone, Burla | 5200 | EHT (O&M) Circle, Burla | 5206 | EHT (O&M) Division, Rourkela | W268 | 220/33 kV S/S S/D Bonei | 3000000943 | 33 KV Bus Post Insulator | INS.POR.BPI.C001 | ZSPR_SH | ZSPR | NOS | 3 | 3271.57 | INR
5000 | Western Zone, Burla | 5200 | EHT (O&M) Circle, Burla | 5206 | EHT (O&M) Division, Rourkela | W263 | 132/33/25 kV S/S S/D Rourkela | 3000000944 | 132 KV BUS POST INSULATORS | INS.POR.BPI.D001 | ZSPR_ACT | ZSPR | NOS | 102 | 1139480.76 | INR
5000 | Western Zone, Burla | 5200 | EHT (O&M) Circle, Burla | 5206 | EHT (O&M) Division, Rourkela | W268 | 220/33 kV S/S S/D Bonei | 3000000945 | 220KV Bus Post Insulator | INS.POR.BPI.E001 | ZSPR_SH | ZSPR | NOS | 150 | 1.5 | INR
5000 | Western Zone, Burla | 5200 | EHT (O&M) Circle, Burla | 5206 | EHT (O&M) Division, Rourkela | W267 | 220/33 kV S/S S/D Barkote | 3000000946 | 70KN PORCELAIN DISC INSULATOR | INS.POR.DISC.B001 | ZSPR_ACT | ZSPR | NOS | 37 | 17082.9 | INR
5000 | Western Zone, Burla | 5200 | EHT (O&M) Circle, Burla | 5206 | EHT (O&M) Division, Rourkela | W264 | 132/33 kV T/L S/S S/D Chhend | 3000000947 | 90KN PORCELAIN DISC INSULATOR | INS.POR.DISC.B002 | ZSPR_ACT | ZSPR | NOS | 9 | 8423.09 | INR
5000 | Western Zone, Burla | 5200 | EHT (O&M) Circle, Burla | 5206 | EHT (O&M) Division, Rourkela | W269 | 220/33 kV S/S S/D Deogarh | 3000000947 | 90KN PORCELAIN DISC INSULATOR | INS.POR.DISC.B002 | ZSPR_ACT | ZSPR | NOS | 241 | 225551.72 | INR
5000 | Western Zone, Burla | 5200 | EHT (O&M) Circle, Burla | 5206 | EHT (O&M) Division, Rourkela | W267 | 220/33 kV S/S S/D Barkote | 3000000948 | 120KN PORCELAIN DISC INSULATOR | INS.POR.DISC.B003 | ZSPR_ACT | ZSPR | NOS | 129 | 111079.52 | INR
5000 | Western Zone, Burla | 5200 | EHT (O&M) Circle, Burla | 5206 | EHT (O&M) Division, Rourkela | W269 | 220/33 kV S/S S/D Deogarh | 3000000948 | 120KN PORCELAIN DISC INSULATOR | INS.POR.DISC.B003 | ZSPR_ACT | ZSPR | NOS | 251 | 216131.47 | INR
5000 | Western Zone, Burla | 5200 | EHT (O&M) Circle, Burla | 5206 | EHT (O&M) Division, Rourkela | W26A | 220 kV Line S/D Rourkela | 3000000948 | 120KN PORCELAIN DISC INSULATOR | INS.POR.DISC.B003 | ZSPR_ACT | ZSPR | NOS | 10 | 8610.82 | INR
5000 | Western Zone, Burla | 5200 | EHT (O&M) Circle, Burla | 5206 | EHT (O&M) Division, Rourkela | W264 | 132/33 kV T/L S/S S/D Chhend | 3000000948 | 120KN PORCELAIN DISC INSULATOR | INS.POR.DISC.B003 | ZSPR_ACT | ZSPR | NOS | 35 | 30137.85 | INR
5000 | Western Zone, Burla | 5200 | EHT (O&M) Circle, Burla | 5206 | EHT (O&M) Division, Rourkela | W268 | 220/33 kV S/S S/D Bonei | 3000000949 | 160KN PORCELAIN DISC INSULATOR | INS.POR.DISC.B004 | ZSPR_SH | ZSPR | NOS | 12 | 125660.76 | INR
5000 | Western Zone, Burla | 5200 | EHT (O&M) Circle, Burla | 5206 | EHT (O&M) Division, Rourkela | W26A | 220 kV Line S/D Rourkela | 3000000949 | 160KN PORCELAIN DISC INSULATOR | INS.POR.DISC.B004 | ZSPR_ACT | ZSPR | NOS | 349 | 502229.72 | INR
5000 | Western Zone, Burla | 5200 | EHT (O&M) Circle, Burla | 5206 | EHT (O&M) Division, Rourkela | W269 | 220/33 kV S/S S/D Deogarh | 3000000949 | 160KN PORCELAIN DISC INSULATOR | INS.POR.DISC.B004 | ZSPR_ACT | ZSPR | NOS | 1087 | 1564251.29 | INR
5000 | Western Zone, Burla | 5200 | EHT (O&M) Circle, Burla | 5206 | EHT (O&M) Division, Rourkela | W264 | 132/33 kV T/L S/S S/D Chhend | 3000000949 | 160KN PORCELAIN DISC INSULATOR | INS.POR.DISC.B004 | ZSPR_ACT | ZSPR | NOS | 22 | 31659.18 | INR
5000 | Western Zone, Burla | 5200 | EHT (O&M) Circle, Burla | 5206 | EHT (O&M) Division, Rourkela | W262 | 220/132 kV S/S S/D Tarkera | 3000000950 | 160KN 220 KV PORCELAIN LONG ROD INSULATO | INS.POR.LR.B004 | ZSPR_SUP | ZSPR | NOS | 6 | 86815.8 | INR
5000 | Western Zone, Burla | 5200 | EHT (O&M) Circle, Burla | 5206 | EHT (O&M) Division, Rourkela | W26A | 220 kV Line S/D Rourkela | 3000000954 | 132KV LR 90KN PORCELAIN INSULATOR | INS.POR.LR.D002 | ZSPR_ACT | ZSPR | NOS | 8 | 125228.66 | INR
5000 | Western Zone, Burla | 5200 | EHT (O&M) Circle, Burla | 5206 | EHT (O&M) Division, Rourkela | W268 | 220/33 kV S/S S/D Bonei | 3000000957 | 160KN 132 KV PORCELAIN LONG ROD | INS.POR.LR.E004 | ZSPR_SH | ZSPR | NOS | 3 | 97367.25 | INR
5000 | Western Zone, Burla | 5200 | EHT (O&M) Circle, Burla | 5206 | EHT (O&M) Division, Rourkela | W262 | 220/132 kV S/S S/D Tarkera | 3000000957 | 160KN 132 KV PORCELAIN LONG ROD | INS.POR.LR.E004 | ZSPR_ACT | ZSPR | NOS | 14 | 202570.2 | INR
5000 | Western Zone, Burla | 5200 | EHT (O&M) Circle, Burla | 5206 | EHT (O&M) Division, Rourkela | W26A | 220 kV Line S/D Rourkela | 3000000961 | 120KN 132 KV SILICON RUBBER LR INSULATOR | INS.S.RUBBERLR.D002 | ZSPR_ACT | ZSPR | NOS | 100 | 290398 | INR
5000 | Western Zone, Burla | 5200 | EHT (O&M) Circle, Burla | 5206 | EHT (O&M) Division, Rourkela | W26A | 220 kV Line S/D Rourkela | 3000000963 | 220KV 160KN Silicon Rubber LR Insulator. | INS.S.RUBBERLR.E002 | ZSPR_ACT | ZSPR | NOS | 100 | 572422.5 | INR
5000 | Western Zone, Burla | 5200 | EHT (O&M) Circle, Burla | 5206 | EHT (O&M) Division, Rourkela | W263 | 132/33/25 kV S/S S/D Rourkela | 3000000976 | ACDB for Yard Kiosk | MISC.ACDB.A001 | ZSPR_ACT | ZSPR | NOS | 2 | 2000 | INR
5000 | Western Zone, Burla | 5200 | EHT (O&M) Circle, Burla | 5206 | EHT (O&M) Division, Rourkela | W264 | 132/33 kV T/L S/S S/D Chhend | 3000000996 | CT CONSOLE BOX | MISC.CT.CONSOLE.A001 | ZSPR_ACT | ZSPR | NOS | 1 | 3475.85 | INR
5000 | Western Zone, Burla | 5200 | EHT (O&M) Circle, Burla | 5206 | EHT (O&M) Division, Rourkela | W263 | 132/33/25 kV S/S S/D Rourkela | 3000000996 | CT CONSOLE BOX | MISC.CT.CONSOLE.A001 | ZSPR_ACT | ZSPR | NOS | 1 | 3475.84 | INR
5000 | Western Zone, Burla | 5200 | EHT (O&M) Circle, Burla | 5206 | EHT (O&M) Division, Rourkela | W264 | 132/33 kV T/L S/S S/D Chhend | 3000000997 | D.C DISTRIBUTION BOARD | MISC.DCDB.A001 | ZSPR_US | ZSPR | NOS | 1 | 0.51 | INR
5000 | Western Zone, Burla | 5200 | EHT (O&M) Circle, Burla | 5206 | EHT (O&M) Division, Rourkela | W268 | 220/33 kV S/S S/D Bonei | 3000000997 | D.C DISTRIBUTION BOARD | MISC.DCDB.A001 | ZSPR_US | ZSPR | NOS | 1 | 0.5 | INR
5000 | Western Zone, Burla | 5200 | EHT (O&M) Circle, Burla | 5206 | EHT (O&M) Division, Rourkela | W262 | 220/132 kV S/S S/D Tarkera | 3000001002 | EMPTY Tfr OIL BARREL | MISC.EMPTYBRL.A001 | ZSPR_ACT | ZSPR | NOS | 30 | 3151.17 | INR
5000 | Western Zone, Burla | 5200 | EHT (O&M) Circle, Burla | 5206 | EHT (O&M) Division, Rourkela | W263 | 132/33/25 kV S/S S/D Rourkela | 3000001002 | EMPTY Tfr OIL BARREL | MISC.EMPTYBRL.A001 | ZSPR_ACT | ZSPR | NOS | 147 | 15440.73 | INR
5000 | Western Zone, Burla | 5200 | EHT (O&M) Circle, Burla | 5206 | EHT (O&M) Division, Rourkela | W268 | 220/33 kV S/S S/D Bonei | 3000001002 | EMPTY Tfr OIL BARREL | MISC.EMPTYBRL.A001 | ZSPR_SCRAP | ZSPR | NOS | 75 | 9.75 | INR
5000 | Western Zone, Burla | 5200 | EHT (O&M) Circle, Burla | 5206 | EHT (O&M) Division, Rourkela | W268 | 220/33 kV S/S S/D Bonei | 3000001002 | EMPTY Tfr OIL BARREL | MISC.EMPTYBRL.A001 | ZSPR_SH | ZSPR | NOS | 8 | 1.04 | INR
5000 | Western Zone, Burla | 5200 | EHT (O&M) Circle, Burla | 5206 | EHT (O&M) Division, Rourkela | W262 | 220/132 kV S/S S/D Tarkera | 3000001002 | EMPTY Tfr OIL BARREL | MISC.EMPTYBRL.A001 | ZSPR_SUP | ZSPR | NOS | 75 | 75 | INR
5000 | Western Zone, Burla | 5200 | EHT (O&M) Circle, Burla | 5206 | EHT (O&M) Division, Rourkela | W264 | 132/33 kV T/L S/S S/D Chhend | 3000001002 | EMPTY Tfr OIL BARREL | MISC.EMPTYBRL.A001 | ZSPR_US | ZSPR | NOS | 3 | 0.03 | INR
5000 | Western Zone, Burla | 5200 | EHT (O&M) Circle, Burla | 5206 | EHT (O&M) Division, Rourkela | W264 | 132/33 kV T/L S/S S/D Chhend | 3000001007 | FLEXIBLE COPPER EARTH BOND | MISC.FL.CU.BOND.A001 | ZSPR_ACT | ZSPR | NOS | 4 | 1801.25 | INR
5000 | Western Zone, Burla | 5200 | EHT (O&M) Circle, Burla | 5206 | EHT (O&M) Division, Rourkela | W26A | 220 kV Line S/D Rourkela | 3000001037 | 60 LB RAIL POLE | MISC.RAILPOLE.A001 | ZSPR_ACT | ZSPR | MT | 1 | 10907.69 | INR
5000 | Western Zone, Burla | 5200 | EHT (O&M) Circle, Burla | 5206 | EHT (O&M) Division, Rourkela | W262 | 220/132 kV S/S S/D Tarkera | 3000001038 | 90 LB RAIL POLE | MISC.RAILPOLE.A002 | ZSPR_SCRAP | ZSPR | MT | 0.882 | 1854.27 | INR
5000 | Western Zone, Burla | 5200 | EHT (O&M) Circle, Burla | 5206 | EHT (O&M) Division, Rourkela | W263 | 132/33/25 kV S/S S/D Rourkela | 3000001062 | STEEL ROPE 20 MM | MISC.ROPE.C004 | ZSPR_SCRAP | ZSPR | KM | 0.5 | 500 | INR
5000 | Western Zone, Burla | 5200 | EHT (O&M) Circle, Burla | 5206 | EHT (O&M) Division, Rourkela | W264 | 132/33 kV T/L S/S S/D Chhend | 3000001067 | 50 Kg SF6 gas Cylinder | MISC.SF6CYLNDR.A002 | ZSPR_ACT | ZSPR | NOS | 1 | 61244.15 | INR
5000 | Western Zone, Burla | 5200 | EHT (O&M) Circle, Burla | 5206 | EHT (O&M) Division, Rourkela | W268 | 220/33 kV S/S S/D Bonei | 3000001072 | 26KG SF6 EMPTY GAS CYLINDER | MISC.SF6CYLNDR.B003 | ZSPR_FREE | ZSPR | NOS | 4 | 0 | INR
5000 | Western Zone, Burla | 5200 | EHT (O&M) Circle, Burla | 5206 | EHT (O&M) Division, Rourkela | W262 | 220/132 kV S/S S/D Tarkera | 3000001094 | NEW EHV GRADE Napthelin based Tfr OIL | MISC.TFROIL.A001 | ZSPR_ACT | ZSPR | L | 210 | 4987.01 | INR
5000 | Western Zone, Burla | 5200 | EHT (O&M) Circle, Burla | 5206 | EHT (O&M) Division, Rourkela | W267 | 220/33 kV S/S S/D Barkote | 3000001094 | NEW EHV GRADE Napthelin based Tfr OIL | MISC.TFROIL.A001 | ZSPR_ACT | ZSPR | L | 100 | 2374.76 | INR
5000 | Western Zone, Burla | 5200 | EHT (O&M) Circle, Burla | 5206 | EHT (O&M) Division, Rourkela | W263 | 132/33/25 kV S/S S/D Rourkela | 3000001096 | BURNT Tfr OIL | MISC.TFROIL.A003 | ZSPR_SH | ZSPR | L | 1500 | 0.01 | INR
5000 | Western Zone, Burla | 5200 | EHT (O&M) Circle, Burla | 5206 | EHT (O&M) Division, Rourkela | W268 | 220/33 kV S/S S/D Bonei | 3000001153 | ASSORTED SIZE FOUNDATION NUT & BOLT | NBW.ASRT.FDNB.A001 | ZSPR_ACT | ZSPR | NOS | 6 | 300 | INR
5000 | Western Zone, Burla | 5200 | EHT (O&M) Circle, Burla | 5206 | EHT (O&M) Division, Rourkela | W26A | 220 kV Line S/D Rourkela | 3000001154 | NUTS AND BOLTS | NBW.ASRT.GINB.A001 | ZSPR_ACT | ZSPR | KG | 1270 | 302421.92 | INR
5000 | Western Zone, Burla | 5200 | EHT (O&M) Circle, Burla | 5206 | EHT (O&M) Division, Rourkela | W262 | 220/132 kV S/S S/D Tarkera | 3000001154 | NUTS AND BOLTS | NBW.ASRT.GINB.A001 | ZSPR_ACT | ZSPR | KG | 224 | 53340.56 | INR
5000 | Western Zone, Burla | 5200 | EHT (O&M) Circle, Burla | 5206 | EHT (O&M) Division, Rourkela | W264 | 132/33 kV T/L S/S S/D Chhend | 3000001154 | NUTS AND BOLTS | NBW.ASRT.GINB.A001 | ZSPR_ACT | ZSPR | KG | 8405 | 2001461.61 | INR
5000 | Western Zone, Burla | 5200 | EHT (O&M) Circle, Burla | 5206 | EHT (O&M) Division, Rourkela | W269 | 220/33 kV S/S S/D Deogarh | 3000001154 | NUTS AND BOLTS | NBW.ASRT.GINB.A001 | ZSPR_ACT | ZSPR | KG | 59 | 14049.52 | INR
5000 | Western Zone, Burla | 5200 | EHT (O&M) Circle, Burla | 5206 | EHT (O&M) Division, Rourkela | W262 | 220/132 kV S/S S/D Tarkera | 3000001159 | 25 X 1040 BOTHEND THREAD FNB | NBW.FDN.NB.A011 | ZSPR_ACT | ZSPR | NOS | 24 | 0.24 | INR
5000 | Western Zone, Burla | 5200 | EHT (O&M) Circle, Burla | 5206 | EHT (O&M) Division, Rourkela | W262 | 220/132 kV S/S S/D Tarkera | 3000001186 | 16X55MM GI HALF THREAD NUT & BOLT | NBW.GINB.A010 | ZSPR_ACT | ZSPR | KG | 42 | 2730 | INR
5000 | Western Zone, Burla | 5200 | EHT (O&M) Circle, Burla | 5206 | EHT (O&M) Division, Rourkela | W262 | 220/132 kV S/S S/D Tarkera | 3000001188 | 16X65MM GI HALF THREAD NUT & BOLT | NBW.GINB.A012 | ZSPR_ACT | ZSPR | KG | 32 | 2080 | INR
5000 | Western Zone, Burla | 5200 | EHT (O&M) Circle, Burla | 5206 | EHT (O&M) Division, Rourkela | W26A | 220 kV Line S/D Rourkela | 3000001258 | GI SPRING WASHER 16X3 MM | NBW.GIWSR.B003 | ZSPR_ACT | ZSPR | KG | 80 | 12272 | INR
5000 | Western Zone, Burla | 5200 | EHT (O&M) Circle, Burla | 5206 | EHT (O&M) Division, Rourkela | W262 | 220/132 kV S/S S/D Tarkera | 3000001267 | 16 X 35MM HT HT NUT & BOLT | NBW.HTNB.A006 | ZSPR_ACT | ZSPR | KG | 36 | 2592 | INR
5000 | Western Zone, Burla | 5200 | EHT (O&M) Circle, Burla | 5206 | EHT (O&M) Division, Rourkela | W268 | 220/33 kV S/S S/D Bonei | 3000001294 | 33KV Level Protection Panel | PNL.33.S.A001 | ZSPR_SH | ZSPR | NOS | 1 | 0.01 | INR
5000 | Western Zone, Burla | 5200 | EHT (O&M) Circle, Burla | 5206 | EHT (O&M) Division, Rourkela | W268 | 220/33 kV S/S S/D Bonei | 3000001300 | 33KV SIMPLEX CAPACITOR BANK PANEL | PNL.33.S.K001 | ZSPR_SH | ZSPR | NOS | 1 | 0.01 | INR
5000 | Western Zone, Burla | 5200 | EHT (O&M) Circle, Burla | 5206 | EHT (O&M) Division, Rourkela | W263 | 132/33/25 kV S/S S/D Rourkela | 3000001307 | Apex meter Panel | PNL.MTR.A001 | ZSPR_SH | ZSPR | NOS | 2 | 0.01 | INR
5000 | Western Zone, Burla | 5200 | EHT (O&M) Circle, Burla | 5206 | EHT (O&M) Division, Rourkela | W269 | 220/33 kV S/S S/D Deogarh | 3000001308 | SYNCHRONISATION TROLLY | PNL.STROLLY.A001 | ZSPR_ACT | ZSPR | NOS | 1 | 248440.68 | INR
5000 | Western Zone, Burla | 5200 | EHT (O&M) Circle, Burla | 5206 | EHT (O&M) Division, Rourkela | W264 | 132/33 kV T/L S/S S/D Chhend | 3000001314 | 33KV used CTof ratio 400-200-100/1-1-1A | RCVR.33CT.A001 | ZSPR_US | ZSPR | NOS | 3 | 1.02 | INR
5000 | Western Zone, Burla | 5200 | EHT (O&M) Circle, Burla | 5206 | EHT (O&M) Division, Rourkela | W264 | 132/33 kV T/L S/S S/D Chhend | 3000001316 | 33KV used MOCB | RCVR.33MOCB.A001 | ZSPR_US | ZSPR | NOS | 1 | 1 | INR
5000 | Western Zone, Burla | 5200 | EHT (O&M) Circle, Burla | 5206 | EHT (O&M) Division, Rourkela | W263 | 132/33/25 kV S/S S/D Rourkela | 3000001317 | Recovered / used Battery Charger | RCVR.BAT.CHRG.A001 | ZSPR_SH | ZSPR | NOS | 1 | 940 | INR
5000 | Western Zone, Burla | 5200 | EHT (O&M) Circle, Burla | 5206 | EHT (O&M) Division, Rourkela | W264 | 132/33 kV T/L S/S S/D Chhend | 3000001326 | 24 WINDOW FACIA ANNUNCIATOR RELAY | RLAY.ANCITOR.A002 | ZSPR_ACT | ZSPR | NOS | 2 | 33736.96 | INR
5000 | Western Zone, Burla | 5200 | EHT (O&M) Circle, Burla | 5206 | EHT (O&M) Division, Rourkela | W262 | 220/132 kV S/S S/D Tarkera | 3000001326 | 24 WINDOW FACIA ANNUNCIATOR RELAY | RLAY.ANCITOR.A002 | ZSPR_ACT | ZSPR | NOS | 3 | 50605.44 | INR
5000 | Western Zone, Burla | 5200 | EHT (O&M) Circle, Burla | 5206 | EHT (O&M) Division, Rourkela | W262 | 220/132 kV S/S S/D Tarkera | 3000001329 | ELECTROMAGNETIC AUXILLARY RELAY | RLAY.AUX.A001 | ZSPR_ACT | ZSPR | NOS | 5 | 15327.5 | INR
5000 | Western Zone, Burla | 5200 | EHT (O&M) Circle, Burla | 5206 | EHT (O&M) Division, Rourkela | W264 | 132/33 kV T/L S/S S/D Chhend | 3000001333 | Auxiliary relay | RLAY.AUX.A023 | ZSPR_ACT | ZSPR | NOS | 2 | 4675.05 | INR
5000 | Western Zone, Burla | 5200 | EHT (O&M) Circle, Burla | 5206 | EHT (O&M) Division, Rourkela | W267 | 220/33 kV S/S S/D Barkote | 3000001333 | Auxiliary relay | RLAY.AUX.A023 | ZSPR_ACT | ZSPR | NOS | 5 | 11687.62 | INR
5000 | Western Zone, Burla | 5200 | EHT (O&M) Circle, Burla | 5206 | EHT (O&M) Division, Rourkela | W262 | 220/132 kV S/S S/D Tarkera | 3000001347 | NUMERIC DIFFERENTIAL RELAY | RLAY.DIFFTIAL.C001 | ZSPR_ACT | ZSPR | NOS | 2 | 524078.76 | INR
5000 | Western Zone, Burla | 5200 | EHT (O&M) Circle, Burla | 5206 | EHT (O&M) Division, Rourkela | W268 | 220/33 kV S/S S/D Bonei | 3000001347 | NUMERIC DIFFERENTIAL RELAY | RLAY.DIFFTIAL.C001 | ZSPR_ACT | ZSPR | NOS | 2 | 524078.76 | INR
5000 | Western Zone, Burla | 5200 | EHT (O&M) Circle, Burla | 5206 | EHT (O&M) Division, Rourkela | W262 | 220/132 kV S/S S/D Tarkera | 3000001353 | Distance Protection Relay(Cat-B) | RLAY.DP.C005 | ZSPR_SUP | ZSPR | NOS | 1 | 100 | INR
5000 | Western Zone, Burla | 5200 | EHT (O&M) Circle, Burla | 5206 | EHT (O&M) Division, Rourkela | W268 | 220/33 kV S/S S/D Bonei | 3000001354 | Back Up relay | RLAY.EMBACKUP.A001 | ZSPR_ACT | ZSPR | NOS | 2 | 149034.2 | INR
5000 | Western Zone, Burla | 5200 | EHT (O&M) Circle, Burla | 5206 | EHT (O&M) Division, Rourkela | W262 | 220/132 kV S/S S/D Tarkera | 3000001354 | Back Up relay | RLAY.EMBACKUP.A001 | ZSPR_ACT | ZSPR | NOS | 4 | 298068.4 | INR
5000 | Western Zone, Burla | 5200 | EHT (O&M) Circle, Burla | 5206 | EHT (O&M) Division, Rourkela | W263 | 132/33/25 kV S/S S/D Rourkela | 3000001357 | CDG31 OC NON-DIRECTIONAL BACK UP RELAY | RLAY.EMBACKUP.C002 | ZSPR_ACT | ZSPR | NOS | 2 | 28000 | INR
5000 | Western Zone, Burla | 5200 | EHT (O&M) Circle, Burla | 5206 | EHT (O&M) Division, Rourkela | W262 | 220/132 kV S/S S/D Tarkera | 3000001358 | OC NON-DIRECTIONAL BACK UP RELAY | RLAY.EMBACKUP.C003 | ZSPR_SUP | ZSPR | NOS | 15 | 15 | INR
5000 | Western Zone, Burla | 5200 | EHT (O&M) Circle, Burla | 5206 | EHT (O&M) Division, Rourkela | W267 | 220/33 kV S/S S/D Barkote | 3000001386 | Master Trip Relay | RLAY.MTRIP.A002 | ZSPR_ACT | ZSPR | NOS | 8 | 17941.24 | INR
5000 | Western Zone, Burla | 5200 | EHT (O&M) Circle, Burla | 5206 | EHT (O&M) Division, Rourkela | W263 | 132/33/25 kV S/S S/D Rourkela | 3000001386 | Master Trip Relay | RLAY.MTRIP.A002 | ZSPR_ACT | ZSPR | NOS | 1 | 2242.65 | INR
5000 | Western Zone, Burla | 5200 | EHT (O&M) Circle, Burla | 5206 | EHT (O&M) Division, Rourkela | W263 | 132/33/25 kV S/S S/D Rourkela | 3000001388 | VAJ 31 MASTER TRIP RELAY | RLAY.MTRIP.A005 | ZSPR_ACT | ZSPR | NOS | 2 | 4347.6 | INR
5000 | Western Zone, Burla | 5200 | EHT (O&M) Circle, Burla | 5206 | EHT (O&M) Division, Rourkela | W262 | 220/132 kV S/S S/D Tarkera | 3000001390 | High Burden Master Trip Relay | RLAY.MTRIP.A007 | ZSPR_SUP | ZSPR | NOS | 9 | 2700 | INR
5000 | Western Zone, Burla | 5200 | EHT (O&M) Circle, Burla | 5206 | EHT (O&M) Division, Rourkela | W262 | 220/132 kV S/S S/D Tarkera | 3000001390 | High Burden Master Trip Relay | RLAY.MTRIP.A007 | ZSPR_ACT | ZSPR | NOS | 4 | 15280.3 | INR
5000 | Western Zone, Burla | 5200 | EHT (O&M) Circle, Burla | 5206 | EHT (O&M) Division, Rourkela | W263 | 132/33/25 kV S/S S/D Rourkela | 3000001401 | Num Backup Relay | RLAY.NUMBACKUP.A002 | ZSPR_ACT | ZSPR | NOS | 2 | 1 | INR
5000 | Western Zone, Burla | 5200 | EHT (O&M) Circle, Burla | 5206 | EHT (O&M) Division, Rourkela | W263 | 132/33/25 kV S/S S/D Rourkela | 3000001404 | Numerical Back up Relay | RLAY.NUMBACKUP.B002 | ZSPR_ACT | ZSPR | NOS | 1 | 79723.2 | INR
5000 | Western Zone, Burla | 5200 | EHT (O&M) Circle, Burla | 5206 | EHT (O&M) Division, Rourkela | W268 | 220/33 kV S/S S/D Bonei | 3000001404 | Numerical Back up Relay | RLAY.NUMBACKUP.B002 | ZSPR_ACT | ZSPR | NOS | 5 | 398615.98 | INR
5000 | Western Zone, Burla | 5200 | EHT (O&M) Circle, Burla | 5206 | EHT (O&M) Division, Rourkela | W262 | 220/132 kV S/S S/D Tarkera | 3000001427 | Bus VT Selection Relay | RLAY.VT.A001 | ZSPR_ACT | ZSPR | NOS | 3 | 0.03 | INR
5000 | Western Zone, Burla | 5200 | EHT (O&M) Circle, Burla | 5206 | EHT (O&M) Division, Rourkela | W262 | 220/132 kV S/S S/D Tarkera | 3000001481 | OC RELAY 350 AH CALADYNE BATTERY CHARGER | SPR.BAT.CLDN.B001 | ZSPR_ACT | ZSPR | NOS | 1 | 1500 | INR
5000 | Western Zone, Burla | 5200 | EHT (O&M) Circle, Burla | 5206 | EHT (O&M) Division, Rourkela | W262 | 220/132 kV S/S S/D Tarkera | 3000001482 | TRIPINDICATOR FUSE 350AH BAT CHARGER | SPR.BAT.CLDN.B002 | ZSPR_ACT | ZSPR | NOS | 7 | 210 | INR
5000 | Western Zone, Burla | 5200 | EHT (O&M) Circle, Burla | 5206 | EHT (O&M) Division, Rourkela | W262 | 220/132 kV S/S S/D Tarkera | 3000001483 | HIGH SPEED FUSE 350AH CLDN BAT CHARGER | SPR.BAT.CLDN.B003 | ZSPR_ACT | ZSPR | NOS | 20 | 2000 | INR
5000 | Western Zone, Burla | 5200 | EHT (O&M) Circle, Burla | 5206 | EHT (O&M) Division, Rourkela | W262 | 220/132 kV S/S S/D Tarkera | 3000001484 | CONTRACTOR 350AH CLDN BATCHARGER | SPR.BAT.CLDN.B004 | ZSPR_ACT | ZSPR | NOS | 2 | 19380 | INR
5000 | Western Zone, Burla | 5200 | EHT (O&M) Circle, Burla | 5206 | EHT (O&M) Division, Rourkela | W262 | 220/132 kV S/S S/D Tarkera | 3000001485 | FUSELINK CTRL CKT 350AH CLDN BAT CHARGER | SPR.BAT.CLDN.B005 | ZSPR_ACT | ZSPR | NOS | 8 | 240 | INR
5000 | Western Zone, Burla | 5200 | EHT (O&M) Circle, Burla | 5206 | EHT (O&M) Division, Rourkela | W262 | 220/132 kV S/S S/D Tarkera | 3000001486 | CONTRACTOR 350AH CLDN BAT CHARGER | SPR.BAT.CLDN.B006 | ZSPR_ACT | ZSPR | NOS | 2 | 3000 | INR
5000 | Western Zone, Burla | 5200 | EHT (O&M) Circle, Burla | 5206 | EHT (O&M) Division, Rourkela | W262 | 220/132 kV S/S S/D Tarkera | 3000001487 | VOLTMETER 350AH CLDN BAT CHARGER | SPR.BAT.CLDN.B007 | ZSPR_ACT | ZSPR | NOS | 1 | 100 | INR
5000 | Western Zone, Burla | 5200 | EHT (O&M) Circle, Burla | 5206 | EHT (O&M) Division, Rourkela | W262 | 220/132 kV S/S S/D Tarkera | 3000001488 | AMMETER 350 AH CLDN BAT CHARGER | SPR.BAT.CLDN.B008 | ZSPR_ACT | ZSPR | NOS | 2 | 200 | INR
5000 | Western Zone, Burla | 5200 | EHT (O&M) Circle, Burla | 5206 | EHT (O&M) Division, Rourkela | W263 | 132/33/25 kV S/S S/D Rourkela | 3000001528 | SF6 GAS FILLING DEVICE 132KV ASTM SF6 CB | SPR.BKR132ASTM.D001 | ZSPR_ACT | ZSPR | NOS | 1 | 10000 | INR
5000 | Western Zone, Burla | 5200 | EHT (O&M) Circle, Burla | 5206 | EHT (O&M) Division, Rourkela | W264 | 132/33 kV T/L S/S S/D Chhend | 3000001530 | Tripping Coil 132KV ALSTHOM MAKE SF6 CB | SPR.BKR132ASTM.D003 | ZSPR_ACT | ZSPR | NOS | 6 | 16500 | INR
5000 | Western Zone, Burla | 5200 | EHT (O&M) Circle, Burla | 5206 | EHT (O&M) Division, Rourkela | W264 | 132/33 kV T/L S/S S/D Chhend | 3000001567 | CLOSING COIL FOR 132KV CGL MAKE SF6 CB | SPR.BKR132CGL.D005 | ZSPR_ACT | ZSPR | NOS | 2 | 3567.46 | INR
5000 | Western Zone, Burla | 5200 | EHT (O&M) Circle, Burla | 5206 | EHT (O&M) Division, Rourkela | W264 | 132/33 kV T/L S/S S/D Chhend | 3000001568 | TRIPPING/CLOSING COIL 132KV CGL SF6 CB | SPR.BKR132CGL.D006 | ZSPR_ACT | ZSPR | NOS | 6 | 13337.29 | INR
5000 | Western Zone, Burla | 5200 | EHT (O&M) Circle, Burla | 5206 | EHT (O&M) Division, Rourkela | W262 | 220/132 kV S/S S/D Tarkera | 3000001588 | STOP VALVE FOR 132KV CGL MAKE SF6 CB | SPR.BKR132CGL.D027 | ZSPR_SUP | ZSPR | NOS | 5 | 5 | INR
5000 | Western Zone, Burla | 5200 | EHT (O&M) Circle, Burla | 5206 | EHT (O&M) Division, Rourkela | W262 | 220/132 kV S/S S/D Tarkera | 3000001614 | TRIPPING/CLOSING ASSEMBLY 132KV CGL SF6 | SPR.BKR132CGL.D057 | ZSPR_ACT | ZSPR | NOS | 5 | 15500 | INR
5000 | Western Zone, Burla | 5200 | EHT (O&M) Circle, Burla | 5206 | EHT (O&M) Division, Rourkela | W262 | 220/132 kV S/S S/D Tarkera | 3000001615 | TNC SWITCH FOR 132KV CGL MAKE SF6 CB | SPR.BKR132CGL.D058 | ZSPR_ACT | ZSPR | NOS | 3 | 23961 | INR
5000 | Western Zone, Burla | 5200 | EHT (O&M) Circle, Burla | 5206 | EHT (O&M) Division, Rourkela | W264 | 132/33 kV T/L S/S S/D Chhend | 3000001638 | LIMIT SWITCH FOR 132KV CGL MAKE SF6 CB | SPR.BKR132CGL.D106 | ZSPR_ACT | ZSPR | NOS | 2 | 2106.86 | INR
5000 | Western Zone, Burla | 5200 | EHT (O&M) Circle, Burla | 5206 | EHT (O&M) Division, Rourkela | W263 | 132/33/25 kV S/S S/D Rourkela | 3000001651 | Trip/Close coil 132KV SF6 Seimens Brker | SPR.BKR132SMNS.B008 | ZSPR_ACT | ZSPR | NOS | 4 | 11577.11 | INR
5000 | Western Zone, Burla | 5200 | EHT (O&M) Circle, Burla | 5206 | EHT (O&M) Division, Rourkela | W264 | 132/33 kV T/L S/S S/D Chhend | 3000001651 | Trip/Close coil 132KV SF6 Seimens Brker | SPR.BKR132SMNS.B008 | ZSPR_ACT | ZSPR | NOS | 6 | 17365.67 | INR
5000 | Western Zone, Burla | 5200 | EHT (O&M) Circle, Burla | 5206 | EHT (O&M) Division, Rourkela | W262 | 220/132 kV S/S S/D Tarkera | 3000001651 | Trip/Close coil 132KV SF6 Seimens Brker | SPR.BKR132SMNS.B008 | ZSPR_ACT | ZSPR | NOS | 1 | 2894.28 | INR
5000 | Western Zone, Burla | 5200 | EHT (O&M) Circle, Burla | 5206 | EHT (O&M) Division, Rourkela | W264 | 132/33 kV T/L S/S S/D Chhend | 3000001664 | AUXILIARY SWITCH 132KV SIEMENS SF6 CB | SPR.BKR132SMNS.D014 | ZSPR_ACT | ZSPR | NOS | 4 | 12061.56 | INR
5000 | Western Zone, Burla | 5200 | EHT (O&M) Circle, Burla | 5206 | EHT (O&M) Division, Rourkela | W264 | 132/33 kV T/L S/S S/D Chhend | 3000001665 | SC MOTOR FOR 132KV SMENS SF6 CB | SPR.BKR132SMNS.D015 | ZSPR_ACT | ZSPR | NOS | 1 | 2926.13 | INR
5000 | Western Zone, Burla | 5200 | EHT (O&M) Circle, Burla | 5206 | EHT (O&M) Division, Rourkela | W264 | 132/33 kV T/L S/S S/D Chhend | 3000001667 | GAS FILLING DEVICE 132KV SIEMENS SF6 CB | SPR.BKR132SMNS.D017 | ZSPR_ACT | ZSPR | NOS | 1 | 4069.9 | INR
5000 | Western Zone, Burla | 5200 | EHT (O&M) Circle, Burla | 5206 | EHT (O&M) Division, Rourkela | W262 | 220/132 kV S/S S/D Tarkera | 3000001695 | CLOSING COIL FOR 220KV ABB MAKE SF6 CB | SPR.BKR220ABB.D018 | ZSPR_ACT | ZSPR | NOS | 5 | 6401.89 | INR
5000 | Western Zone, Burla | 5200 | EHT (O&M) Circle, Burla | 5206 | EHT (O&M) Division, Rourkela | W262 | 220/132 kV S/S S/D Tarkera | 3000001696 | TRIPPING COIL FOR 220KV ABB MAKE SF6 CB | SPR.BKR220ABB.D019 | ZSPR_ACT | ZSPR | NOS | 13 | 22134.48 | INR
5000 | Western Zone, Burla | 5200 | EHT (O&M) Circle, Burla | 5206 | EHT (O&M) Division, Rourkela | W262 | 220/132 kV S/S S/D Tarkera | 3000001836 | CLOSING COIL FOR 220 KV CGL MAKE SF6 CB | SPR.BKR220CGL.D019 | ZSPR_ACT | ZSPR | NOS | 5 | 9379 | INR
5000 | Western Zone, Burla | 5200 | EHT (O&M) Circle, Burla | 5206 | EHT (O&M) Division, Rourkela | W262 | 220/132 kV S/S S/D Tarkera | 3000001839 | LOCAL REMOTE SWITCH 220KV CB CGL | SPR.BKR220CGL.D024 | ZSPR_ACT | ZSPR | NOS | 1 | 8248 | INR
5000 | Western Zone, Burla | 5200 | EHT (O&M) Circle, Burla | 5206 | EHT (O&M) Division, Rourkela | W267 | 220/33 kV S/S S/D Barkote | 3000001855 | TRIP/CLOSE COIL 220KV SIEMENS SF6 CB | SPR.BKR220SMNS.D010 | ZSPR_ACT | ZSPR | NOS | 1 | 2340.91 | INR
5000 | Western Zone, Burla | 5200 | EHT (O&M) Circle, Burla | 5206 | EHT (O&M) Division, Rourkela | W267 | 220/33 kV S/S S/D Barkote | 3000001869 | Tripping / Closing Coil of 36KV, 1250A,2 | SPR.BKR36.E001 | ZSPR_ACT | ZSPR | NOS | 2 | 4600 | INR
5000 | Western Zone, Burla | 5200 | EHT (O&M) Circle, Burla | 5206 | EHT (O&M) Division, Rourkela | W264 | 132/33 kV T/L S/S S/D Chhend | 3000001876 | SPRING CHARGING MOTOR 36KV ALLIND MOCB | SPR.BKR36ALND.C011 | ZSPR_SCRAP | ZSPR | NOS | 1 | 1.8 | INR
5000 | Western Zone, Burla | 5200 | EHT (O&M) Circle, Burla | 5206 | EHT (O&M) Division, Rourkela | W268 | 220/33 kV S/S S/D Bonei | 3000001901 | CLOSING/TRIPPING COIL OF 36KV ABB VCB | SPR.BKR36ALND.E009 | ZSPR_ACT | ZSPR | NOS | 1 | 2300 | INR
5000 | Western Zone, Burla | 5200 | EHT (O&M) Circle, Burla | 5206 | EHT (O&M) Division, Rourkela | W264 | 132/33 kV T/L S/S S/D Chhend | 3000001909 | TRIP COIL 220V DC 36 KV AREVA MAKE VCB | SPR.BKR36ARVA.E001 | ZSPR_ACT | ZSPR | NOS | 5 | 10378.07 | INR
5000 | Western Zone, Burla | 5200 | EHT (O&M) Circle, Burla | 5206 | EHT (O&M) Division, Rourkela | W267 | 220/33 kV S/S S/D Barkote | 3000001916 | TRIPPING&CLOSING COIL OF 36KV BHEL VCB | SPR.BKR36BHEL.E002 | ZSPR_ACT | ZSPR | NOS | 1 | 2300 | INR
5000 | Western Zone, Burla | 5200 | EHT (O&M) Circle, Burla | 5206 | EHT (O&M) Division, Rourkela | W267 | 220/33 kV S/S S/D Barkote | 3000001929 | TRIPPING / CLOSING COIL 36KV CGL VCB | SPR.BKR36CGL.E001 | ZSPR_ACT | ZSPR | NOS | 3 | 12900 | INR
5000 | Western Zone, Burla | 5200 | EHT (O&M) Circle, Burla | 5206 | EHT (O&M) Division, Rourkela | W263 | 132/33/25 kV S/S S/D Rourkela | 3000001934 | Tripping Coil for 33 KV CGL Make VCB | SPR.BKR36CGL.E007 | ZSPR_ACT | ZSPR | NOS | 4 | 4566.79 | INR
5000 | Western Zone, Burla | 5200 | EHT (O&M) Circle, Burla | 5206 | EHT (O&M) Division, Rourkela | W264 | 132/33 kV T/L S/S S/D Chhend | 3000001941 | Limit switch for 36 KV CGL VCB Breaker | SPR.BKR36CGL.E014 | ZSPR_SH | ZSPR | NOS | 1 | 1250 | INR
5000 | Western Zone, Burla | 5200 | EHT (O&M) Circle, Burla | 5206 | EHT (O&M) Division, Rourkela | W264 | 132/33 kV T/L S/S S/D Chhend | 3000001952 | spring charging motor for 36 KV CGL VCB | SPR.BKR36CGL.EA02 | ZSPR_ACT | ZSPR | NOS | 1 | 10422.43 | INR
5000 | Western Zone, Burla | 5200 | EHT (O&M) Circle, Burla | 5206 | EHT (O&M) Division, Rourkela | W267 | 220/33 kV S/S S/D Barkote | 3000001952 | spring charging motor for 36 KV CGL VCB | SPR.BKR36CGL.EA02 | ZSPR_ACT | ZSPR | NOS | 1 | 10422.43 | INR
5000 | Western Zone, Burla | 5200 | EHT (O&M) Circle, Burla | 5206 | EHT (O&M) Division, Rourkela | W264 | 132/33 kV T/L S/S S/D Chhend | 3000001956 | Tripping coil for 36KV VCB SEIL | SPR.BKR36SEIL.E002 | ZSPR_ACT | ZSPR | NOS | 6 | 13948.58 | INR
5000 | Western Zone, Burla | 5200 | EHT (O&M) Circle, Burla | 5206 | EHT (O&M) Division, Rourkela | W267 | 220/33 kV S/S S/D Barkote | 3000001956 | Tripping coil for 36KV VCB SEIL | SPR.BKR36SEIL.E002 | ZSPR_ACT | ZSPR | NOS | 2 | 4649.53 | INR
5000 | Western Zone, Burla | 5200 | EHT (O&M) Circle, Burla | 5206 | EHT (O&M) Division, Rourkela | W263 | 132/33/25 kV S/S S/D Rourkela | 3000001956 | Tripping coil for 36KV VCB SEIL | SPR.BKR36SEIL.E002 | ZSPR_ACT | ZSPR | NOS | 2 | 4649.53 | INR
5000 | Western Zone, Burla | 5200 | EHT (O&M) Circle, Burla | 5206 | EHT (O&M) Division, Rourkela | W267 | 220/33 kV S/S S/D Barkote | 3000001957 | Closing coil for 36KV VCB SEIL | SPR.BKR36SEIL.E003 | ZSPR_ACT | ZSPR | NOS | 1 | 1222.02 | INR
5000 | Western Zone, Burla | 5200 | EHT (O&M) Circle, Burla | 5206 | EHT (O&M) Division, Rourkela | W264 | 132/33 kV T/L S/S S/D Chhend | 3000001959 | Spring charging motor for 36KV VCB SEIL | SPR.BKR36SEIL.E005 | ZSPR_ACT | ZSPR | NOS | 2 | 12122.7 | INR
5000 | Western Zone, Burla | 5200 | EHT (O&M) Circle, Burla | 5206 | EHT (O&M) Division, Rourkela | W264 | 132/33 kV T/L S/S S/D Chhend | 3000001963 | Motor Limit Switch 36KV VCB of Stelmec | SPR.BKR36SL.E001 | ZSPR_ACT | ZSPR | NOS | 1 | 2070.9 | INR
5000 | Western Zone, Burla | 5200 | EHT (O&M) Circle, Burla | 5206 | EHT (O&M) Division, Rourkela | W264 | 132/33 kV T/L S/S S/D Chhend | 3000001967 | One Pole Limb for 36KV VCB of SL | SPR.BKR36SL.E006 | ZSPR_SH | ZSPR | NOS | 1 | 0.01 | INR
5000 | Western Zone, Burla | 5200 | EHT (O&M) Circle, Burla | 5206 | EHT (O&M) Division, Rourkela | W263 | 132/33/25 kV S/S S/D Rourkela | 3000001974 | LIMB FOR 36KV SIEMENS MAKE VCB | SPR.BKR36SMNS.E004 | ZSPR_ACT | ZSPR | NOS | 2 | 0.02 | INR
5000 | Western Zone, Burla | 5200 | EHT (O&M) Circle, Burla | 5206 | EHT (O&M) Division, Rourkela | W264 | 132/33 kV T/L S/S S/D Chhend | 3000001974 | LIMB FOR 36KV SIEMENS MAKE VCB | SPR.BKR36SMNS.E004 | ZSPR_SH | ZSPR | NOS | 1 | 97921.56 | INR
5000 | Western Zone, Burla | 5200 | EHT (O&M) Circle, Burla | 5206 | EHT (O&M) Division, Rourkela | W269 | 220/33 kV S/S S/D Deogarh | 3000002096 | INTER CONNECTOR of 4" IPS ALTUBE-T.MOOSE | SPR.BPI400.A001 | ZSPR_ACT | ZSPR | NOS | 2 | 3209.03 | INR
5000 | Western Zone, Burla | 5200 | EHT (O&M) Circle, Burla | 5206 | EHT (O&M) Division, Rourkela | W262 | 220/132 kV S/S S/D Tarkera | 3000002115 | RECTIFIER DIODE OF BAT CHARGER | SPR.CHRG.CLDN.A004 | ZSPR_ACT | ZSPR | NOS | 22 | 3850 | INR
5000 | Western Zone, Burla | 5200 | EHT (O&M) Circle, Burla | 5206 | EHT (O&M) Division, Rourkela | W262 | 220/132 kV S/S S/D Tarkera | 3000002117 | FILTER CAPACITOR OF BAT CHARGER | SPR.CHRG.CLDN.A006 | ZSPR_ACT | ZSPR | NOS | 2 | 120 | INR
5000 | Western Zone, Burla | 5200 | EHT (O&M) Circle, Burla | 5206 | EHT (O&M) Division, Rourkela | W262 | 220/132 kV S/S S/D Tarkera | 3000002134 | VOLTAGE REGULATOR CARD BAT CHARGER CLDN | SPR.CHRG.CLDN.A026 | ZSPR_ACT | ZSPR | NOS | 3 | 4500 | INR
5000 | Western Zone, Burla | 5200 | EHT (O&M) Circle, Burla | 5206 | EHT (O&M) Division, Rourkela | W262 | 220/132 kV S/S S/D Tarkera | 3000002136 | THYRISTER(SCR) FLOAT BAT CHARGER CLDN | SPR.CHRG.CLDN.A028 | ZSPR_ACT | ZSPR | NOS | 3 | 3000 | INR
5000 | Western Zone, Burla | 5200 | EHT (O&M) Circle, Burla | 5206 | EHT (O&M) Division, Rourkela | W262 | 220/132 kV S/S S/D Tarkera | 3000002137 | THYRISTER(SCR) BOOST BAT CHARGER CLDN | SPR.CHRG.CLDN.A029 | ZSPR_ACT | ZSPR | NOS | 4 | 4000 | INR
5000 | Western Zone, Burla | 5200 | EHT (O&M) Circle, Burla | 5206 | EHT (O&M) Division, Rourkela | W262 | 220/132 kV S/S S/D Tarkera | 3000002138 | BLOCKING DIODE F.C BAT CHARGER CLDN | SPR.CHRG.CLDN.A030 | ZSPR_ACT | ZSPR | NOS | 3 | 1100 | INR
5000 | Western Zone, Burla | 5200 | EHT (O&M) Circle, Burla | 5206 | EHT (O&M) Division, Rourkela | W263 | 132/33/25 kV S/S S/D Rourkela | 3000002144 | INPUT AC CONTACTOR BAT CHARGER CLDN | SPR.CHRG.CLDN.A036 | ZSPR_ACT | ZSPR | NOS | 1 | 940 | INR
5000 | Western Zone, Burla | 5200 | EHT (O&M) Circle, Burla | 5206 | EHT (O&M) Division, Rourkela | W262 | 220/132 kV S/S S/D Tarkera | 3000002218 | AMMETER SELECTOR SWITCH 220KV CRP | SPR.CRPNL220BHEL.B001 | ZSPR_ACT | ZSPR | NOS | 4 | 1000 | INR
5000 | Western Zone, Burla | 5200 | EHT (O&M) Circle, Burla | 5206 | EHT (O&M) Division, Rourkela | W263 | 132/33/25 kV S/S S/D Rourkela | 3000002293 | 132KV Isolator Motor type Mechanism box | SPR.ISO.MISC.A008 | ZSPR_ACT | ZSPR | NOS | 7 | 0.07 | INR
5000 | Western Zone, Burla | 5200 | EHT (O&M) Circle, Burla | 5206 | EHT (O&M) Division, Rourkela | W264 | 132/33 kV T/L S/S S/D Chhend | 3000002304 | MALE&FEMALECONTACTFOR132KV ABB ISOLATOR | SPR.ISO132ABB.A002 | ZSPR_ACT | ZSPR | NOS | 1 | 12566.9 | INR
5000 | Western Zone, Burla | 5200 | EHT (O&M) Circle, Burla | 5206 | EHT (O&M) Division, Rourkela | W268 | 220/33 kV S/S S/D Bonei | 3000002358 | MECHANISM BOX ONLY 132 KV SS ISOLATOR | SPR.ISO132SS.A006 | ZSPR_SH | ZSPR | NOS | 2 | 0.02 | INR
5000 | Western Zone, Burla | 5200 | EHT (O&M) Circle, Burla | 5206 | EHT (O&M) Division, Rourkela | W262 | 220/132 kV S/S S/D Tarkera | 3000002358 | MECHANISM BOX ONLY 132 KV SS ISOLATOR | SPR.ISO132SS.A006 | ZSPR_SUP | ZSPR | NOS | 42 | 42 | INR
5000 | Western Zone, Burla | 5200 | EHT (O&M) Circle, Burla | 5206 | EHT (O&M) Division, Rourkela | W268 | 220/33 kV S/S S/D Bonei | 3000002394 | MALE CONTACTSPARES FOR 220KV ISOLATOR | SPR.ISO220.A002 | ZSPR_SH | ZSPR | NOS | 51 | 0.05 | INR
5000 | Western Zone, Burla | 5200 | EHT (O&M) Circle, Burla | 5206 | EHT (O&M) Division, Rourkela | W268 | 220/33 kV S/S S/D Bonei | 3000002395 | FEMALE CONTACTfor 220 KV ISOLATOR | SPR.ISO220.A003 | ZSPR_SH | ZSPR | NOS | 97 | 0.1 | INR
5000 | Western Zone, Burla | 5200 | EHT (O&M) Circle, Burla | 5206 | EHT (O&M) Division, Rourkela | W262 | 220/132 kV S/S S/D Tarkera | 3000002427 | MECHANISM BOX OF E/S OF 220KV ISOLATOR | SPR.ISO220GRP.A1 | ZSPR_SUP | ZSPR | NOS | 32 | 32 | INR
5000 | Western Zone, Burla | 5200 | EHT (O&M) Circle, Burla | 5206 | EHT (O&M) Division, Rourkela | W268 | 220/33 kV S/S S/D Bonei | 3000002429 | FEMALE CONTACT 220KV SS MAKE ISOLATOR | SPR.ISO220SS.A001 | ZSPR_SH | ZSPR | NOS | 18 | 0.18 | INR
5000 | Western Zone, Burla | 5200 | EHT (O&M) Circle, Burla | 5206 | EHT (O&M) Division, Rourkela | W268 | 220/33 kV S/S S/D Bonei | 3000002430 | MALE CONTACTFOR 220KV SS MAKE ISOLATOR | SPR.ISO220SS.A002 | ZSPR_SH | ZSPR | NOS | 23 | 0.23 | INR
5000 | Western Zone, Burla | 5200 | EHT (O&M) Circle, Burla | 5206 | EHT (O&M) Division, Rourkela | W267 | 220/33 kV S/S S/D Barkote | 3000002437 | SUPPORT INSULATO FOR 220KV GRP ISOLAOR | SPR.ISO220SS.A012 | ZSPR_ACT | ZSPR | NOS | 2 | 108822 | INR
5000 | Western Zone, Burla | 5200 | EHT (O&M) Circle, Burla | 5206 | EHT (O&M) Division, Rourkela | W264 | 132/33 kV T/L S/S S/D Chhend | 3000002443 | MACHANISUM BOX 220KV SS MAKE ISOLATOR | SPR.ISO220SS.A024 | ZSPR_ACT | ZSPR | NOS | 20 | 1495765.4 | INR
5000 | Western Zone, Burla | 5200 | EHT (O&M) Circle, Burla | 5206 | EHT (O&M) Division, Rourkela | W268 | 220/33 kV S/S S/D Bonei | 3000002443 | MACHANISUM BOX 220KV SS MAKE ISOLATOR | SPR.ISO220SS.A024 | ZSPR_SH | ZSPR | NOS | 7 | 0.07 | INR
5000 | Western Zone, Burla | 5200 | EHT (O&M) Circle, Burla | 5206 | EHT (O&M) Division, Rourkela | W264 | 132/33 kV T/L S/S S/D Chhend | 3000002482 | MECHANISM BOX FOR 33KV ISOLATOR | SPR.ISO33SS.A004 | ZSPR_SH | ZSPR | NOS | 57 | 5700 | INR
5000 | Western Zone, Burla | 5200 | EHT (O&M) Circle, Burla | 5206 | EHT (O&M) Division, Rourkela | W267 | 220/33 kV S/S S/D Barkote | 3000002486 | Limit &Auxiliary switch-33KV SS Isolator | SPR.ISO33SS.A011 | ZSPR_ACT | ZSPR | NOS | 6 | 28859.16 | INR
5000 | Western Zone, Burla | 5200 | EHT (O&M) Circle, Burla | 5206 | EHT (O&M) Division, Rourkela | W268 | 220/33 kV S/S S/D Bonei | 3000002635 | Terminal connector | SPR.MISC.A208 | ZSPR_SH | ZSPR | NOS | 6 | 0.06 | INR
5000 | Western Zone, Burla | 5200 | EHT (O&M) Circle, Burla | 5206 | EHT (O&M) Division, Rourkela | W263 | 132/33/25 kV S/S S/D Rourkela | 3000002637 | ELGI Compressor | SPR.MISC.A216 | ZSPR_SH | ZSPR | NOS | 9 | 0.02 | INR
5000 | Western Zone, Burla | 5200 | EHT (O&M) Circle, Burla | 5206 | EHT (O&M) Division, Rourkela | W262 | 220/132 kV S/S S/D Tarkera | 3000002729 | Electronic Hooter | SPR.MISC.A367 | ZSPR_ACT | ZSPR | NOS | 13 | 12962.3 | INR
5000 | Western Zone, Burla | 5200 | EHT (O&M) Circle, Burla | 5206 | EHT (O&M) Division, Rourkela | W268 | 220/33 kV S/S S/D Bonei | 3000002748 | CONNECTING ROD | SPR.MISC.A449 | ZSPR_SH | ZSPR | NOS | 1 | 30000 | INR
5000 | Western Zone, Burla | 5200 | EHT (O&M) Circle, Burla | 5206 | EHT (O&M) Division, Rourkela | W262 | 220/132 kV S/S S/D Tarkera | 3000002750 | Push Button | SPR.MISC.A454 | ZSPR_ACT | ZSPR | NOS | 40 | 3776.04 | INR
5000 | Western Zone, Burla | 5200 | EHT (O&M) Circle, Burla | 5206 | EHT (O&M) Division, Rourkela | W263 | 132/33/25 kV S/S S/D Rourkela | 3000002755 | AL BUSBAR PIPE 50MMOUTER/40MM INNER DIA | SPR.MISC.A472 | ZSPR_ACT | ZSPR | NOS | 18 | 12600 | INR
5000 | Western Zone, Burla | 5200 | EHT (O&M) Circle, Burla | 5206 | EHT (O&M) Division, Rourkela | W263 | 132/33/25 kV S/S S/D Rourkela | 3000002756 | 132KV BUSHING CONDENSER W/O ROD | SPR.MISC.A473 | ZSPR_ACT | ZSPR | NOS | 1 | 40000 | INR
5000 | Western Zone, Burla | 5200 | EHT (O&M) Circle, Burla | 5206 | EHT (O&M) Division, Rourkela | W262 | 220/132 kV S/S S/D Tarkera | 3000002792 | CONTACTOR | SPR.MISC.A563 | ZSPR_SUP | ZSPR | NOS | 11 | 11 | INR
5000 | Western Zone, Burla | 5200 | EHT (O&M) Circle, Burla | 5206 | EHT (O&M) Division, Rourkela | W263 | 132/33/25 kV S/S S/D Rourkela | 3000002858 | Surge Monitor for 132/220 KV LA | SPR.SA220.A002 | ZSPR_ACT | ZSPR | NOS | 3 | 0.03 | INR
5000 | Western Zone, Burla | 5200 | EHT (O&M) Circle, Burla | 5206 | EHT (O&M) Division, Rourkela | W263 | 132/33/25 kV S/S S/D Rourkela | 3000002895 | WTI of 12.5 MVA Bharat Bijlee Make Tfr | SPR.TFR12.5BBL.EC02 | ZSPR_ACT | ZSPR | NOS | 1 | 13376 | INR
5000 | Western Zone, Burla | 5200 | EHT (O&M) Circle, Burla | 5206 | EHT (O&M) Division, Rourkela | W263 | 132/33/25 kV S/S S/D Rourkela | 3000002896 | OTI of 12.5 MVA Bharat Bijlee Make Tfr | SPR.TFR12.5BBL.EC03 | ZSPR_ACT | ZSPR | NOS | 1 | 11944.5 | INR
5000 | Western Zone, Burla | 5200 | EHT (O&M) Circle, Burla | 5206 | EHT (O&M) Division, Rourkela | W268 | 220/33 kV S/S S/D Bonei | 3000002982 | WTI(LOCAL) FOR 20MVA 220/33KV ALSTOM Tfr | SPR.TFR20ASTM.DC01 | ZSPR_SH | ZSPR | NOS | 1 | 0.01 | INR
5000 | Western Zone, Burla | 5200 | EHT (O&M) Circle, Burla | 5206 | EHT (O&M) Division, Rourkela | W268 | 220/33 kV S/S S/D Bonei | 3000002994 | DUMMY PLATE FOR 20MVA 220/33KV ASTM Tfr | SPR.TFR20ASTM.DG04 | ZSPR_SH | ZSPR | NOS | 90 | 0.9 | INR
5000 | Western Zone, Burla | 5200 | EHT (O&M) Circle, Burla | 5206 | EHT (O&M) Division, Rourkela | W264 | 132/33 kV T/L S/S S/D Chhend | 3000003167 | AUX CONTACTOR of40MVA 132/33KV AREVA Tfr | SPR.TFR40ARVA.EC14 | ZSPR_ACT | ZSPR | NOS | 1 | 1735.5 | INR
5000 | Western Zone, Burla | 5200 | EHT (O&M) Circle, Burla | 5206 | EHT (O&M) Division, Rourkela | W264 | 132/33 kV T/L S/S S/D Chhend | 3000003239 | OSR of 40MVA 132/33KV BHEL Tfr | SPR.TFR40BHEL.EC01 | ZSPR_ACT | ZSPR | NOS | 1 | 20060 | INR
5000 | Western Zone, Burla | 5200 | EHT (O&M) Circle, Burla | 5206 | EHT (O&M) Division, Rourkela | W264 | 132/33 kV T/L S/S S/D Chhend | 3000003244 | BUCHHOLZRELAY FOR 40MVA 132/33KV BHELTfr | SPR.TFR40BHEL.EC07 | ZSPR_ACT | ZSPR | NOS | 2 | 34244 | INR
5000 | Western Zone, Burla | 5200 | EHT (O&M) Circle, Burla | 5206 | EHT (O&M) Division, Rourkela | W264 | 132/33 kV T/L S/S S/D Chhend | 3000003245 | MOLG FOR 40MVA 132/33KV BHEL Tfr | SPR.TFR40BHEL.EC08 | ZSPR_ACT | ZSPR | NOS | 1 | 1050.34 | INR
5000 | Western Zone, Burla | 5200 | EHT (O&M) Circle, Burla | 5206 | EHT (O&M) Division, Rourkela | W263 | 132/33/25 kV S/S S/D Rourkela | 3000003261 | HV Bushing & Rod-40MVA 132/33KV ECE Tfr | SPR.TFR40ECE.EF01 | ZSPR_ACT | ZSPR | NOS | 1 | 420783.3 | INR
5000 | Western Zone, Burla | 5200 | EHT (O&M) Circle, Burla | 5206 | EHT (O&M) Division, Rourkela | W264 | 132/33 kV T/L S/S S/D Chhend | 3000003272 | COOLING PUMP FOR 40MVA 132/33KV GEC Tfr | SPR.TFR40GECENGLAND.EA01 | ZSPR_ACT | ZSPR | NOS | 1 | 42000 | INR
5000 | Western Zone, Burla | 5200 | EHT (O&M) Circle, Burla | 5206 | EHT (O&M) Division, Rourkela | W267 | 220/33 kV S/S S/D Barkote | 3000003282 | FAN MOTOR FOR 40MVA 220/33KV TR Tfr | SPR.TFR40TR.DA01 | ZSPR_ACT | ZSPR | NOS | 1 | 5000 | INR
5000 | Western Zone, Burla | 5200 | EHT (O&M) Circle, Burla | 5206 | EHT (O&M) Division, Rourkela | W267 | 220/33 kV S/S S/D Barkote | 3000003283 | FAN GRILL FOR 40MVA 220/33KV TR Tfr | SPR.TFR40TR.DA02 | ZSPR_ACT | ZSPR | NOS | 1 | 600 | INR
5000 | Western Zone, Burla | 5200 | EHT (O&M) Circle, Burla | 5206 | EHT (O&M) Division, Rourkela | W267 | 220/33 kV S/S S/D Barkote | 3000003284 | FAN SWEEP FOR 40MVA 220/33KV TR Tfr | SPR.TFR40TR.DA03 | ZSPR_ACT | ZSPR | NOS | 2 | 1200 | INR
5000 | Western Zone, Burla | 5200 | EHT (O&M) Circle, Burla | 5206 | EHT (O&M) Division, Rourkela | W267 | 220/33 kV S/S S/D Barkote | 3000003287 | MOLG FOR 40MVA 220/33KV TR MAKE Tfr | SPR.TFR40TR.DC04 | ZSPR_ACT | ZSPR | NOS | 2 | 2700 | INR
5000 | Western Zone, Burla | 5200 | EHT (O&M) Circle, Burla | 5206 | EHT (O&M) Division, Rourkela | W267 | 220/33 kV S/S S/D Barkote | 3000003288 | OTI FOR 40MVA 220/33KV TR Tfr | SPR.TFR40TR.DC05 | ZSPR_ACT | ZSPR | NOS | 1 | 1500 | INR
5000 | Western Zone, Burla | 5200 | EHT (O&M) Circle, Burla | 5206 | EHT (O&M) Division, Rourkela | W267 | 220/33 kV S/S S/D Barkote | 3000003289 | PRD FOR 40MVA 220/33KV TR MAKE Tfr | SPR.TFR40TR.DC06 | ZSPR_ACT | ZSPR | NOS | 2 | 17500 | INR
5000 | Western Zone, Burla | 5200 | EHT (O&M) Circle, Burla | 5206 | EHT (O&M) Division, Rourkela | W267 | 220/33 kV S/S S/D Barkote | 3000003291 | WTI FOR 40MVA 220/33KV TR MAKE Tfr | SPR.TFR40TR.DC08 | ZSPR_ACT | ZSPR | NOS | 1 | 1500 | INR
5000 | Western Zone, Burla | 5200 | EHT (O&M) Circle, Burla | 5206 | EHT (O&M) Division, Rourkela | W267 | 220/33 kV S/S S/D Barkote | 3000003294 | CCU of OTI for Transformer | SPR.TFR40TR.DC12 | ZSPR_ACT | ZSPR | NOS | 2 | 1700 | INR
5000 | Western Zone, Burla | 5200 | EHT (O&M) Circle, Burla | 5206 | EHT (O&M) Division, Rourkela | W267 | 220/33 kV S/S S/D Barkote | 3000003295 | CCU of WTI for Transformer | SPR.TFR40TR.DC13 | ZSPR_ACT | ZSPR | NOS | 2 | 1700 | INR
5000 | Western Zone, Burla | 5200 | EHT (O&M) Circle, Burla | 5206 | EHT (O&M) Division, Rourkela | W267 | 220/33 kV S/S S/D Barkote | 3000003296 | PT SENSOR OF OTI FOR 40MVA TR MAKE Tfr | SPR.TFR40TR.DC14 | ZSPR_ACT | ZSPR | NOS | 1 | 1000 | INR
5000 | Western Zone, Burla | 5200 | EHT (O&M) Circle, Burla | 5206 | EHT (O&M) Division, Rourkela | W267 | 220/33 kV S/S S/D Barkote | 3000003297 | PT SENSOR OF WTI FOR 40MVA TR MAKE Tfr | SPR.TFR40TR.DC15 | ZSPR_ACT | ZSPR | NOS | 1 | 1000 | INR
5000 | Western Zone, Burla | 5200 | EHT (O&M) Circle, Burla | 5206 | EHT (O&M) Division, Rourkela | W267 | 220/33 kV S/S S/D Barkote | 3000003298 | BUCHOLTZ RELAY FOR 40MVA 220/33KV TR Tfr | SPR.TFR40TR.DC17 | ZSPR_ACT | ZSPR | NOS | 2 | 55000 | INR
5000 | Western Zone, Burla | 5200 | EHT (O&M) Circle, Burla | 5206 | EHT (O&M) Division, Rourkela | W267 | 220/33 kV S/S S/D Barkote | 3000003302 | METAL LUG FOR 40MVA 220/33KV TR MAKE Tfr | SPR.TFR40TR.DG06 | ZSPR_ACT | ZSPR | NOS | 2 | 31234 | INR
5000 | Western Zone, Burla | 5200 | EHT (O&M) Circle, Burla | 5206 | EHT (O&M) Division, Rourkela | W267 | 220/33 kV S/S S/D Barkote | 3000003306 | TPI FOR 40MVA TR MAKE Tfr | SPR.TFR40TR.EB01 | ZSPR_ACT | ZSPR | NOS | 1 | 900 | INR
5000 | Western Zone, Burla | 5200 | EHT (O&M) Circle, Burla | 5206 | EHT (O&M) Division, Rourkela | W269 | 220/33 kV S/S S/D Deogarh | 3000003353 | 220 KV LA Clamp | SS.CLAMP.A002 | ZSPR_ACT | ZSPR | NOS | 3 | 3542.76 | INR
5000 | Western Zone, Burla | 5200 | EHT (O&M) Circle, Burla | 5206 | EHT (O&M) Division, Rourkela | W269 | 220/33 kV S/S S/D Deogarh | 3000003355 | 220KV-PI Clamp of Single Moose | SS.CLAMP.A004 | ZSPR_ACT | ZSPR | NOS | 26 | 35042.7 | INR
5000 | Western Zone, Burla | 5200 | EHT (O&M) Circle, Burla | 5206 | EHT (O&M) Division, Rourkela | W269 | 220/33 kV S/S S/D Deogarh | 3000003358 | 220 KV IVT Clamp | SS.CLAMP.A007 | ZSPR_ACT | ZSPR | NOS | 3 | 4621.02 | INR
5000 | Western Zone, Burla | 5200 | EHT (O&M) Circle, Burla | 5206 | EHT (O&M) Division, Rourkela | W269 | 220/33 kV S/S S/D Deogarh | 3000003364 | Interconnector Suitable for 4” IPS Tube | SS.CLAMP.A013 | ZSPR_ACT | ZSPR | NOS | 2 | 3209.03 | INR
5000 | Western Zone, Burla | 5200 | EHT (O&M) Circle, Burla | 5206 | EHT (O&M) Division, Rourkela | W269 | 220/33 kV S/S S/D Deogarh | 3000003389 | PG Clamp for ACSR Moose to Moose | SS.CLAMP.A043 | ZSPR_ACT | ZSPR | NOS | 33 | 46086.66 | INR
5000 | Western Zone, Burla | 5200 | EHT (O&M) Circle, Burla | 5206 | EHT (O&M) Division, Rourkela | W268 | 220/33 kV S/S S/D Bonei | 3000003390 | G1 132 KV BEAM STRUCTURE | STRS.132BEAM.A001 | ZSPR_ACT | ZSPR | MT | 1.186 | 103987.15 | INR
5000 | Western Zone, Burla | 5200 | EHT (O&M) Circle, Burla | 5206 | EHT (O&M) Division, Rourkela | W264 | 132/33 kV T/L S/S S/D Chhend | 3000003394 | T1S 132 KV COLUMN STRUCTURE | STRS.132COLMN.A001 | ZSPR_US | ZSPR | MT | 0.053 | 16592.29 | INR
5000 | Western Zone, Burla | 5200 | EHT (O&M) Circle, Burla | 5206 | EHT (O&M) Division, Rourkela | W268 | 220/33 kV S/S S/D Bonei | 3000003394 | T1S 132 KV COLUMN STRUCTURE | STRS.132COLMN.A001 | ZSPR_ACT | ZSPR | MT | 2.332 | 202875.55 | INR
5000 | Western Zone, Burla | 5200 | EHT (O&M) Circle, Burla | 5206 | EHT (O&M) Division, Rourkela | W268 | 220/33 kV S/S S/D Bonei | 3000003417 | Equipment structure of CT for 220KV | STRS.220EQPT.A001 | ZSPR_SH | ZSPR | MT | 4.41 | 289904.58 | INR
5000 | Western Zone, Burla | 5200 | EHT (O&M) Circle, Burla | 5206 | EHT (O&M) Division, Rourkela | W268 | 220/33 kV S/S S/D Bonei | 3000003420 | Equipment structure of LA/SA for 220KV | STRS.220EQPT.A004 | ZSPR_SH | ZSPR | MT | 3.68 | 241915.84 | INR
5000 | Western Zone, Burla | 5200 | EHT (O&M) Circle, Burla | 5206 | EHT (O&M) Division, Rourkela | W268 | 220/33 kV S/S S/D Bonei | 3000003421 | Equipment structure of IVT for 220KV | STRS.220EQPT.A005 | ZSPR_SH | ZSPR | MT | 1.82 | 118328.4 | INR
5000 | Western Zone, Burla | 5200 | EHT (O&M) Circle, Burla | 5206 | EHT (O&M) Division, Rourkela | W268 | 220/33 kV S/S S/D Bonei | 3000003424 | Equipment structure of Breaker for 220KV | STRS.220EQPT.A008 | ZSPR_SH | ZSPR | MT | 1.4 | 92033.2 | INR
5000 | Western Zone, Burla | 5200 | EHT (O&M) Circle, Burla | 5206 | EHT (O&M) Division, Rourkela | W268 | 220/33 kV S/S S/D Bonei | 3000003428 | G4 33 KV BEAM STRUCTURE | STRS.33BEAM.A001 | ZSPR_ACT | ZSPR | MT | 0.283 | 21201.32 | INR
5000 | Western Zone, Burla | 5200 | EHT (O&M) Circle, Burla | 5206 | EHT (O&M) Division, Rourkela | W268 | 220/33 kV S/S S/D Bonei | 3000003430 | G6 33 KV BEAM STRUCTURE | STRS.33BEAM.A003 | ZSPR_ACT | ZSPR | MT | 1.429 | 113321.62 | INR
5000 | Western Zone, Burla | 5200 | EHT (O&M) Circle, Burla | 5206 | EHT (O&M) Division, Rourkela | W268 | 220/33 kV S/S S/D Bonei | 3000003431 | T8S 33 KV COLUMN STRUCTURE | STRS.33COLMN.A001 | ZSPR_ACT | ZSPR | MT | 2.239 | 240407.72 | INR
5000 | Western Zone, Burla | 5200 | EHT (O&M) Circle, Burla | 5206 | EHT (O&M) Division, Rourkela | W268 | 220/33 kV S/S S/D Bonei | 3000003432 | T9S 33 KV COLUMN STRUCTURE | STRS.33COLMN.A002 | ZSPR_ACT | ZSPR | MT | 3.489 | 256924.13 | INR
5000 | Western Zone, Burla | 5200 | EHT (O&M) Circle, Burla | 5206 | EHT (O&M) Division, Rourkela | W268 | 220/33 kV S/S S/D Bonei | 3000003435 | Equipment structure - 33kV CT/NCT | STRS.33EQPT.A010 | ZSPR_SH | ZSPR | MT | 0.27 | 17749.26 | INR
5000 | Western Zone, Burla | 5200 | EHT (O&M) Circle, Burla | 5206 | EHT (O&M) Division, Rourkela | W268 | 220/33 kV S/S S/D Bonei | 3000003435 | Equipment structure - 33kV CT/NCT | STRS.33EQPT.A010 | ZSPR_ACT | ZSPR | MT | 0.553 | 47265.7 | INR
5000 | Western Zone, Burla | 5200 | EHT (O&M) Circle, Burla | 5206 | EHT (O&M) Division, Rourkela | W268 | 220/33 kV S/S S/D Bonei | 3000003436 | Equipment structure of PT/IVT for 33KV | STRS.33EQPT.A011 | ZSPR_SH | ZSPR | MT | 0.4 | 26295.2 | INR
5000 | Western Zone, Burla | 5200 | EHT (O&M) Circle, Burla | 5206 | EHT (O&M) Division, Rourkela | W268 | 220/33 kV S/S S/D Bonei | 3000003437 | Equipment structure-33kV SI w/o ES | STRS.33EQPT.A012 | ZSPR_ACT | ZSPR | MT | 0.289 | 26898.77 | INR
5000 | Western Zone, Burla | 5200 | EHT (O&M) Circle, Burla | 5206 | EHT (O&M) Division, Rourkela | W264 | 132/33 kV T/L S/S S/D Chhend | 3000003437 | Equipment structure-33kV SI w/o ES | STRS.33EQPT.A012 | ZSPR_US | ZSPR | MT | 1.45 | 21750 | INR
5000 | Western Zone, Burla | 5200 | EHT (O&M) Circle, Burla | 5206 | EHT (O&M) Division, Rourkela | W268 | 220/33 kV S/S S/D Bonei | 3000003438 | Equipment structure-33kV DI w/o ES | STRS.33EQPT.A013 | ZSPR_ACT | ZSPR | MT | 0.666 | 64959 | INR
5000 | Western Zone, Burla | 5200 | EHT (O&M) Circle, Burla | 5206 | EHT (O&M) Division, Rourkela | W264 | 132/33 kV T/L S/S S/D Chhend | 3000003440 | Equipment structure of PI for 33KV | STRS.33EQPT.A017 | ZSPR_US | ZSPR | MT | 0.149 | 22582.18 | INR
5000 | Western Zone, Burla | 5200 | EHT (O&M) Circle, Burla | 5206 | EHT (O&M) Division, Rourkela | W268 | 220/33 kV S/S S/D Bonei | 3000003440 | Equipment structure of PI for 33KV | STRS.33EQPT.A017 | ZSPR_SH | ZSPR | MT | 0.43 | 28267.34 | INR
5000 | Western Zone, Burla | 5200 | EHT (O&M) Circle, Burla | 5206 | EHT (O&M) Division, Rourkela | W268 | 220/33 kV S/S S/D Bonei | 3000003440 | Equipment structure of PI for 33KV | STRS.33EQPT.A017 | ZSPR_ACT | ZSPR | MT | 0.604 | 48315.48 | INR
5000 | Western Zone, Burla | 5200 | EHT (O&M) Circle, Burla | 5206 | EHT (O&M) Division, Rourkela | W268 | 220/33 kV S/S S/D Bonei | 3000003443 | Substation Assorted Structure as per BoQ | STRS.ASSORTED.A001 | ZSPR_SH | ZSPR | MT | 2.71 | 177422.89 | INR
5000 | Western Zone, Burla | 5200 | EHT (O&M) Circle, Burla | 5206 | EHT (O&M) Division, Rourkela | W26A | 220 kV Line S/D Rourkela | 3000003488 | 132 KV ASSORTED PB TYPE TOWER | TWR.132PB.L.A002 | ZSPR_SH | ZSPR | MT | 6.245 | 1129207.75 | INR
5000 | Western Zone, Burla | 5200 | EHT (O&M) Circle, Burla | 5206 | EHT (O&M) Division, Rourkela | W268 | 220/33 kV S/S S/D Bonei | 3000003513 | 220 KV OA TYPE TOWER | TWR.220OA.L.A001 | ZSPR_ACT | ZSPR | MT | 30 | 1245536.22 | INR
5000 | Western Zone, Burla | 5200 | EHT (O&M) Circle, Burla | 5206 | EHT (O&M) Division, Rourkela | W268 | 220/33 kV S/S S/D Bonei | 3000003515 | 220 KV OA TYPE STUB | TWR.220OA.STUB.A001 | ZSPR_ACT | ZSPR | MT | 2 | 56678.44 | INR
5000 | Western Zone, Burla | 5200 | EHT (O&M) Circle, Burla | 5206 | EHT (O&M) Division, Rourkela | W268 | 220/33 kV S/S S/D Bonei | 3000003517 | 3mtr extension to 220 KV OA type Tower | TWR.220OA+3.L.A001 | ZSPR_ACT | ZSPR | MT | 2 | 98702.63 | INR
5000 | Western Zone, Burla | 5200 | EHT (O&M) Circle, Burla | 5206 | EHT (O&M) Division, Rourkela | W264 | 132/33 kV T/L S/S S/D Chhend | 3000003518 | 6mtr extension to 220 KV OA type Tower | TWR.220OA+6.L.A001 | ZSPR_ACT | ZSPR | MT | 0.474 | 32936.58 | INR
5000 | Western Zone, Burla | 5200 | EHT (O&M) Circle, Burla | 5206 | EHT (O&M) Division, Rourkela | W26A | 220 kV Line S/D Rourkela | 3000003524 | 220 KV ASSORTED OC TYPE TOWER | TWR.220OC.L.A002 | ZSPR_SH | ZSPR | MT | 8.033 | 538579.09 | INR
5000 | Western Zone, Burla | 5200 | EHT (O&M) Circle, Burla | 5206 | EHT (O&M) Division, Rourkela | W26A | 220 kV Line S/D Rourkela | 3000003524 | 220 KV ASSORTED OC TYPE TOWER | TWR.220OC.L.A002 | ZSPR_ACT | ZSPR | MT | 7.063 | 5104269.04 | INR
5000 | Western Zone, Burla | 5200 | EHT (O&M) Circle, Burla | 5206 | EHT (O&M) Division, Rourkela | W26A | 220 kV Line S/D Rourkela | 3000003531 | 220KV OC+6 Type Tower Mem stub&cleat | TWR.220OC+6.L.A002 | ZSPR_FREE | ZSPR | MT | 1.958 | 0 | INR
5000 | Western Zone, Burla | 5200 | EHT (O&M) Circle, Burla | 5206 | EHT (O&M) Division, Rourkela | W26A | 220 kV Line S/D Rourkela | 3000003534 | 220 KV ASSORTED UR TYPE TOWER | TWR.220UR.L.A002 | ZSPR_ACT | ZSPR | MT | 9.189 | 557680.41 | INR
5000 | Western Zone, Burla | 5200 | EHT (O&M) Circle, Burla | 5206 | EHT (O&M) Division, Rourkela | W268 | 220/33 kV S/S S/D Bonei | 3000003557 | BIRD GUARD | TWR.BD.GRD.A001 | ZSPR_ACT | ZSPR | NOS | 24 | 7428 | INR
5000 | Western Zone, Burla | 5200 | EHT (O&M) Circle, Burla | 5206 | EHT (O&M) Division, Rourkela | W269 | 220/33 kV S/S S/D Deogarh | 3000003558 | TOWER CIRCUIT PLATE | TWR.CKT.PLT.A001 | ZSPR_ACT | ZSPR | NOS | 3 | 831.79 | INR
5000 | Western Zone, Burla | 5200 | EHT (O&M) Circle, Burla | 5206 | EHT (O&M) Division, Rourkela | W26A | 220 kV Line S/D Rourkela | 3000003560 | DISMANTLED TOWER MEMBERS | TWR.DISMENTAL.A001 | ZSPR_THEFT | ZSPR | MT | 0.6 | 0.01 | INR
5000 | Western Zone, Burla | 5200 | EHT (O&M) Circle, Burla | 5206 | EHT (O&M) Division, Rourkela | W264 | 132/33 kV T/L S/S S/D Chhend | 3000003562 | ASSORTED GI TOWER ANGLE | TWR.GI.ANGLE.A001 | ZSPR_THEFT | ZSPR | MT | 0.8 | 46815.54 | INR
5000 | Western Zone, Burla | 5200 | EHT (O&M) Circle, Burla | 5206 | EHT (O&M) Division, Rourkela | W26A | 220 kV Line S/D Rourkela | 3000003562 | ASSORTED GI TOWER ANGLE | TWR.GI.ANGLE.A001 | ZSPR_THEFT | ZSPR | MT | 4.949 | 289612.61 | INR
5000 | Western Zone, Burla | 5200 | EHT (O&M) Circle, Burla | 5206 | EHT (O&M) Division, Rourkela | W262 | 220/132 kV S/S S/D Tarkera | 3000003581 | 16X175 MM TOWER STEP BOLT | TWR.STP.BLT.A001 | ZSPR_ACT | ZSPR | KG | 50 | 5955.87 | INR
5000 | Western Zone, Burla | 5200 | EHT (O&M) Circle, Burla | 5206 | EHT (O&M) Division, Rourkela | W26A | 220 kV Line S/D Rourkela | 3000003581 | 16X175 MM TOWER STEP BOLT | TWR.STP.BLT.A001 | ZSPR_ACT | ZSPR | KG | 235 | 27992.58 | INR
5000 | Western Zone, Burla | 5200 | EHT (O&M) Circle, Burla | 5206 | EHT (O&M) Division, Rourkela | W263 | 132/33/25 kV S/S S/D Rourkela | 3000003591 | SCRAP EXIDE BATTERY | SCRP.BATTERY.A001 | ZSPR_SCRAP | ZSPR | NOS | 109 | 5450 | INR
5000 | Western Zone, Burla | 5200 | EHT (O&M) Circle, Burla | 5206 | EHT (O&M) Division, Rourkela | W264 | 132/33 kV T/L S/S S/D Chhend | 3000003592 | Used 33kV Surge arrester | RCVR.33SA.A001 | ZSPR_US | ZSPR | NOS | 3 | 0.03 | INR
5000 | Western Zone, Burla | 5200 | EHT (O&M) Circle, Burla | 5206 | EHT (O&M) Division, Rourkela | W264 | 132/33 kV T/L S/S S/D Chhend | 3000003592 | Used 33kV Surge arrester | RCVR.33SA.A001 | ZSPR_SCRAP | ZSPR | NOS | 7 | 105000 | INR
5000 | Western Zone, Burla | 5200 | EHT (O&M) Circle, Burla | 5206 | EHT (O&M) Division, Rourkela | W268 | 220/33 kV S/S S/D Bonei | 3000003593 | SS HWF W/O AL PART FOR ACSR ZEBRA | HWF.SS.B003 | ZSPR_ACT | ZSPR | NOS | 24 | 97348.08 | INR
5000 | Western Zone, Burla | 5200 | EHT (O&M) Circle, Burla | 5206 | EHT (O&M) Division, Rourkela | W268 | 220/33 kV S/S S/D Bonei | 3000003594 | BUTTERFLY LIGHT ALONG WITH GEN SET | SPR.GEN.GC.A009 | ZSPR_ACT | ZSPR | NOS | 1 | 411820 | INR
5000 | Western Zone, Burla | 5200 | EHT (O&M) Circle, Burla | 5206 | EHT (O&M) Division, Rourkela | W268 | 220/33 kV S/S S/D Bonei | 3000003636 | 4" IPS ALLUMINIUM PIPE FOR 400KV BUS | MISC.AL.PIPE.A003 | ZSPR_ACT | ZSPR | M | 290 | 1218000 | INR
5000 | Western Zone, Burla | 5200 | EHT (O&M) Circle, Burla | 5206 | EHT (O&M) Division, Rourkela | W269 | 220/33 kV S/S S/D Deogarh | 3000003692 | Isolator Pad Clamp for 4" IPS | CLMP.ISO.AL.F005 | ZSPR_ACT | ZSPR | NOS | 4 | 5339.83 | INR
5000 | Western Zone, Burla | 5200 | EHT (O&M) Circle, Burla | 5206 | EHT (O&M) Division, Rourkela | W264 | 132/33 kV T/L S/S S/D Chhend | 3000003712 | ST HARDWARE FITTING AAAC MOOSE | HWF.ST.A017 | ZSPR_ACT | ZSPR | NOS | 6 | 18275.16 | INR
5000 | Western Zone, Burla | 5200 | EHT (O&M) Circle, Burla | 5206 | EHT (O&M) Division, Rourkela | W263 | 132/33/25 kV S/S S/D Rourkela | 3000003714 | STRAIGHT THROUGH CLAMP ALLUMINIUM FOR 30 | CLMP.ST.THRU.AL.A010 | ZSPR_ACT | ZSPR | NOS | 6 | 0.06 | INR
5000 | Western Zone, Burla | 5200 | EHT (O&M) Circle, Burla | 5206 | EHT (O&M) Division, Rourkela | W264 | 132/33 kV T/L S/S S/D Chhend | 3000003753 | 33KV used VCB | RCVR.33VCB.A001 | ZSPR_SH | ZSPR | NOS | 3 | 3 | INR
5000 | Western Zone, Burla | 5200 | EHT (O&M) Circle, Burla | 5206 | EHT (O&M) Division, Rourkela | W269 | 220/33 kV S/S S/D Deogarh | 3000003802 | U BOLT | OPGW.HWF.UB.A001 | ZSPR_ACT | ZSPR | NOS | 44 | 15249.42 | INR
5000 | Western Zone, Burla | 5200 | EHT (O&M) Circle, Burla | 5206 | EHT (O&M) Division, Rourkela | W262 | 220/132 kV S/S S/D Tarkera | 3000003830 | OTI of 63MVA, 132/33KV PT | SPR.TFR63ECE.EC05 | ZSPR_ACT | ZSPR | SET | 1 | 20048.04 | INR
5000 | Western Zone, Burla | 5200 | EHT (O&M) Circle, Burla | 5206 | EHT (O&M) Division, Rourkela | W263 | 132/33/25 kV S/S S/D Rourkela | 3000003841 | Earth Switch Box | SPR.MISC.D006 | ZSPR_ACT | ZSPR | NOS | 7 | 0.07 | INR
5000 | Western Zone, Burla | 5200 | EHT (O&M) Circle, Burla | 5206 | EHT (O&M) Division, Rourkela | W268 | 220/33 kV S/S S/D Bonei | 3000003849 | NIFPS of 40MVA 220/33kV Power Transforme | SPR.TFR40BBE.DA01 | ZSPR_ACT | ZSPR | NOS | 1 | 1731665.8 | INR
5000 | Western Zone, Burla | 5200 | EHT (O&M) Circle, Burla | 5206 | EHT (O&M) Division, Rourkela | W262 | 220/132 kV S/S S/D Tarkera | 3000003849 | NIFPS of 40MVA 220/33kV Power Transforme | SPR.TFR40BBE.DA01 | ZSPR_ACT | ZSPR | NOS | 1 | 1731665.79 | INR
5000 | Western Zone, Burla | 5200 | EHT (O&M) Circle, Burla | 5206 | EHT (O&M) Division, Rourkela | W263 | 132/33/25 kV S/S S/D Rourkela | 4000000030 | CHAINPULLY BLOCK & PULLY | TNP.CHAINPULLY.A001 | ZTNP_SH | ZTNP | NOS | 1 | 0.01 | INR
5000 | Western Zone, Burla | 5200 | EHT (O&M) Circle, Burla | 5206 | EHT (O&M) Division, Rourkela | W269 | 220/33 kV S/S S/D Deogarh | 4000000039 | PEDESTAL MOUNTED WHEEL DERRICK | TNP.DARRIC.A001 | ZTNP_ACT | ZTNP | NOS | 1 | 1309285.36 | INR
5000 | Western Zone, Burla | 5200 | EHT (O&M) Circle, Burla | 5206 | EHT (O&M) Division, Rourkela | W269 | 220/33 kV S/S S/D Deogarh | 4000000051 | D' SHACKLE OF DIFFERENT SIZES | TNP.DSHAKLE.A006 | ZTNP_ACT | ZTNP | NOS | 121 | 83871.83 | INR
5000 | Western Zone, Burla | 5200 | EHT (O&M) Circle, Burla | 5206 | EHT (O&M) Division, Rourkela | W262 | 220/132 kV S/S S/D Tarkera | 4000000131 | DIGITAL MULTIFUNCTIONING METER | TNP.MULTIMETER.B001 | ZTNP_ACT | ZTNP | NOS | 2 | 10384 | INR
5000 | Western Zone, Burla | 5200 | EHT (O&M) Circle, Burla | 5206 | EHT (O&M) Division, Rourkela | W264 | 132/33 kV T/L S/S S/D Chhend | 4000000147 | SF6 GAS EVACUATION DEVICE | TNP.SF6FLNGDVC.A001 | ZTNP_ACT | ZTNP | NOS | 1 | 5538.46 | INR
5000 | Western Zone, Burla | 5200 | EHT (O&M) Circle, Burla | 5206 | EHT (O&M) Division, Rourkela | W264 | 132/33 kV T/L S/S S/D Chhend | 4000000148 | Industrial Safety Belts & Harnesses. | TNP.SFTYINSTMT.A001 | ZTNP_ACT | ZTNP | NOS | 1 | 2461.29 | INR
5000 | Western Zone, Burla | 5200 | EHT (O&M) Circle, Burla | 5206 | EHT (O&M) Division, Rourkela | W269 | 220/33 kV S/S S/D Deogarh | 4000000176 | POWER WINCH FOR TON CAPACITY | TNP.WINCH.A001 | ZTNP_ACT | ZTNP | NOS | 1 | 69315.09 | INR
5000 | Western Zone, Burla | 5200 | EHT (O&M) Circle, Burla | 5206 | EHT (O&M) Division, Rourkela | W262 | 220/132 kV S/S S/D Tarkera | 5000000003 | SCRAP ACSR CONDUCTOR OF DIFFERENT TYPE | SCRP.COND.ACSR.A001 | ZSRP_SCRAP | ZSRP | KM | 0.1 | 100 | INR
5000 | Western Zone, Burla | 5200 | EHT (O&M) Circle, Burla | 5206 | EHT (O&M) Division, Rourkela | W263 | 132/33/25 kV S/S S/D Rourkela | 5000000008 | SCRAP 36KV CT HAVING DIFFERENT RATIO | SCRP.CT1.36OIL.C001 | ZSRP_SCRAP | ZSRP | NOS | 2 | 1 | INR
5000 | Western Zone, Burla | 5200 | EHT (O&M) Circle, Burla | 5206 | EHT (O&M) Division, Rourkela | W268 | 220/33 kV S/S S/D Bonei | 5000000011 | SCRAP 220KV OIL SP CVT DIFFERENT TYPE | SCRP.CVT.220OIL.A001 | ZSRP_SCRAP | ZSRP | NOS | 1 | 0.01 | INR
5000 | Western Zone, Burla | 5200 | EHT (O&M) Circle, Burla | 5206 | EHT (O&M) Division, Rourkela | W263 | 132/33/25 kV S/S S/D Rourkela | 5000000012 | SCRAP/DAMAGED/OLD EMPTY Tfr OIL BARREL | SCRP.EMPTYBRL.A001 | ZSRP_SCRAP | ZSRP | NOS | 150 | 2331.4 | INR
5000 | Western Zone, Burla | 5200 | EHT (O&M) Circle, Burla | 5206 | EHT (O&M) Division, Rourkela | W263 | 132/33/25 kV S/S S/D Rourkela | 5000000063 | SCRAP LUBRICANT BURNT WITH 19 BARREL | SCRP.MISC.A093 | ZSRP_SCRAP | ZSRP | L | 1200 | 48000 | INR
5000 | Western Zone, Burla | 5200 | EHT (O&M) Circle, Burla | 5206 | EHT (O&M) Division, Rourkela | W268 | 220/33 kV S/S S/D Bonei | 5000000070 | Scrap 33KV CT | SCRP.MISC.A146 | ZSRP_SCRAP | ZSRP | NOS | 1 | 0.51 | INR
5000 | Western Zone, Burla | 5200 | EHT (O&M) Circle, Burla | 5206 | EHT (O&M) Division, Rourkela | W263 | 132/33/25 kV S/S S/D Rourkela | 5000000088 | SCRAP MS PLATE | SCRP.MISC.A230 | ZSRP_SCRAP | ZSRP | MT | 5.869 | 1733 | INR
5000 | Western Zone, Burla | 5200 | EHT (O&M) Circle, Burla | 5206 | EHT (O&M) Division, Rourkela | W264 | 132/33 kV T/L S/S S/D Chhend | 5000000153 | SCRAP MS NUT & BOLT OF ASSORTED SIZE | SCRP.NBW.MSNB.A001 | ZSRP_SCRAP | ZSRP | KG | 50 | 50 | INR
5000 | Western Zone, Burla | 5200 | EHT (O&M) Circle, Burla | 5206 | EHT (O&M) Division, Rourkela | W263 | 132/33/25 kV S/S S/D Rourkela | 5000000155 | SCRAP 132KV PANEL OF DIFFERENT TYPE | SCRP.PNL.132.A001 | ZSRP_SCRAP | ZSRP | NOS | 5 | 5 | INR
5000 | Western Zone, Burla | 5200 | EHT (O&M) Circle, Burla | 5206 | EHT (O&M) Division, Rourkela | W268 | 220/33 kV S/S S/D Bonei | 5000000178 | SCRAP-33KV BUSHING OF DIFF.TRANSFORMER | SCRP.BUSH.33.A001 | ZSRP_SCRAP | ZSRP | NOS | 1 | 2500 | INR
5000 | Western Zone, Burla | 5200 | EHT (O&M) Circle, Burla | 5207 | EHT (O&M) Division, Rajgangpur | W273 | 132/33 kV T/L S/S S/D Sundargarh | 1000000004 | 36KV VCB with Structure | BKR.36VCB.G.S.F005 | ZCAP_ACT | ZCAP | NOS | 1 | 245968.22 | INR
5000 | Western Zone, Burla | 5200 | EHT (O&M) Circle, Burla | 5207 | EHT (O&M) Division, Rajgangpur | W274 | 132/33 kV S/S S/D Kalunga | 1000000004 | 36KV VCB with Structure | BKR.36VCB.G.S.F005 | ZCAP_US | ZCAP | NOS | 2 | 2 | INR
5000 | Western Zone, Burla | 5200 | EHT (O&M) Circle, Burla | 5207 | EHT (O&M) Division, Rajgangpur | W272 | 132/33 kV T/L S/S S/D Rajgangpur | 1000000014 | AAAC ZEBRA CONDUCTOR | COND.AAAC.A002 | ZCAP_ACT | ZCAP | KM | 0.735 | 277250.82 | INR
5000 | Western Zone, Burla | 5200 | EHT (O&M) Circle, Burla | 5207 | EHT (O&M) Division, Rajgangpur | W272 | 132/33 kV T/L S/S S/D Rajgangpur | 1000000015 | AAAC MOOSE CONDUCTOR | COND.AAAC.A003 | ZCAP_ACT | ZCAP | KM | 2.52 | 441731.15 | INR
5000 | Western Zone, Burla | 5200 | EHT (O&M) Circle, Burla | 5207 | EHT (O&M) Division, Rajgangpur | W275 | 220/132/33 kV S/S S/D Kuanrmunda | 1000000016 | ACSR PANTHER CONDUCTOR | COND.ACSR.A002 | ZCAP_ACT | ZCAP | KM | 0.477 | 56854.7 | INR
5000 | Western Zone, Burla | 5200 | EHT (O&M) Circle, Burla | 5207 | EHT (O&M) Division, Rajgangpur | WL72 | 132/33 kV T/L S/S S/D Rajgangpur_Line | 1000000016 | ACSR PANTHER CONDUCTOR | COND.ACSR.A002 | ZCAP_SH | ZCAP | KM | 3.06 | 256113.59 | INR
5000 | Western Zone, Burla | 5200 | EHT (O&M) Circle, Burla | 5207 | EHT (O&M) Division, Rajgangpur | W276 | 220/132/33 kV S/S S/D Bamra | 1000000016 | ACSR PANTHER CONDUCTOR | COND.ACSR.A002 | ZCAP_ACT | ZCAP | KM | 1.084 | 129204.38 | INR
5000 | Western Zone, Burla | 5200 | EHT (O&M) Circle, Burla | 5207 | EHT (O&M) Division, Rajgangpur | W273 | 132/33 kV T/L S/S S/D Sundargarh | 1000000016 | ACSR PANTHER CONDUCTOR | COND.ACSR.A002 | ZCAP_ACT | ZCAP | KM | 8.289 | 987984.43 | INR
5000 | Western Zone, Burla | 5200 | EHT (O&M) Circle, Burla | 5207 | EHT (O&M) Division, Rajgangpur | W274 | 132/33 kV S/S S/D Kalunga | 1000000016 | ACSR PANTHER CONDUCTOR | COND.ACSR.A002 | ZCAP_ACT | ZCAP | KM | 1.5 | 178788.35 | INR
5000 | Western Zone, Burla | 5200 | EHT (O&M) Circle, Burla | 5207 | EHT (O&M) Division, Rajgangpur | WL72 | 132/33 kV T/L S/S S/D Rajgangpur_Line | 1000000017 | ACSR ZEBRA CONDUCTOR | COND.ACSR.A003 | ZCAP_ACT | ZCAP | KM | 3.044 | 1206367.69 | INR
5000 | Western Zone, Burla | 5200 | EHT (O&M) Circle, Burla | 5207 | EHT (O&M) Division, Rajgangpur | W276 | 220/132/33 kV S/S S/D Bamra | 1000000017 | ACSR ZEBRA CONDUCTOR | COND.ACSR.A003 | ZCAP_ACT | ZCAP | KM | 11.612 | 4601951.9 | INR
5000 | Western Zone, Burla | 5200 | EHT (O&M) Circle, Burla | 5207 | EHT (O&M) Division, Rajgangpur | W273 | 132/33 kV T/L S/S S/D Sundargarh | 1000000017 | ACSR ZEBRA CONDUCTOR | COND.ACSR.A003 | ZCAP_ACT | ZCAP | KM | 0.3 | 118893 | INR
5000 | Western Zone, Burla | 5200 | EHT (O&M) Circle, Burla | 5207 | EHT (O&M) Division, Rajgangpur | W273 | 132/33 kV T/L S/S S/D Sundargarh | 1000000017 | ACSR ZEBRA CONDUCTOR | COND.ACSR.A003 | ZCAP_ACT | ZCAP | KM | 0.34 | 134745.41 | INR
5000 | Western Zone, Burla | 5200 | EHT (O&M) Circle, Burla | 5207 | EHT (O&M) Division, Rajgangpur | W276 | 220/132/33 kV S/S S/D Bamra | 1000000018 | ACSR MOOSE CONDUCTOR | COND.ACSR.A004 | ZCAP_ACT | ZCAP | KM | 1.529 | 685629.38 | INR
5000 | Western Zone, Burla | 5200 | EHT (O&M) Circle, Burla | 5207 | EHT (O&M) Division, Rajgangpur | W274 | 132/33 kV S/S S/D Kalunga | 1000000018 | ACSR MOOSE CONDUCTOR | COND.ACSR.A004 | ZCAP_ACT | ZCAP | KM | 0.035 | 15694.59 | INR
5000 | Western Zone, Burla | 5200 | EHT (O&M) Circle, Burla | 5207 | EHT (O&M) Division, Rajgangpur | W273 | 132/33 kV T/L S/S S/D Sundargarh | 1000000027 | 36KV 1CORE NCTOF PRIMARY CURRENT 100A | CT.36NCT100.A001 | ZCAP_ACT | ZCAP | NOS | 1 | 20000 | INR
5000 | Western Zone, Burla | 5200 | EHT (O&M) Circle, Burla | 5207 | EHT (O&M) Division, Rajgangpur | W273 | 132/33 kV T/L S/S S/D Sundargarh | 1000000030 | 36KV 1CORE NCTOF PRIMARY CURRENT 400A | CT.36NCT400.A001 | ZCAP_ACT | ZCAP | NOS | 1 | 22000 | INR
5000 | Western Zone, Burla | 5200 | EHT (O&M) Circle, Burla | 5207 | EHT (O&M) Division, Rajgangpur | W272 | 132/33 kV T/L S/S S/D Rajgangpur | 1000000033 | 36KV 1CORE NCTOF PRIMARY CURRENT 800A | CT.36NCT800.A001 | ZCAP_ACT | ZCAP | NOS | 1 | 2600 | INR
5000 | Western Zone, Burla | 5200 | EHT (O&M) Circle, Burla | 5207 | EHT (O&M) Division, Rajgangpur | W273 | 132/33 kV T/L S/S S/D Sundargarh | 1000000034 | 36KV 2C NCTOF RATIO 800-400-200/1-1A | CT.36NCT800.A002 | ZCAP_ACT | ZCAP | NOS | 1 | 20000 | INR
5000 | Western Zone, Burla | 5200 | EHT (O&M) Circle, Burla | 5207 | EHT (O&M) Division, Rajgangpur | W276 | 220/132/33 kV S/S S/D Bamra | 1000000035 | 36KV NCT- 800-400-200 A | CT.36NCT800.B001 | ZCAP_ACT | ZCAP | NOS | 7 | 685034.84 | INR
5000 | Western Zone, Burla | 5200 | EHT (O&M) Circle, Burla | 5207 | EHT (O&M) Division, Rajgangpur | W273 | 132/33 kV T/L S/S S/D Sundargarh | 1000000042 | 132KV CT OF RATIO 250/1-1-1-1A | CT1.132OIL250.A001 | ZCAP_SH | ZCAP | NOS | 3 | 450000 | INR
5000 | Western Zone, Burla | 5200 | EHT (O&M) Circle, Burla | 5207 | EHT (O&M) Division, Rajgangpur | W274 | 132/33 kV S/S S/D Kalunga | 1000000047 | 132KV CT OF RATIO 600-300-150/1-1-1A | CT1.132OIL600.C003 | ZCAP_SH | ZCAP | NOS | 1 | 1 | INR
5000 | Western Zone, Burla | 5200 | EHT (O&M) Circle, Burla | 5207 | EHT (O&M) Division, Rajgangpur | W274 | 132/33 kV S/S S/D Kalunga | 1000000050 | 132KV CT 800-400-200/1-1-1-1A 0-2s | CT1.132OIL800.C004 | ZCAP_ACT | ZCAP | NOS | 1 | 168599.07 | INR
5000 | Western Zone, Burla | 5200 | EHT (O&M) Circle, Burla | 5207 | EHT (O&M) Division, Rajgangpur | W274 | 132/33 kV S/S S/D Kalunga | 1000000062 | 36KV CT OF RATIO 400-200-100/1-1-1A | CT1.36OIL400.C003 | ZCAP_SH | ZCAP | NOS | 1 | 1 | INR
5000 | Western Zone, Burla | 5200 | EHT (O&M) Circle, Burla | 5207 | EHT (O&M) Division, Rajgangpur | W274 | 132/33 kV S/S S/D Kalunga | 1000000066 | 33kV CT (800-400-200/1-1-1) | CT1.36OIL800.C003 | ZCAP_SH | ZCAP | NOS | 1 | 1 | INR
5000 | Western Zone, Burla | 5200 | EHT (O&M) Circle, Burla | 5207 | EHT (O&M) Division, Rajgangpur | W273 | 132/33 kV T/L S/S S/D Sundargarh | 1000000066 | 33kV CT (800-400-200/1-1-1) | CT1.36OIL800.C003 | ZCAP_ACT | ZCAP | NOS | 3 | 189782.88 | INR
5000 | Western Zone, Burla | 5200 | EHT (O&M) Circle, Burla | 5207 | EHT (O&M) Division, Rajgangpur | W274 | 132/33 kV S/S S/D Kalunga | 1000000069 | 132KV CVT | CVT.132OIL.S.C003 | ZCAP_SH | ZCAP | NOS | 1 | 1 | INR
5000 | Western Zone, Burla | 5200 | EHT (O&M) Circle, Burla | 5207 | EHT (O&M) Division, Rajgangpur | W272 | 132/33 kV T/L S/S S/D Rajgangpur | 1000000069 | 132KV CVT | CVT.132OIL.S.C003 | ZCAP_US | ZCAP | NOS | 1 | 1 | INR
5000 | Western Zone, Burla | 5200 | EHT (O&M) Circle, Burla | 5207 | EHT (O&M) Division, Rajgangpur | W275 | 220/132/33 kV S/S S/D Kuanrmunda | 1000000074 | 7/3.15 MM SIZE G.I. EARTH WIRE | EW.STEEL.A002 | ZCAP_ACT | ZCAP | KM | 0.299 | 14189.28 | INR
5000 | Western Zone, Burla | 5200 | EHT (O&M) Circle, Burla | 5207 | EHT (O&M) Division, Rajgangpur | W273 | 132/33 kV T/L S/S S/D Sundargarh | 1000000087 | 132KV SI W/o ES OF 1250A | ISO.132SI.DB.F002 | ZCAP_ACT | ZCAP | SET | 1 | 162990 | INR
5000 | Western Zone, Burla | 5200 | EHT (O&M) Circle, Burla | 5207 | EHT (O&M) Division, Rajgangpur | W274 | 132/33 kV S/S S/D Kalunga | 1000000089 | 132KV TI WITH DB W/O ES OF 1250A | ISO.132T.DB.A002 | ZCAP_ACT | ZCAP | SET | 2 | 577794.67 | INR
5000 | Western Zone, Burla | 5200 | EHT (O&M) Circle, Burla | 5207 | EHT (O&M) Division, Rajgangpur | W273 | 132/33 kV T/L S/S S/D Sundargarh | 1000000108 | 33KV DI WITH DB WITH ES OF 1200A | ISO.33DI.DB.B002 | ZCAP_ACT | ZCAP | SET | 1 | 144563.41 | INR
5000 | Western Zone, Burla | 5200 | EHT (O&M) Circle, Burla | 5207 | EHT (O&M) Division, Rajgangpur | W274 | 132/33 kV S/S S/D Kalunga | 1000000109 | 33KV DI WITH DB WITH ES OF 2000A | ISO.33DI.DB.B003 | ZCAP_ACT | ZCAP | SET | 2 | 601898 | INR
5000 | Western Zone, Burla | 5200 | EHT (O&M) Circle, Burla | 5207 | EHT (O&M) Division, Rajgangpur | W274 | 132/33 kV S/S S/D Kalunga | 1000000118 | 132KV OIL SP 2C IVT/PT | IVT.132OIL.S.B004 | ZCAP_SH | ZCAP | NOS | 1 | 1 | INR
5000 | Western Zone, Burla | 5200 | EHT (O&M) Circle, Burla | 5207 | EHT (O&M) Division, Rajgangpur | W272 | 132/33 kV T/L S/S S/D Rajgangpur | 1000000118 | 132KV OIL SP 2C IVT/PT | IVT.132OIL.S.B004 | ZCAP_ACT | ZCAP | NOS | 3 | 132999.37 | INR
5000 | Western Zone, Burla | 5200 | EHT (O&M) Circle, Burla | 5207 | EHT (O&M) Division, Rajgangpur | W273 | 132/33 kV T/L S/S S/D Sundargarh | 1000000118 | 132KV OIL SP 2C IVT/PT | IVT.132OIL.S.B004 | ZCAP_ACT | ZCAP | NOS | 2 | 88666.25 | INR
5000 | Western Zone, Burla | 5200 | EHT (O&M) Circle, Burla | 5207 | EHT (O&M) Division, Rajgangpur | W274 | 132/33 kV S/S S/D Kalunga | 1000000121 | 36KV OIL SP 1C IVT | IVT.36OIL.S.A001 | ZCAP_SH | ZCAP | NOS | 1 | 1 | INR
5000 | Western Zone, Burla | 5200 | EHT (O&M) Circle, Burla | 5207 | EHT (O&M) Division, Rajgangpur | W274 | 132/33 kV S/S S/D Kalunga | 1000000122 | 36KV 2C SP IVT/PT | IVT.36OIL.S.B003 | ZCAP_ACT | ZCAP | NOS | 1 | 29984.59 | INR
5000 | Western Zone, Burla | 5200 | EHT (O&M) Circle, Burla | 5207 | EHT (O&M) Division, Rajgangpur | W273 | 132/33 kV T/L S/S S/D Sundargarh | 1000000122 | 36KV 2C SP IVT/PT | IVT.36OIL.S.B003 | ZCAP_SH | ZCAP | NOS | 1 | 22500 | INR
5000 | Western Zone, Burla | 5200 | EHT (O&M) Circle, Burla | 5207 | EHT (O&M) Division, Rajgangpur | W273 | 132/33 kV T/L S/S S/D Sundargarh | 1000000129 | 120KV SURGE ARRESTER & SAS integration | SA.120MO.A005 | ZCAP_ACT | ZCAP | NOS | 1 | 34669.14 | INR
5000 | Western Zone, Burla | 5200 | EHT (O&M) Circle, Burla | 5207 | EHT (O&M) Division, Rajgangpur | W272 | 132/33 kV T/L S/S S/D Rajgangpur | 1000000130 | 132KV SURGE ARRESTER OF 120 KV | SA.145MO.GL.A001 | ZCAP_SCRAP | ZCAP | NOS | 20 | 20 | INR
5000 | Western Zone, Burla | 5200 | EHT (O&M) Circle, Burla | 5207 | EHT (O&M) Division, Rajgangpur | W276 | 220/132/33 kV S/S S/D Bamra | 1000000132 | 220KV MO WITH RING SURGE ARRESTER | SA.245MO.WR.A005 | ZCAP_ACT | ZCAP | NOS | 2 | 162480.47 | INR
5000 | Western Zone, Burla | 5200 | EHT (O&M) Circle, Burla | 5207 | EHT (O&M) Division, Rajgangpur | W273 | 132/33 kV T/L S/S S/D Sundargarh | 1000000134 | 36KV MO W/O SURGE ARRESTER | SA.36MO.WOR.A001 | ZCAP_ACT | ZCAP | NOS | 2 | 20019.59 | INR
5000 | Western Zone, Burla | 5200 | EHT (O&M) Circle, Burla | 5207 | EHT (O&M) Division, Rajgangpur | W275 | 220/132/33 kV S/S S/D Kuanrmunda | 1000000199 | 3mtr extension to 132 KV PC type Tower | TWR.132PC+3.L.A001 | ZCAP_ACT | ZCAP | MT | 1.15 | 90785.22 | INR
5000 | Western Zone, Burla | 5200 | EHT (O&M) Circle, Burla | 5207 | EHT (O&M) Division, Rajgangpur | W276 | 220/132/33 kV S/S S/D Bamra | 1000000314 | 1.5 MM MS 10 C CONTROL CABLE UAR | CBLE.CTRL.UAR.A010 | ZCAP_ACT | ZCAP | KM | 0.498 | 56413.44 | INR
5000 | Western Zone, Burla | 5200 | EHT (O&M) Circle, Burla | 5207 | EHT (O&M) Division, Rajgangpur | W276 | 220/132/33 kV S/S S/D Bamra | 1000000331 | 48 F OPGW CABLE | OPGW.DWSM.48F.A001 | ZCAP_ACT | ZCAP | KM | 2.212 | 698246.51 | INR
5000 | Western Zone, Burla | 5200 | EHT (O&M) Circle, Burla | 5207 | EHT (O&M) Division, Rajgangpur | WL72 | 132/33 kV T/L S/S S/D Rajgangpur_Line | 2000000020 | Black enamel Paint | CNSM.PAINT.A016 | ZCON_SCRAP | ZCON | L | 100 | 0.01 | INR
5000 | Western Zone, Burla | 5200 | EHT (O&M) Circle, Burla | 5207 | EHT (O&M) Division, Rajgangpur | WL72 | 132/33 kV T/L S/S S/D Rajgangpur_Line | 2000000021 | RED OXIDE PAINT | CNSM.PAINT.A017 | ZCON_SCRAP | ZCON | L | 500 | 5 | INR
5000 | Western Zone, Burla | 5200 | EHT (O&M) Circle, Burla | 5207 | EHT (O&M) Division, Rajgangpur | W273 | 132/33 kV T/L S/S S/D Sundargarh | 2000000022 | SILICAGEL | CNSM.SILICAGEL.A001 | ZCON_ACT | ZCON | KG | 50 | 12390 | INR
5000 | Western Zone, Burla | 5200 | EHT (O&M) Circle, Burla | 5207 | EHT (O&M) Division, Rajgangpur | W273 | 132/33 kV T/L S/S S/D Sundargarh | 2000000145 | LED TYPE INDICATION LAMP (RED) | ILWR.INDIC.LAMP.A001 | ZCON_ACT | ZCON | NOS | 7 | 949.9 | INR
5000 | Western Zone, Burla | 5200 | EHT (O&M) Circle, Burla | 5207 | EHT (O&M) Division, Rajgangpur | W273 | 132/33 kV T/L S/S S/D Sundargarh | 2000000146 | LED TYPE INDICATION LAMP (YELLOW) | ILWR.INDIC.LAMP.A0012 | ZCON_ACT | ZCON | NOS | 5 | 678.5 | INR
5000 | Western Zone, Burla | 5200 | EHT (O&M) Circle, Burla | 5207 | EHT (O&M) Division, Rajgangpur | W274 | 132/33 kV S/S S/D Kalunga | 2000000146 | LED TYPE INDICATION LAMP (YELLOW) | ILWR.INDIC.LAMP.A0012 | ZCON_ACT | ZCON | NOS | 1 | 135.7 | INR
5000 | Western Zone, Burla | 5200 | EHT (O&M) Circle, Burla | 5207 | EHT (O&M) Division, Rajgangpur | W274 | 132/33 kV S/S S/D Kalunga | 2000000147 | LED TYPE INDICATION LAMP (GREEN) | ILWR.INDIC.LAMP.A002 | ZCON_ACT | ZCON | NOS | 2 | 227.11 | INR
5000 | Western Zone, Burla | 5200 | EHT (O&M) Circle, Burla | 5207 | EHT (O&M) Division, Rajgangpur | W273 | 132/33 kV T/L S/S S/D Sundargarh | 2000000147 | LED TYPE INDICATION LAMP (GREEN) | ILWR.INDIC.LAMP.A002 | ZCON_ACT | ZCON | NOS | 15 | 1703.29 | INR
5000 | Western Zone, Burla | 5200 | EHT (O&M) Circle, Burla | 5207 | EHT (O&M) Division, Rajgangpur | W274 | 132/33 kV S/S S/D Kalunga | 2000000148 | LED TYPE INDICATION LAMP (WHITE) | ILWR.INDIC.LAMP.A003 | ZCON_ACT | ZCON | NOS | 5 | 1121 | INR
5000 | Western Zone, Burla | 5200 | EHT (O&M) Circle, Burla | 5207 | EHT (O&M) Division, Rajgangpur | W273 | 132/33 kV T/L S/S S/D Sundargarh | 2000000148 | LED TYPE INDICATION LAMP (WHITE) | ILWR.INDIC.LAMP.A003 | ZCON_ACT | ZCON | NOS | 8 | 1793.6 | INR
5000 | Western Zone, Burla | 5200 | EHT (O&M) Circle, Burla | 5207 | EHT (O&M) Division, Rajgangpur | W274 | 132/33 kV S/S S/D Kalunga | 2000000150 | LED TYPE INDICATION LAMP (BLUE) | ILWR.INDIC.LAMP.A005 | ZCON_ACT | ZCON | NOS | 4 | 896.8 | INR
5000 | Western Zone, Burla | 5200 | EHT (O&M) Circle, Burla | 5207 | EHT (O&M) Division, Rajgangpur | W276 | 220/132/33 kV S/S S/D Bamra | 2000000159 | LED based Flood light fitting | ILWR.LED.FT.A012 | ZCON_ACT | ZCON | NOS | 20 | 346282.8 | INR
5000 | Western Zone, Burla | 5200 | EHT (O&M) Circle, Burla | 5207 | EHT (O&M) Division, Rajgangpur | W273 | 132/33 kV T/L S/S S/D Sundargarh | 3000000021 | HV BUSHING W/O ROD FOR 20MVA AREVA Tfr | BUSH.132ARVA.AB07 | ZSPR_ACT | ZSPR | NOS | 1 | 100000 | INR
5000 | Western Zone, Burla | 5200 | EHT (O&M) Circle, Burla | 5207 | EHT (O&M) Division, Rajgangpur | W272 | 132/33 kV T/L S/S S/D Rajgangpur | 3000000030 | HV BUSHINGWITH M.PART FOR 40MVA BHEL Tfr | BUSH.132BHEL.AB06 | ZSPR_ACT | ZSPR | NOS | 2 | 14405.24 | INR
5000 | Western Zone, Burla | 5200 | EHT (O&M) Circle, Burla | 5207 | EHT (O&M) Division, Rajgangpur | W272 | 132/33 kV T/L S/S S/D Rajgangpur | 3000000123 | 2.5 SQMM 12C CONTROL CABLE CU | CBLE.CTRL.AR.D012 | ZSPR_ACT | ZSPR | KM | 0.79 | 258640.02 | INR
5000 | Western Zone, Burla | 5200 | EHT (O&M) Circle, Burla | 5207 | EHT (O&M) Division, Rajgangpur | W276 | 220/132/33 kV S/S S/D Bamra | 3000000140 | 2.5 SQMM 12C CONTROL CABLE | CBLE.CTRL.UAR.C012 | ZSPR_ACT | ZSPR | KM | 1.102 | 310728.58 | INR
5000 | Western Zone, Burla | 5200 | EHT (O&M) Circle, Burla | 5207 | EHT (O&M) Division, Rajgangpur | W274 | 132/33 kV S/S S/D Kalunga | 3000000140 | 2.5 SQMM 12C CONTROL CABLE | CBLE.CTRL.UAR.C012 | ZSPR_ACT | ZSPR | KM | 0.205 | 57803.41 | INR
5000 | Western Zone, Burla | 5200 | EHT (O&M) Circle, Burla | 5207 | EHT (O&M) Division, Rajgangpur | W272 | 132/33 kV T/L S/S S/D Rajgangpur | 3000000145 | 2C X 2.5SQMM CONTROL UNARMOURED CABLE | CBLE.CTRL.UAR.D002 | ZSPR_ACT | ZSPR | KM | 0.785 | 49431.49 | INR
5000 | Western Zone, Burla | 5200 | EHT (O&M) Circle, Burla | 5207 | EHT (O&M) Division, Rajgangpur | W272 | 132/33 kV T/L S/S S/D Rajgangpur | 3000000149 | 7C X 2.5SQMM CONTROL UNARMOURED CABLE | CBLE.CTRL.UAR.D007 | ZSPR_ACT | ZSPR | KM | 1.003 | 184043.4 | INR
5000 | Western Zone, Burla | 5200 | EHT (O&M) Circle, Burla | 5207 | EHT (O&M) Division, Rajgangpur | W276 | 220/132/33 kV S/S S/D Bamra | 3000000149 | 7C X 2.5SQMM CONTROL UNARMOURED CABLE | CBLE.CTRL.UAR.D007 | ZSPR_ACT | ZSPR | KM | 6.567 | 1204998 | INR
5000 | Western Zone, Burla | 5200 | EHT (O&M) Circle, Burla | 5207 | EHT (O&M) Division, Rajgangpur | W273 | 132/33 kV T/L S/S S/D Sundargarh | 3000000149 | 7C X 2.5SQMM CONTROL UNARMOURED CABLE | CBLE.CTRL.UAR.D007 | ZSPR_ACT | ZSPR | KM | 0.215 | 39450.98 | INR
5000 | Western Zone, Burla | 5200 | EHT (O&M) Circle, Burla | 5207 | EHT (O&M) Division, Rajgangpur | W274 | 132/33 kV S/S S/D Kalunga | 3000000149 | 7C X 2.5SQMM CONTROL UNARMOURED CABLE | CBLE.CTRL.UAR.D007 | ZSPR_ACT | ZSPR | KM | 0.275 | 50460.55 | INR
5000 | Western Zone, Burla | 5200 | EHT (O&M) Circle, Burla | 5207 | EHT (O&M) Division, Rajgangpur | W274 | 132/33 kV S/S S/D Kalunga | 3000000150 | 9C X 2.5SQMM CONTROL UNARMOURED CABLE | CBLE.CTRL.UAR.D009 | ZSPR_ACT | ZSPR | KM | 0.047 | 11835.07 | INR
5000 | Western Zone, Burla | 5200 | EHT (O&M) Circle, Burla | 5207 | EHT (O&M) Division, Rajgangpur | W276 | 220/132/33 kV S/S S/D Bamra | 3000000151 | 2.5 SQMM MSTRAND 10C AR CCABLE | CBLE.CTRL.UAR.D010 | ZSPR_ACT | ZSPR | KM | 12.671 | 3080066.68 | INR
5000 | Western Zone, Burla | 5200 | EHT (O&M) Circle, Burla | 5207 | EHT (O&M) Division, Rajgangpur | W276 | 220/132/33 kV S/S S/D Bamra | 3000000152 | 16CX2.5SQMM CONTROL UNARMOURED CABLE | CBLE.CTRL.UAR.D016 | ZSPR_ACT | ZSPR | KM | 1.981 | 741012.86 | INR
5000 | Western Zone, Burla | 5200 | EHT (O&M) Circle, Burla | 5207 | EHT (O&M) Division, Rajgangpur | W276 | 220/132/33 kV S/S S/D Bamra | 3000000158 | 4 SQMM 4 C CONTROL CABLE | CBLE.CTRL.UAR.F004 | ZSPR_ACT | ZSPR | KM | 0.1 | 24308 | INR
5000 | Western Zone, Burla | 5200 | EHT (O&M) Circle, Burla | 5207 | EHT (O&M) Division, Rajgangpur | W273 | 132/33 kV T/L S/S S/D Sundargarh | 3000000192 | 3.5Cx25Sqmm AL PWR cable | CBLE.PWR.AL.AR.D003 | ZSPR_ACT | ZSPR | KM | 0.21 | 22079.4 | INR
5000 | Western Zone, Burla | 5200 | EHT (O&M) Circle, Burla | 5207 | EHT (O&M) Division, Rajgangpur | W276 | 220/132/33 kV S/S S/D Bamra | 3000000193 | 3.5Cx35 Sqmm AL PWR cable | CBLE.PWR.AL.AR.D004 | ZSPR_ACT | ZSPR | KM | 0.062 | 11266.64 | INR
5000 | Western Zone, Burla | 5200 | EHT (O&M) Circle, Burla | 5207 | EHT (O&M) Division, Rajgangpur | W276 | 220/132/33 kV S/S S/D Bamra | 3000000195 | 3.5Cx70 Sqmm AL PWR cable | CBLE.PWR.AL.AR.D006 | ZSPR_ACT | ZSPR | KM | 1.05 | 348159 | INR
5000 | Western Zone, Burla | 5200 | EHT (O&M) Circle, Burla | 5207 | EHT (O&M) Division, Rajgangpur | W273 | 132/33 kV T/L S/S S/D Sundargarh | 3000000196 | 3.5Cx95 Sqmm AL PWR cable | CBLE.PWR.AL.AR.D007 | ZSPR_ACT | ZSPR | KM | 0.3 | 82725 | INR
5000 | Western Zone, Burla | 5200 | EHT (O&M) Circle, Burla | 5207 | EHT (O&M) Division, Rajgangpur | W276 | 220/132/33 kV S/S S/D Bamra | 3000000197 | 3.5Cx120 Sqmm AL PWR cable | CBLE.PWR.AL.AR.D008 | ZSPR_ACT | ZSPR | KM | 0.583 | 293750.38 | INR
5000 | Western Zone, Burla | 5200 | EHT (O&M) Circle, Burla | 5207 | EHT (O&M) Division, Rajgangpur | W276 | 220/132/33 kV S/S S/D Bamra | 3000000198 | 3.5Cx185 Sqmm AL PWR cable | CBLE.PWR.AL.AR.D010 | ZSPR_ACT | ZSPR | KM | 0.846 | 630912.96 | INR
5000 | Western Zone, Burla | 5200 | EHT (O&M) Circle, Burla | 5207 | EHT (O&M) Division, Rajgangpur | W276 | 220/132/33 kV S/S S/D Bamra | 3000000199 | 3.5Cx300 Sqmm AL PWR cable | CBLE.PWR.AL.AR.D011 | ZSPR_ACT | ZSPR | KM | 0.154 | 179721.08 | INR
5000 | Western Zone, Burla | 5200 | EHT (O&M) Circle, Burla | 5207 | EHT (O&M) Division, Rajgangpur | W274 | 132/33 kV S/S S/D Kalunga | 3000000200 | 4Cx16 Sqmm AL PWR cable | CBLE.PWR.AL.AR.E002 | ZSPR_ACT | ZSPR | KM | 0.183 | 23218.2 | INR
5000 | Western Zone, Burla | 5200 | EHT (O&M) Circle, Burla | 5207 | EHT (O&M) Division, Rajgangpur | W276 | 220/132/33 kV S/S S/D Bamra | 3000000200 | 4Cx16 Sqmm AL PWR cable | CBLE.PWR.AL.AR.E002 | ZSPR_ACT | ZSPR | KM | 3.135 | 397754.4 | INR
5000 | Western Zone, Burla | 5200 | EHT (O&M) Circle, Burla | 5207 | EHT (O&M) Division, Rajgangpur | W276 | 220/132/33 kV S/S S/D Bamra | 3000000218 | 1Cx120 SQMM POWER CABLE CU | CBLE.PWR.CU.UAR.A008 | ZSPR_ACT | ZSPR | KM | 0.756 | 701174.88 | INR
5000 | Western Zone, Burla | 5200 | EHT (O&M) Circle, Burla | 5207 | EHT (O&M) Division, Rajgangpur | W276 | 220/132/33 kV S/S S/D Bamra | 3000000253 | G.I Cable Trays(size: 450x75x2500mm) | CBLE.TRAY.A008 | ZSPR_ACT | ZSPR | M | 1129 | 849956.36 | INR
5000 | Western Zone, Burla | 5200 | EHT (O&M) Circle, Burla | 5207 | EHT (O&M) Division, Rajgangpur | W276 | 220/132/33 kV S/S S/D Bamra | 3000000254 | 300x75x2500 cable tray in mtr | CBLE.TRAY.A015 | ZSPR_ACT | ZSPR | M | 890 | 535602 | INR
5000 | Western Zone, Burla | 5200 | EHT (O&M) Circle, Burla | 5207 | EHT (O&M) Division, Rajgangpur | W276 | 220/132/33 kV S/S S/D Bamra | 3000000255 | 150x75x2500 cable tray in mtr | CBLE.TRAY.A016 | ZSPR_ACT | ZSPR | M | 2492 | 1126234.48 | INR
5000 | Western Zone, Burla | 5200 | EHT (O&M) Circle, Burla | 5207 | EHT (O&M) Division, Rajgangpur | W273 | 132/33 kV T/L S/S S/D Sundargarh | 3000000342 | 1 BOLTED PG CLAMP FOR PANTHER - PANTHER | CLMP.PG.A001 | ZSPR_ACT | ZSPR | NOS | 19 | 5615.64 | INR
5000 | Western Zone, Burla | 5200 | EHT (O&M) Circle, Burla | 5207 | EHT (O&M) Division, Rajgangpur | W273 | 132/33 kV T/L S/S S/D Sundargarh | 3000000355 | 3 BOLTED PG CLAMP FOR PANTHER -PANTHER | CLMP.PG.C001 | ZSPR_ACT | ZSPR | NOS | 15 | 4581.6 | INR
5000 | Western Zone, Burla | 5200 | EHT (O&M) Circle, Burla | 5207 | EHT (O&M) Division, Rajgangpur | WL72 | 132/33 kV T/L S/S S/D Rajgangpur_Line | 3000000356 | 3 BOLTED PG CLAMP FOR ZEBRA - ZEBRA | CLMP.PG.C002 | ZSPR_ACT | ZSPR | NOS | 53 | 24963.53 | INR
5000 | Western Zone, Burla | 5200 | EHT (O&M) Circle, Burla | 5207 | EHT (O&M) Division, Rajgangpur | W275 | 220/132/33 kV S/S S/D Kuanrmunda | 3000000363 | 4 BOLTED PG CLAMP FOR PANTHER -PANTHER | CLMP.PG.D001 | ZSPR_ACT | ZSPR | NOS | 36 | 28970.64 | INR
5000 | Western Zone, Burla | 5200 | EHT (O&M) Circle, Burla | 5207 | EHT (O&M) Division, Rajgangpur | WL72 | 132/33 kV T/L S/S S/D Rajgangpur_Line | 3000000364 | 4 BOLTED PG CLAMP FOR ZEBRA - ZEBRA | CLMP.PG.D002 | ZSPR_ACT | ZSPR | NOS | 20 | 9385 | INR
5000 | Western Zone, Burla | 5200 | EHT (O&M) Circle, Burla | 5207 | EHT (O&M) Division, Rajgangpur | W274 | 132/33 kV S/S S/D Kalunga | 3000000377 | P.I Clamp for single ACSR Moose | CLMP.PI.AL.D002 | ZSPR_ACT | ZSPR | NOS | 3 | 2669.24 | INR
5000 | Western Zone, Burla | 5200 | EHT (O&M) Circle, Burla | 5207 | EHT (O&M) Division, Rajgangpur | W274 | 132/33 kV S/S S/D Kalunga | 3000000380 | 12bolted T Clamp for ACSR Zebra to Zebra | CLMP.SP.CT.AL.A001 | ZSPR_ACT | ZSPR | NOS | 2 | 3422 | INR
5000 | Western Zone, Burla | 5200 | EHT (O&M) Circle, Burla | 5207 | EHT (O&M) Division, Rajgangpur | W273 | 132/33 kV T/L S/S S/D Sundargarh | 3000000386 | STRAIGHT THROUGH CLAMP ZEBRA BIMETALLIC | CLMP.ST.THRU.AL.A001 | ZSPR_ACT | ZSPR | NOS | 15 | 6389.7 | INR
5000 | Western Zone, Burla | 5200 | EHT (O&M) Circle, Burla | 5207 | EHT (O&M) Division, Rajgangpur | W273 | 132/33 kV T/L S/S S/D Sundargarh | 3000000389 | T CLAMP ALFOR PANTHER RUN-ZEBRA DROP | CLMP.T.AL.A002 | ZSPR_ACT | ZSPR | NOS | 2 | 666 | INR
5000 | Western Zone, Burla | 5200 | EHT (O&M) Circle, Burla | 5207 | EHT (O&M) Division, Rajgangpur | W273 | 132/33 kV T/L S/S S/D Sundargarh | 3000000391 | T CLAMP ALFOR ZEBRA RUN - ZEBRA DROP | CLMP.T.AL.A004 | ZSPR_ACT | ZSPR | NOS | 15 | 5469.3 | INR
5000 | Western Zone, Burla | 5200 | EHT (O&M) Circle, Burla | 5207 | EHT (O&M) Division, Rajgangpur | W276 | 220/132/33 kV S/S S/D Bamra | 3000000427 | PA ROD ACSR PANTHER IN SET | COND.ACCES.B002 | ZSPR_ACT | ZSPR | NOS | 24 | 26082.72 | INR
5000 | Western Zone, Burla | 5200 | EHT (O&M) Circle, Burla | 5207 | EHT (O&M) Division, Rajgangpur | W276 | 220/132/33 kV S/S S/D Bamra | 3000000429 | PA ROD ACSR MOOSE IN SET | COND.ACCES.B004 | ZSPR_ACT | ZSPR | NOS | 12 | 19781.52 | INR
5000 | Western Zone, Burla | 5200 | EHT (O&M) Circle, Burla | 5207 | EHT (O&M) Division, Rajgangpur | W273 | 132/33 kV T/L S/S S/D Sundargarh | 3000000437 | MS JOINT FOR ACSR PANTHER CONDUCTOR | COND.ACCES.C002 | ZSPR_ACT | ZSPR | NOS | 4 | 2297.79 | INR
5000 | Western Zone, Burla | 5200 | EHT (O&M) Circle, Burla | 5207 | EHT (O&M) Division, Rajgangpur | W275 | 220/132/33 kV S/S S/D Kuanrmunda | 3000000437 | MS JOINT FOR ACSR PANTHER CONDUCTOR | COND.ACCES.C002 | ZSPR_ACT | ZSPR | NOS | 6 | 3446.68 | INR
5000 | Western Zone, Burla | 5200 | EHT (O&M) Circle, Burla | 5207 | EHT (O&M) Division, Rajgangpur | W276 | 220/132/33 kV S/S S/D Bamra | 3000000437 | MS JOINT FOR ACSR PANTHER CONDUCTOR | COND.ACCES.C002 | ZSPR_ACT | ZSPR | NOS | 25 | 14361.19 | INR
5000 | Western Zone, Burla | 5200 | EHT (O&M) Circle, Burla | 5207 | EHT (O&M) Division, Rajgangpur | WL72 | 132/33 kV T/L S/S S/D Rajgangpur_Line | 3000000437 | MS JOINT FOR ACSR PANTHER CONDUCTOR | COND.ACCES.C002 | ZSPR_ACT | ZSPR | NOS | 10 | 5744.47 | INR
5000 | Western Zone, Burla | 5200 | EHT (O&M) Circle, Burla | 5207 | EHT (O&M) Division, Rajgangpur | W276 | 220/132/33 kV S/S S/D Bamra | 3000000438 | MS JOINT FOR ACSR ZEBRA CONDUCTOR | COND.ACCES.C003 | ZSPR_ACT | ZSPR | NOS | 8 | 6597.63 | INR
5000 | Western Zone, Burla | 5200 | EHT (O&M) Circle, Burla | 5207 | EHT (O&M) Division, Rajgangpur | WL72 | 132/33 kV T/L S/S S/D Rajgangpur_Line | 3000000438 | MS JOINT FOR ACSR ZEBRA CONDUCTOR | COND.ACCES.C003 | ZSPR_ACT | ZSPR | NOS | 13 | 10721.16 | INR
5000 | Western Zone, Burla | 5200 | EHT (O&M) Circle, Burla | 5207 | EHT (O&M) Division, Rajgangpur | W273 | 132/33 kV T/L S/S S/D Sundargarh | 3000000442 | MS JOINT AAAC PANTHER EQUIVALENT | COND.ACCES.C007 | ZSPR_ACT | ZSPR | NOS | 5 | 1957.7 | INR
5000 | Western Zone, Burla | 5200 | EHT (O&M) Circle, Burla | 5207 | EHT (O&M) Division, Rajgangpur | W275 | 220/132/33 kV S/S S/D Kuanrmunda | 3000000455 | VD OFACSR PANTHER CONDUCTOR | COND.ACCES.E002 | ZSPR_ACT | ZSPR | NOS | 6 | 2637.15 | INR
5000 | Western Zone, Burla | 5200 | EHT (O&M) Circle, Burla | 5207 | EHT (O&M) Division, Rajgangpur | W273 | 132/33 kV T/L S/S S/D Sundargarh | 3000000455 | VD OFACSR PANTHER CONDUCTOR | COND.ACCES.E002 | ZSPR_ACT | ZSPR | NOS | 18 | 7911.44 | INR
5000 | Western Zone, Burla | 5200 | EHT (O&M) Circle, Burla | 5207 | EHT (O&M) Division, Rajgangpur | W276 | 220/132/33 kV S/S S/D Bamra | 3000000455 | VD OFACSR PANTHER CONDUCTOR | COND.ACCES.E002 | ZSPR_ACT | ZSPR | NOS | 12 | 5274.29 | INR
5000 | Western Zone, Burla | 5200 | EHT (O&M) Circle, Burla | 5207 | EHT (O&M) Division, Rajgangpur | WL72 | 132/33 kV T/L S/S S/D Rajgangpur_Line | 3000000455 | VD OFACSR PANTHER CONDUCTOR | COND.ACCES.E002 | ZSPR_ACT | ZSPR | NOS | 56 | 24613.35 | INR
5000 | Western Zone, Burla | 5200 | EHT (O&M) Circle, Burla | 5207 | EHT (O&M) Division, Rajgangpur | WL72 | 132/33 kV T/L S/S S/D Rajgangpur_Line | 3000000456 | VD OF ACSR ZEBRA CONDUCTOR | COND.ACCES.E003 | ZSPR_ACT | ZSPR | NOS | 11 | 3092.43 | INR
5000 | Western Zone, Burla | 5200 | EHT (O&M) Circle, Burla | 5207 | EHT (O&M) Division, Rajgangpur | WL72 | 132/33 kV T/L S/S S/D Rajgangpur_Line | 3000000465 | REPAIR SLEEVE FOR ACSR PANTHER CONDUCTOR | COND.ACCES.F002 | ZSPR_ACT | ZSPR | NOS | 26 | 6010.75 | INR
5000 | Western Zone, Burla | 5200 | EHT (O&M) Circle, Burla | 5207 | EHT (O&M) Division, Rajgangpur | W273 | 132/33 kV T/L S/S S/D Sundargarh | 3000000465 | REPAIR SLEEVE FOR ACSR PANTHER CONDUCTOR | COND.ACCES.F002 | ZSPR_ACT | ZSPR | NOS | 10 | 2311.82 | INR
5000 | Western Zone, Burla | 5200 | EHT (O&M) Circle, Burla | 5207 | EHT (O&M) Division, Rajgangpur | W275 | 220/132/33 kV S/S S/D Kuanrmunda | 3000000465 | REPAIR SLEEVE FOR ACSR PANTHER CONDUCTOR | COND.ACCES.F002 | ZSPR_ACT | ZSPR | NOS | 6 | 1387.09 | INR
5000 | Western Zone, Burla | 5200 | EHT (O&M) Circle, Burla | 5207 | EHT (O&M) Division, Rajgangpur | W276 | 220/132/33 kV S/S S/D Bamra | 3000000465 | REPAIR SLEEVE FOR ACSR PANTHER CONDUCTOR | COND.ACCES.F002 | ZSPR_ACT | ZSPR | NOS | 22 | 5086.01 | INR
5000 | Western Zone, Burla | 5200 | EHT (O&M) Circle, Burla | 5207 | EHT (O&M) Division, Rajgangpur | WL72 | 132/33 kV T/L S/S S/D Rajgangpur_Line | 3000000466 | REPAIR SLEEVE FOR ACSR ZEBRA CONDUCTOR | COND.ACCES.F003 | ZSPR_ACT | ZSPR | NOS | 28 | 10375.89 | INR
5000 | Western Zone, Burla | 5200 | EHT (O&M) Circle, Burla | 5207 | EHT (O&M) Division, Rajgangpur | W276 | 220/132/33 kV S/S S/D Bamra | 3000000466 | REPAIR SLEEVE FOR ACSR ZEBRA CONDUCTOR | COND.ACCES.F003 | ZSPR_ACT | ZSPR | NOS | 15 | 5558.52 | INR
5000 | Western Zone, Burla | 5200 | EHT (O&M) Circle, Burla | 5207 | EHT (O&M) Division, Rajgangpur | WL72 | 132/33 kV T/L S/S S/D Rajgangpur_Line | 3000000476 | ACSR HORSE CONDUCTOR | COND.ACSR.A001 | ZSPR_US | ZSPR | KM | 0.5 | 0.5 | INR
5000 | Western Zone, Burla | 5200 | EHT (O&M) Circle, Burla | 5207 | EHT (O&M) Division, Rajgangpur | W276 | 220/132/33 kV S/S S/D Bamra | 3000000481 | IPS 4" Aluminium Tubes | COND.IPS.TUBE.A001 | ZSPR_ACT | ZSPR | M | 55 | 124218.6 | INR
5000 | Western Zone, Burla | 5200 | EHT (O&M) Circle, Burla | 5207 | EHT (O&M) Division, Rajgangpur | WL72 | 132/33 kV T/L S/S S/D Rajgangpur_Line | 3000000574 | EARTHING DEVICE | ERTH.DEVICE.A001 | ZSPR_US | ZSPR | NOS | 50 | 50 | INR
5000 | Western Zone, Burla | 5200 | EHT (O&M) Circle, Burla | 5207 | EHT (O&M) Division, Rajgangpur | W276 | 220/132/33 kV S/S S/D Bamra | 3000000584 | 70 X 10 MM GI EARTH FLAT | ERTH.FLAT.GI.A008 | ZSPR_ACT | ZSPR | KG | 2055 | 173261.53 | INR
5000 | Western Zone, Burla | 5200 | EHT (O&M) Circle, Burla | 5207 | EHT (O&M) Division, Rajgangpur | W275 | 220/132/33 kV S/S S/D Kuanrmunda | 3000000613 | MID SPAN JOINT FOR 7/3.15MM EARTH WIRE | EW.ACCES.A002 | ZSPR_ACT | ZSPR | NOS | 4 | 335.95 | INR
5000 | Western Zone, Burla | 5200 | EHT (O&M) Circle, Burla | 5207 | EHT (O&M) Division, Rajgangpur | W273 | 132/33 kV T/L S/S S/D Sundargarh | 3000000613 | MID SPAN JOINT FOR 7/3.15MM EARTH WIRE | EW.ACCES.A002 | ZSPR_ACT | ZSPR | NOS | 10 | 839.87 | INR
5000 | Western Zone, Burla | 5200 | EHT (O&M) Circle, Burla | 5207 | EHT (O&M) Division, Rajgangpur | W272 | 132/33 kV T/L S/S S/D Rajgangpur | 3000000616 | VD FOR 7/3.15MM GI EARTHWIRE | EW.ACCES.B002 | ZSPR_ACT | ZSPR | NOS | 100 | 30183.33 | INR
5000 | Western Zone, Burla | 5200 | EHT (O&M) Circle, Burla | 5207 | EHT (O&M) Division, Rajgangpur | W275 | 220/132/33 kV S/S S/D Kuanrmunda | 3000000616 | VD FOR 7/3.15MM GI EARTHWIRE | EW.ACCES.B002 | ZSPR_ACT | ZSPR | NOS | 1 | 301.83 | INR
5000 | Western Zone, Burla | 5200 | EHT (O&M) Circle, Burla | 5207 | EHT (O&M) Division, Rajgangpur | W273 | 132/33 kV T/L S/S S/D Sundargarh | 3000000616 | VD FOR 7/3.15MM GI EARTHWIRE | EW.ACCES.B002 | ZSPR_ACT | ZSPR | NOS | 20 | 6036.67 | INR
5000 | Western Zone, Burla | 5200 | EHT (O&M) Circle, Burla | 5207 | EHT (O&M) Division, Rajgangpur | W275 | 220/132/33 kV S/S S/D Kuanrmunda | 3000000619 | Damaged Cut Pieces GI Earthwire | EW.CUTPIECE.A001 | ZSPR_SH | ZSPR | KG | 88 | 1 | INR
5000 | Western Zone, Burla | 5200 | EHT (O&M) Circle, Burla | 5207 | EHT (O&M) Division, Rajgangpur | W273 | 132/33 kV T/L S/S S/D Sundargarh | 3000000739 | DS HARDWARE FITTING ACSR PANTHER | HWF.DS.A002 | ZSPR_ACT | ZSPR | NOS | 12 | 32890.2 | INR
5000 | Western Zone, Burla | 5200 | EHT (O&M) Circle, Burla | 5207 | EHT (O&M) Division, Rajgangpur | W273 | 132/33 kV T/L S/S S/D Sundargarh | 3000000743 | DS HWF FOR AAAC PANTHER CONDUCTOR | HWF.DS.A009 | ZSPR_ACT | ZSPR | NOS | 12 | 41083.2 | INR
5000 | Western Zone, Burla | 5200 | EHT (O&M) Circle, Burla | 5207 | EHT (O&M) Division, Rajgangpur | WL72 | 132/33 kV T/L S/S S/D Rajgangpur_Line | 3000000748 | DS HWF AGS for 90 KN insulator | HWF.DS.A016 | ZSPR_ACT | ZSPR | SET | 40 | 112763.57 | INR
5000 | Western Zone, Burla | 5200 | EHT (O&M) Circle, Burla | 5207 | EHT (O&M) Division, Rajgangpur | W276 | 220/132/33 kV S/S S/D Bamra | 3000000748 | DS HWF AGS for 90 KN insulator | HWF.DS.A016 | ZSPR_ACT | ZSPR | SET | 12 | 33829.07 | INR
5000 | Western Zone, Burla | 5200 | EHT (O&M) Circle, Burla | 5207 | EHT (O&M) Division, Rajgangpur | WL72 | 132/33 kV T/L S/S S/D Rajgangpur_Line | 3000000749 | DS HWF OF AGS FOR ACSR ZEBRA CONDUCTOR | HWF.DS.A017 | ZSPR_ACT | ZSPR | SET | 15 | 50703.6 | INR
5000 | Western Zone, Burla | 5200 | EHT (O&M) Circle, Burla | 5207 | EHT (O&M) Division, Rajgangpur | W276 | 220/132/33 kV S/S S/D Bamra | 3000000799 | DT Hard ware fittings -120 KN insulator | HWF.DT.A002 | ZSPR_ACT | ZSPR | NOS | 1 | 18134.05 | INR
5000 | Western Zone, Burla | 5200 | EHT (O&M) Circle, Burla | 5207 | EHT (O&M) Division, Rajgangpur | W274 | 132/33 kV S/S S/D Kalunga | 3000000799 | DT Hard ware fittings -120 KN insulator | HWF.DT.A002 | ZSPR_ACT | ZSPR | NOS | 5 | 90670.24 | INR
5000 | Western Zone, Burla | 5200 | EHT (O&M) Circle, Burla | 5207 | EHT (O&M) Division, Rajgangpur | W276 | 220/132/33 kV S/S S/D Bamra | 3000000802 | DT HARDWARE FITTING ACSR TWIN ZEBRA | HWF.DT.A005 | ZSPR_ACT | ZSPR | NOS | 30 | 303130.2 | INR
5000 | Western Zone, Burla | 5200 | EHT (O&M) Circle, Burla | 5207 | EHT (O&M) Division, Rajgangpur | W273 | 132/33 kV T/L S/S S/D Sundargarh | 3000000804 | DT HARDWARE FITTING AAAC PANTHER | HWF.DT.A009 | ZSPR_ACT | ZSPR | NOS | 12 | 37104 | INR
5000 | Western Zone, Burla | 5200 | EHT (O&M) Circle, Burla | 5207 | EHT (O&M) Division, Rajgangpur | W273 | 132/33 kV T/L S/S S/D Sundargarh | 3000000808 | DT HWF W/O AL PART-ACSR PANTHER | HWF.DT.B002 | ZSPR_ACT | ZSPR | NOS | 4 | 21600 | INR
5000 | Western Zone, Burla | 5200 | EHT (O&M) Circle, Burla | 5207 | EHT (O&M) Division, Rajgangpur | W272 | 132/33 kV T/L S/S S/D Rajgangpur | 3000000824 | SUSPENSION CLAMP FOR 7/3.15MM EARTHWIRE | HWF.SC.EW.A002 | ZSPR_ACT | ZSPR | NOS | 50 | 20457.12 | INR
5000 | Western Zone, Burla | 5200 | EHT (O&M) Circle, Burla | 5207 | EHT (O&M) Division, Rajgangpur | W273 | 132/33 kV T/L S/S S/D Sundargarh | 3000000824 | SUSPENSION CLAMP FOR 7/3.15MM EARTHWIRE | HWF.SC.EW.A002 | ZSPR_ACT | ZSPR | NOS | 10 | 4091.43 | INR
5000 | Western Zone, Burla | 5200 | EHT (O&M) Circle, Burla | 5207 | EHT (O&M) Division, Rajgangpur | WL72 | 132/33 kV T/L S/S S/D Rajgangpur_Line | 3000000845 | SS HARDWARE FITTING ACSR HORSE | HWF.SS.A001 | ZSPR_US | ZSPR | NOS | 4 | 402.96 | INR
5000 | Western Zone, Burla | 5200 | EHT (O&M) Circle, Burla | 5207 | EHT (O&M) Division, Rajgangpur | WL72 | 132/33 kV T/L S/S S/D Rajgangpur_Line | 3000000846 | SS HARDWARE FITTING ACSR PANTHER | HWF.SS.A002 | ZSPR_US | ZSPR | NOS | 6 | 6 | INR
5000 | Western Zone, Burla | 5200 | EHT (O&M) Circle, Burla | 5207 | EHT (O&M) Division, Rajgangpur | WL72 | 132/33 kV T/L S/S S/D Rajgangpur_Line | 3000000847 | SS HARDWARE FITTING ACSR ZEBRA | HWF.SS.A003 | ZSPR_ACT | ZSPR | NOS | 11 | 19674.05 | INR
5000 | Western Zone, Burla | 5200 | EHT (O&M) Circle, Burla | 5207 | EHT (O&M) Division, Rajgangpur | WL72 | 132/33 kV T/L S/S S/D Rajgangpur_Line | 3000000857 | SS HWF AGS type for 90 KN insulator | HWF.SS.A016 | ZSPR_ACT | ZSPR | NOS | 7 | 8904.07 | INR
5000 | Western Zone, Burla | 5200 | EHT (O&M) Circle, Burla | 5207 | EHT (O&M) Division, Rajgangpur | W272 | 132/33 kV T/L S/S S/D Rajgangpur | 3000000862 | SS HWF W/O AL PART FOR ACSR MOOSE | HWF.SS.B004 | ZSPR_ACT | ZSPR | NOS | 5 | 5000 | INR
5000 | Western Zone, Burla | 5200 | EHT (O&M) Circle, Burla | 5207 | EHT (O&M) Division, Rajgangpur | W273 | 132/33 kV T/L S/S S/D Sundargarh | 3000000865 | SS HWF CLAMP FOR ACSR PANTHER CONDUCTOR | HWF.SS.C002 | ZSPR_SH | ZSPR | NOS | 474 | 474 | INR
5000 | Western Zone, Burla | 5200 | EHT (O&M) Circle, Burla | 5207 | EHT (O&M) Division, Rajgangpur | W275 | 220/132/33 kV S/S S/D Kuanrmunda | 3000000877 | ST Hard wares fittings 120KN insulator | HWF.ST.A002 | ZSPR_ACT | ZSPR | NOS | 3 | 8221.92 | INR
5000 | Western Zone, Burla | 5200 | EHT (O&M) Circle, Burla | 5207 | EHT (O&M) Division, Rajgangpur | WL72 | 132/33 kV T/L S/S S/D Rajgangpur_Line | 3000000877 | ST Hard wares fittings 120KN insulator | HWF.ST.A002 | ZSPR_US | ZSPR | NOS | 12 | 12 | INR
5000 | Western Zone, Burla | 5200 | EHT (O&M) Circle, Burla | 5207 | EHT (O&M) Division, Rajgangpur | WL72 | 132/33 kV T/L S/S S/D Rajgangpur_Line | 3000000878 | ST HWF FOR ACSR ZEBRA | HWF.ST.A003 | ZSPR_ACT | ZSPR | NOS | 12 | 24074.16 | INR
5000 | Western Zone, Burla | 5200 | EHT (O&M) Circle, Burla | 5207 | EHT (O&M) Division, Rajgangpur | W273 | 132/33 kV T/L S/S S/D Sundargarh | 3000000878 | ST HWF FOR ACSR ZEBRA | HWF.ST.A003 | ZSPR_ACT | ZSPR | NOS | 2 | 4012.36 | INR
5000 | Western Zone, Burla | 5200 | EHT (O&M) Circle, Burla | 5207 | EHT (O&M) Division, Rajgangpur | W272 | 132/33 kV T/L S/S S/D Rajgangpur | 3000000879 | Single Tension H/W Fitting ACSR Moose | HWF.ST.A004 | ZSPR_US | ZSPR | SET | 4 | 4 | INR
5000 | Western Zone, Burla | 5200 | EHT (O&M) Circle, Burla | 5207 | EHT (O&M) Division, Rajgangpur | W274 | 132/33 kV S/S S/D Kalunga | 3000000879 | Single Tension H/W Fitting ACSR Moose | HWF.ST.A004 | ZSPR_ACT | ZSPR | SET | 3 | 9777 | INR
5000 | Western Zone, Burla | 5200 | EHT (O&M) Circle, Burla | 5207 | EHT (O&M) Division, Rajgangpur | W273 | 132/33 kV T/L S/S S/D Sundargarh | 3000000883 | ST HWF FOR AAAC PANTHER | HWF.ST.A009 | ZSPR_ACT | ZSPR | NOS | 22 | 31768.44 | INR
5000 | Western Zone, Burla | 5200 | EHT (O&M) Circle, Burla | 5207 | EHT (O&M) Division, Rajgangpur | W272 | 132/33 kV T/L S/S S/D Rajgangpur | 3000000885 | ST HWF ACSR S. MOOSE W/O TB | HWF.ST.A011 | ZSPR_ACT | ZSPR | NOS | 7 | 58681 | INR
5000 | Western Zone, Burla | 5200 | EHT (O&M) Circle, Burla | 5207 | EHT (O&M) Division, Rajgangpur | W274 | 132/33 kV S/S S/D Kalunga | 3000000887 | ST HWF FOR 90KN INSULATOR | HWF.ST.A015 | ZSPR_ACT | ZSPR | NOS | 65 | 71524.93 | INR
5000 | Western Zone, Burla | 5200 | EHT (O&M) Circle, Burla | 5207 | EHT (O&M) Division, Rajgangpur | WL72 | 132/33 kV T/L S/S S/D Rajgangpur_Line | 3000000887 | ST HWF FOR 90KN INSULATOR | HWF.ST.A015 | ZSPR_ACT | ZSPR | NOS | 14 | 15405.37 | INR
5000 | Western Zone, Burla | 5200 | EHT (O&M) Circle, Burla | 5207 | EHT (O&M) Division, Rajgangpur | W272 | 132/33 kV T/L S/S S/D Rajgangpur | 3000000906 | TENSION CLAMP FOR EARTHWIRE | HWF.TC.EW.A002 | ZSPR_ACT | ZSPR | NOS | 50 | 20153.49 | INR
5000 | Western Zone, Burla | 5200 | EHT (O&M) Circle, Burla | 5207 | EHT (O&M) Division, Rajgangpur | W273 | 132/33 kV T/L S/S S/D Sundargarh | 3000000906 | TENSION CLAMP FOR EARTHWIRE | HWF.TC.EW.A002 | ZSPR_ACT | ZSPR | NOS | 2 | 806.14 | INR
5000 | Western Zone, Burla | 5200 | EHT (O&M) Circle, Burla | 5207 | EHT (O&M) Division, Rajgangpur | W275 | 220/132/33 kV S/S S/D Kuanrmunda | 3000000906 | TENSION CLAMP FOR EARTHWIRE | HWF.TC.EW.A002 | ZSPR_ACT | ZSPR | NOS | 1 | 403.07 | INR
5000 | Western Zone, Burla | 5200 | EHT (O&M) Circle, Burla | 5207 | EHT (O&M) Division, Rajgangpur | W276 | 220/132/33 kV S/S S/D Bamra | 3000000931 | 90KN ANTIFOG DISC INSULATOR | INS.AF.DISC.B002 | ZSPR_ACT | ZSPR | NOS | 561 | 461534.76 | INR
5000 | Western Zone, Burla | 5200 | EHT (O&M) Circle, Burla | 5207 | EHT (O&M) Division, Rajgangpur | W273 | 132/33 kV T/L S/S S/D Sundargarh | 3000000931 | 90KN ANTIFOG DISC INSULATOR | INS.AF.DISC.B002 | ZSPR_ACT | ZSPR | NOS | 12 | 9872.4 | INR
5000 | Western Zone, Burla | 5200 | EHT (O&M) Circle, Burla | 5207 | EHT (O&M) Division, Rajgangpur | W276 | 220/132/33 kV S/S S/D Bamra | 3000000932 | 120KN ANTIFOG DISC INSULATOR | INS.AF.DISC.B003 | ZSPR_ACT | ZSPR | NOS | 105 | 102713.1 | INR
5000 | Western Zone, Burla | 5200 | EHT (O&M) Circle, Burla | 5207 | EHT (O&M) Division, Rajgangpur | W276 | 220/132/33 kV S/S S/D Bamra | 3000000933 | 160KN ANTIFOG DISC INSULATOR | INS.AF.DISC.B004 | ZSPR_ACT | ZSPR | NOS | 134 | 211880.8 | INR
5000 | Western Zone, Burla | 5200 | EHT (O&M) Circle, Burla | 5207 | EHT (O&M) Division, Rajgangpur | W273 | 132/33 kV T/L S/S S/D Sundargarh | 3000000935 | DIFFERENT RATING OF INSULATOR | INS.ASRT.A001 | ZSPR_US | ZSPR | NOS | 981 | 981 | INR
5000 | Western Zone, Burla | 5200 | EHT (O&M) Circle, Burla | 5207 | EHT (O&M) Division, Rajgangpur | W273 | 132/33 kV T/L S/S S/D Sundargarh | 3000000935 | DIFFERENT RATING OF INSULATOR | INS.ASRT.A001 | ZSPR_SH | ZSPR | NOS | 3375 | 1 | INR
5000 | Western Zone, Burla | 5200 | EHT (O&M) Circle, Burla | 5207 | EHT (O&M) Division, Rajgangpur | W274 | 132/33 kV S/S S/D Kalunga | 3000000936 | 33KV Insulator String for SS HWF | INS.DISC.L.PIN.B004 | ZSPR_ACT | ZSPR | SET | 2 | 923.4 | INR
5000 | Western Zone, Burla | 5200 | EHT (O&M) Circle, Burla | 5207 | EHT (O&M) Division, Rajgangpur | W274 | 132/33 kV S/S S/D Kalunga | 3000000937 | Insulator strings DT- 220 kv | INS.DT.INS.A001 | ZSPR_ACT | ZSPR | SET | 2 | 902.4 | INR
5000 | Western Zone, Burla | 5200 | EHT (O&M) Circle, Burla | 5207 | EHT (O&M) Division, Rajgangpur | W274 | 132/33 kV S/S S/D Kalunga | 3000000938 | Insulator strings ST- 220 kv | INS.DT.INS.A002 | ZSPR_ACT | ZSPR | SET | 2 | 902.4 | INR
5000 | Western Zone, Burla | 5200 | EHT (O&M) Circle, Burla | 5207 | EHT (O&M) Division, Rajgangpur | W274 | 132/33 kV S/S S/D Kalunga | 3000000944 | 132 KV BUS POST INSULATORS | INS.POR.BPI.D001 | ZSPR_ACT | ZSPR | NOS | 5 | 44522.25 | INR
5000 | Western Zone, Burla | 5200 | EHT (O&M) Circle, Burla | 5207 | EHT (O&M) Division, Rajgangpur | W274 | 132/33 kV S/S S/D Kalunga | 3000000946 | 70KN PORCELAIN DISC INSULATOR | INS.POR.DISC.B001 | ZSPR_ACT | ZSPR | NOS | 411 | 189758.7 | INR
5000 | Western Zone, Burla | 5200 | EHT (O&M) Circle, Burla | 5207 | EHT (O&M) Division, Rajgangpur | WL72 | 132/33 kV T/L S/S S/D Rajgangpur_Line | 3000000947 | 90KN PORCELAIN DISC INSULATOR | INS.POR.DISC.B002 | ZSPR_ACT | ZSPR | NOS | 100 | 29356.34 | INR
5000 | Western Zone, Burla | 5200 | EHT (O&M) Circle, Burla | 5207 | EHT (O&M) Division, Rajgangpur | W274 | 132/33 kV S/S S/D Kalunga | 3000000947 | 90KN PORCELAIN DISC INSULATOR | INS.POR.DISC.B002 | ZSPR_ACT | ZSPR | NOS | 54 | 15852.42 | INR
5000 | Western Zone, Burla | 5200 | EHT (O&M) Circle, Burla | 5207 | EHT (O&M) Division, Rajgangpur | W274 | 132/33 kV S/S S/D Kalunga | 3000000948 | 120KN PORCELAIN DISC INSULATOR | INS.POR.DISC.B003 | ZSPR_ACT | ZSPR | NOS | 152 | 130337.12 | INR
5000 | Western Zone, Burla | 5200 | EHT (O&M) Circle, Burla | 5207 | EHT (O&M) Division, Rajgangpur | W273 | 132/33 kV T/L S/S S/D Sundargarh | 3000000948 | 120KN PORCELAIN DISC INSULATOR | INS.POR.DISC.B003 | ZSPR_US | ZSPR | NOS | 780 | 780 | INR
5000 | Western Zone, Burla | 5200 | EHT (O&M) Circle, Burla | 5207 | EHT (O&M) Division, Rajgangpur | W272 | 132/33 kV T/L S/S S/D Rajgangpur | 3000000948 | 120KN PORCELAIN DISC INSULATOR | INS.POR.DISC.B003 | ZSPR_ACT | ZSPR | NOS | 30 | 25724.43 | INR
5000 | Western Zone, Burla | 5200 | EHT (O&M) Circle, Burla | 5207 | EHT (O&M) Division, Rajgangpur | WL72 | 132/33 kV T/L S/S S/D Rajgangpur_Line | 3000000954 | 132KV LR 90KN PORCELAIN INSULATOR | INS.POR.LR.D002 | ZSPR_ACT | ZSPR | NOS | 4 | 38569.06 | INR
5000 | Western Zone, Burla | 5200 | EHT (O&M) Circle, Burla | 5207 | EHT (O&M) Division, Rajgangpur | W276 | 220/132/33 kV S/S S/D Bamra | 3000000954 | 132KV LR 90KN PORCELAIN INSULATOR | INS.POR.LR.D002 | ZSPR_ACT | ZSPR | NOS | 16 | 154276.22 | INR
5000 | Western Zone, Burla | 5200 | EHT (O&M) Circle, Burla | 5207 | EHT (O&M) Division, Rajgangpur | W273 | 132/33 kV T/L S/S S/D Sundargarh | 3000000955 | 120KN 132 KV PORCELAIN LONG ROD | INS.POR.LR.D003 | ZSPR_ACT | ZSPR | NOS | 23 | 187401.47 | INR
5000 | Western Zone, Burla | 5200 | EHT (O&M) Circle, Burla | 5207 | EHT (O&M) Division, Rajgangpur | WL72 | 132/33 kV T/L S/S S/D Rajgangpur_Line | 3000000955 | 120KN 132 KV PORCELAIN LONG ROD | INS.POR.LR.D003 | ZSPR_ACT | ZSPR | NOS | 5 | 40739.45 | INR
5000 | Western Zone, Burla | 5200 | EHT (O&M) Circle, Burla | 5207 | EHT (O&M) Division, Rajgangpur | W276 | 220/132/33 kV S/S S/D Bamra | 3000000957 | 160KN 132 KV PORCELAIN LONG ROD | INS.POR.LR.E004 | ZSPR_ACT | ZSPR | NOS | 2 | 23831.28 | INR
5000 | Western Zone, Burla | 5200 | EHT (O&M) Circle, Burla | 5207 | EHT (O&M) Division, Rajgangpur | W273 | 132/33 kV T/L S/S S/D Sundargarh | 3000001002 | EMPTY Tfr OIL BARREL | MISC.EMPTYBRL.A001 | ZSPR_ACT | ZSPR | NOS | 74 | 14235.38 | INR
5000 | Western Zone, Burla | 5200 | EHT (O&M) Circle, Burla | 5207 | EHT (O&M) Division, Rajgangpur | W274 | 132/33 kV S/S S/D Kalunga | 3000001007 | FLEXIBLE COPPER EARTH BOND | MISC.FL.CU.BOND.A001 | ZSPR_SH | ZSPR | NOS | 10 | 10 | INR
5000 | Western Zone, Burla | 5200 | EHT (O&M) Circle, Burla | 5207 | EHT (O&M) Division, Rajgangpur | W275 | 220/132/33 kV S/S S/D Kuanrmunda | 3000001007 | FLEXIBLE COPPER EARTH BOND | MISC.FL.CU.BOND.A001 | ZSPR_ACT | ZSPR | NOS | 1 | 433.58 | INR
5000 | Western Zone, Burla | 5200 | EHT (O&M) Circle, Burla | 5207 | EHT (O&M) Division, Rajgangpur | WL72 | 132/33 kV T/L S/S S/D Rajgangpur_Line | 3000001038 | 90 LB RAIL POLE | MISC.RAILPOLE.A002 | ZSPR_ACT | ZSPR | MT | 0.2 | 872.07 | INR
5000 | Western Zone, Burla | 5200 | EHT (O&M) Circle, Burla | 5207 | EHT (O&M) Division, Rajgangpur | W272 | 132/33 kV T/L S/S S/D Rajgangpur | 3000001038 | 90 LB RAIL POLE | MISC.RAILPOLE.A002 | ZSPR_ACT | ZSPR | MT | 0.706 | 3078.4 | INR
5000 | Western Zone, Burla | 5200 | EHT (O&M) Circle, Burla | 5207 | EHT (O&M) Division, Rajgangpur | W272 | 132/33 kV T/L S/S S/D Rajgangpur | 3000001043 | RAIL POLE CUT PIECE | MISC.RAILPOLE.A009 | ZSPR_ACT | ZSPR | MT | 3.66 | 13754.39 | INR
5000 | Western Zone, Burla | 5200 | EHT (O&M) Circle, Burla | 5207 | EHT (O&M) Division, Rajgangpur | W272 | 132/33 kV T/L S/S S/D Rajgangpur | 3000001044 | RAIL POLE ASSORTED | MISC.RAILPOLE.A010 | ZSPR_US | ZSPR | MT | 1 | 1 | INR
5000 | Western Zone, Burla | 5200 | EHT (O&M) Circle, Burla | 5207 | EHT (O&M) Division, Rajgangpur | W273 | 132/33 kV T/L S/S S/D Sundargarh | 3000001051 | 12 MM POLYPROPELENE ROPE | MISC.ROPE.B001 | ZSPR_ACT | ZSPR | KG | 3.9 | 780 | INR
5000 | Western Zone, Burla | 5200 | EHT (O&M) Circle, Burla | 5207 | EHT (O&M) Division, Rajgangpur | W273 | 132/33 kV T/L S/S S/D Sundargarh | 3000001073 | 11KG SF6 EMPTY GAS CYLINDER | MISC.SF6CYLNDR.B005 | ZSPR_US | ZSPR | NOS | 4 | 5.42 | INR
5000 | Western Zone, Burla | 5200 | EHT (O&M) Circle, Burla | 5207 | EHT (O&M) Division, Rajgangpur | W274 | 132/33 kV S/S S/D Kalunga | 3000001078 | SILICAGEL USEFUL FOR Tfr | MISC.SILICAGEL.A001 | ZSPR_ACT | ZSPR | KG | 25 | 5427.75 | INR
5000 | Western Zone, Burla | 5200 | EHT (O&M) Circle, Burla | 5207 | EHT (O&M) Division, Rajgangpur | W274 | 132/33 kV S/S S/D Kalunga | 3000001094 | NEW EHV GRADE Napthelin based Tfr OIL | MISC.TFROIL.A001 | ZSPR_ACT | ZSPR | L | 710 | 178165.29 | INR
5000 | Western Zone, Burla | 5200 | EHT (O&M) Circle, Burla | 5207 | EHT (O&M) Division, Rajgangpur | W274 | 132/33 kV S/S S/D Kalunga | 3000001140 | AC SP 2wire 240V 20-40A Static Meter | MTR.SECURE.A001 | ZSPR_SH | ZSPR | NOS | 5 | 5 | INR
5000 | Western Zone, Burla | 5200 | EHT (O&M) Circle, Burla | 5207 | EHT (O&M) Division, Rajgangpur | W276 | 220/132/33 kV S/S S/D Bamra | 3000001154 | NUTS AND BOLTS | NBW.ASRT.GINB.A001 | ZSPR_ACT | ZSPR | KG | 375 | 48971.03 | INR
5000 | Western Zone, Burla | 5200 | EHT (O&M) Circle, Burla | 5207 | EHT (O&M) Division, Rajgangpur | W276 | 220/132/33 kV S/S S/D Bamra | 3000001163 | ASSORTED FOUNDATION NUT & BOLT IN KG | NBW.FDN.NB.A017 | ZSPR_ACT | ZSPR | KG | 260 | 26814.01 | INR
5000 | Western Zone, Burla | 5200 | EHT (O&M) Circle, Burla | 5207 | EHT (O&M) Division, Rajgangpur | W274 | 132/33 kV S/S S/D Kalunga | 3000001164 | Foundation bolts of size 20X600mm | NBW.FDN.NB.A018 | ZSPR_ACT | ZSPR | KG | 14 | 1020.18 | INR
5000 | Western Zone, Burla | 5200 | EHT (O&M) Circle, Burla | 5207 | EHT (O&M) Division, Rajgangpur | W274 | 132/33 kV S/S S/D Kalunga | 3000001165 | Foundation bolts of size 25X750mm | NBW.FDN.NB.A019 | ZSPR_ACT | ZSPR | KG | 10 | 728.7 | INR
5000 | Western Zone, Burla | 5200 | EHT (O&M) Circle, Burla | 5207 | EHT (O&M) Division, Rajgangpur | W273 | 132/33 kV T/L S/S S/D Sundargarh | 3000001177 | 12 X 30 MM GI HALF THREAD NUT & BOLT | NBW.GINB.A001 | ZSPR_ACT | ZSPR | KG | 50 | 6129 | INR
5000 | Western Zone, Burla | 5200 | EHT (O&M) Circle, Burla | 5207 | EHT (O&M) Division, Rajgangpur | W273 | 132/33 kV T/L S/S S/D Sundargarh | 3000001178 | 12 X 35 MM GI HALF THREAD NUT & BOLT | NBW.GINB.A002 | ZSPR_ACT | ZSPR | KG | 50 | 6276.5 | INR
5000 | Western Zone, Burla | 5200 | EHT (O&M) Circle, Burla | 5207 | EHT (O&M) Division, Rajgangpur | W273 | 132/33 kV T/L S/S S/D Sundargarh | 3000001179 | 12 X 40 MM GI HALF THREAD NUT & BOLT | NBW.GINB.A003 | ZSPR_ACT | ZSPR | KG | 50 | 6276.5 | INR
5000 | Western Zone, Burla | 5200 | EHT (O&M) Circle, Burla | 5207 | EHT (O&M) Division, Rajgangpur | W273 | 132/33 kV T/L S/S S/D Sundargarh | 3000001180 | 12 X 45 MM GI HALF THREAD NUT & BOLT | NBW.GINB.A004 | ZSPR_ACT | ZSPR | KG | 20 | 1990.4 | INR
5000 | Western Zone, Burla | 5200 | EHT (O&M) Circle, Burla | 5207 | EHT (O&M) Division, Rajgangpur | W275 | 220/132/33 kV S/S S/D Kuanrmunda | 3000001184 | 16 X 45 MM GI HALF THREAD NUT & BOLT | NBW.GINB.A008 | ZSPR_ACT | ZSPR | KG | 150 | 20434.65 | INR
5000 | Western Zone, Burla | 5200 | EHT (O&M) Circle, Burla | 5207 | EHT (O&M) Division, Rajgangpur | W275 | 220/132/33 kV S/S S/D Kuanrmunda | 3000001185 | 16X50MM GI HALF THREAD NUT & BOLT | NBW.GINB.A009 | ZSPR_ACT | ZSPR | KG | 150 | 20434.65 | INR
5000 | Western Zone, Burla | 5200 | EHT (O&M) Circle, Burla | 5207 | EHT (O&M) Division, Rajgangpur | W275 | 220/132/33 kV S/S S/D Kuanrmunda | 3000001187 | 16X60MM GI HALF THREAD NUT & BOLT | NBW.GINB.A011 | ZSPR_ACT | ZSPR | KG | 100 | 13623.1 | INR
5000 | Western Zone, Burla | 5200 | EHT (O&M) Circle, Burla | 5207 | EHT (O&M) Division, Rajgangpur | W275 | 220/132/33 kV S/S S/D Kuanrmunda | 3000001188 | 16X65MM GI HALF THREAD NUT & BOLT | NBW.GINB.A012 | ZSPR_ACT | ZSPR | KG | 32 | 4359.39 | INR
5000 | Western Zone, Burla | 5200 | EHT (O&M) Circle, Burla | 5207 | EHT (O&M) Division, Rajgangpur | W273 | 132/33 kV T/L S/S S/D Sundargarh | 3000001245 | 16 X 5MM THICK PACK / FLAT GI WASHER | NBW.GIWSR.A015 | ZSPR_ACT | ZSPR | KG | 50 | 4619.5 | INR
5000 | Western Zone, Burla | 5200 | EHT (O&M) Circle, Burla | 5207 | EHT (O&M) Division, Rajgangpur | W273 | 132/33 kV T/L S/S S/D Sundargarh | 3000001246 | 16 X 6MM THICK PACK / FLAT GI WASHER | NBW.GIWSR.A016 | ZSPR_ACT | ZSPR | KG | 50 | 4183 | INR
5000 | Western Zone, Burla | 5200 | EHT (O&M) Circle, Burla | 5207 | EHT (O&M) Division, Rajgangpur | W274 | 132/33 kV S/S S/D Kalunga | 3000001275 | 132KV DUPLEX FEEDER C&R PANEL | PNL.132.D.A001 | ZSPR_SH | ZSPR | NOS | 1 | 1 | INR
5000 | Western Zone, Burla | 5200 | EHT (O&M) Circle, Burla | 5207 | EHT (O&M) Division, Rajgangpur | W273 | 132/33 kV T/L S/S S/D Sundargarh | 3000001317 | Recovered / used Battery Charger | RCVR.BAT.CHRG.A001 | ZSPR_US | ZSPR | NOS | 1 | 1 | INR
5000 | Western Zone, Burla | 5200 | EHT (O&M) Circle, Burla | 5207 | EHT (O&M) Division, Rajgangpur | W275 | 220/132/33 kV S/S S/D Kuanrmunda | 3000001318 | Recovery(Used) ACSR Panther Conductor | RCVR.COND.A001 | ZSPR_SH | ZSPR | KM | 0.594 | 1 | INR
5000 | Western Zone, Burla | 5200 | EHT (O&M) Circle, Burla | 5207 | EHT (O&M) Division, Rajgangpur | W273 | 132/33 kV T/L S/S S/D Sundargarh | 3000001333 | Auxiliary relay | RLAY.AUX.A023 | ZSPR_ACT | ZSPR | NOS | 4 | 14399.14 | INR
5000 | Western Zone, Burla | 5200 | EHT (O&M) Circle, Burla | 5207 | EHT (O&M) Division, Rajgangpur | W272 | 132/33 kV T/L S/S S/D Rajgangpur | 3000001390 | High Burden Master Trip Relay | RLAY.MTRIP.A007 | ZSPR_ACT | ZSPR | NOS | 7 | 26740.52 | INR
5000 | Western Zone, Burla | 5200 | EHT (O&M) Circle, Burla | 5207 | EHT (O&M) Division, Rajgangpur | W274 | 132/33 kV S/S S/D Kalunga | 3000001404 | Numerical Back up Relay | RLAY.NUMBACKUP.B002 | ZSPR_ACT | ZSPR | NOS | 1 | 73465.57 | INR
5000 | Western Zone, Burla | 5200 | EHT (O&M) Circle, Burla | 5207 | EHT (O&M) Division, Rajgangpur | W276 | 220/132/33 kV S/S S/D Bamra | 3000001503 | CLOSING COIL of 145kV SF6 CB | SPR.BKR132.C001 | ZSPR_ACT | ZSPR | NOS | 4 | 0.01 | INR
5000 | Western Zone, Burla | 5200 | EHT (O&M) Circle, Burla | 5207 | EHT (O&M) Division, Rajgangpur | W276 | 220/132/33 kV S/S S/D Bamra | 3000001504 | Tripping coil of 145kV SF6 CB | SPR.BKR132.C002 | ZSPR_ACT | ZSPR | NOS | 4 | 0.01 | INR
5000 | Western Zone, Burla | 5200 | EHT (O&M) Circle, Burla | 5207 | EHT (O&M) Division, Rajgangpur | W276 | 220/132/33 kV S/S S/D Bamra | 3000001505 | Density Monitor of 145kV SF6 CB | SPR.BKR132.C003 | ZSPR_ACT | ZSPR | NOS | 1 | 0.01 | INR
5000 | Western Zone, Burla | 5200 | EHT (O&M) Circle, Burla | 5207 | EHT (O&M) Division, Rajgangpur | W273 | 132/33 kV T/L S/S S/D Sundargarh | 3000001570 | AIR PRESSURE GAUGE 132KV CGL SF6 CB | SPR.BKR132CGL.D008 | ZSPR_ACT | ZSPR | NOS | 1 | 400 | INR
5000 | Western Zone, Burla | 5200 | EHT (O&M) Circle, Burla | 5207 | EHT (O&M) Division, Rajgangpur | W273 | 132/33 kV T/L S/S S/D Sundargarh | 3000001574 | AIR PRESSURE SWITCH 132KV CGL SF6 CB | SPR.BKR132CGL.D012 | ZSPR_ACT | ZSPR | NOS | 4 | 800 | INR
5000 | Western Zone, Burla | 5200 | EHT (O&M) Circle, Burla | 5207 | EHT (O&M) Division, Rajgangpur | W273 | 132/33 kV T/L S/S S/D Sundargarh | 3000001599 | GAS DENSITY SWITCH 132KV CGL SF6 | SPR.BKR132CGL.D041 | ZSPR_ACT | ZSPR | NOS | 1 | 200 | INR
5000 | Western Zone, Burla | 5200 | EHT (O&M) Circle, Burla | 5207 | EHT (O&M) Division, Rajgangpur | W273 | 132/33 kV T/L S/S S/D Sundargarh | 3000001602 | TERMINAL PAD FOR 132 KV SF6 CGL BREAKER | SPR.BKR132CGL.D045 | ZSPR_ACT | ZSPR | NOS | 4 | 2400 | INR
5000 | Western Zone, Burla | 5200 | EHT (O&M) Circle, Burla | 5207 | EHT (O&M) Division, Rajgangpur | W273 | 132/33 kV T/L S/S S/D Sundargarh | 3000001603 | TERMINAL CONNECTOR 132KV CGL SF6 | SPR.BKR132CGL.D046 | ZSPR_ACT | ZSPR | NOS | 4 | 4800 | INR
5000 | Western Zone, Burla | 5200 | EHT (O&M) Circle, Burla | 5207 | EHT (O&M) Division, Rajgangpur | W273 | 132/33 kV T/L S/S S/D Sundargarh | 3000001604 | TERMINAL CONNECTOR 132KV SF6 CGL | SPR.BKR132CGL.D047 | ZSPR_ACT | ZSPR | NOS | 4 | 3200 | INR
5000 | Western Zone, Burla | 5200 | EHT (O&M) Circle, Burla | 5207 | EHT (O&M) Division, Rajgangpur | W273 | 132/33 kV T/L S/S S/D Sundargarh | 3000001605 | CONTROL VALVE ASSEMBLY 132KV SF6 CGL | SPR.BKR132CGL.D048 | ZSPR_ACT | ZSPR | NOS | 1 | 600 | INR
5000 | Western Zone, Burla | 5200 | EHT (O&M) Circle, Burla | 5207 | EHT (O&M) Division, Rajgangpur | W273 | 132/33 kV T/L S/S S/D Sundargarh | 3000001606 | GAS PRESSURE GAUGE 132KV SF6 CGL | SPR.BKR132CGL.D049 | ZSPR_ACT | ZSPR | NOS | 1 | 700 | INR
5000 | Western Zone, Burla | 5200 | EHT (O&M) Circle, Burla | 5207 | EHT (O&M) Division, Rajgangpur | W273 | 132/33 kV T/L S/S S/D Sundargarh | 3000001608 | COMPRESSOR WITH MOTOR 132KV SF6 | SPR.BKR132CGL.D051 | ZSPR_SH | ZSPR | NOS | 1 | 25000 | INR
5000 | Western Zone, Burla | 5200 | EHT (O&M) Circle, Burla | 5207 | EHT (O&M) Division, Rajgangpur | W276 | 220/132/33 kV S/S S/D Bamra | 3000001676 | CLOSING COIL of 245kV SF6 CB | SPR.BKR220.C001 | ZSPR_ACT | ZSPR | NOS | 4 | 0.01 | INR
5000 | Western Zone, Burla | 5200 | EHT (O&M) Circle, Burla | 5207 | EHT (O&M) Division, Rajgangpur | W276 | 220/132/33 kV S/S S/D Bamra | 3000001677 | Tripping coil of 245kV SF6 CB | SPR.BKR220.C002 | ZSPR_ACT | ZSPR | NOS | 4 | 0.01 | INR
5000 | Western Zone, Burla | 5200 | EHT (O&M) Circle, Burla | 5207 | EHT (O&M) Division, Rajgangpur | W276 | 220/132/33 kV S/S S/D Bamra | 3000001678 | Density Monitor of 245kV SF6 CB | SPR.BKR220.C003 | ZSPR_ACT | ZSPR | NOS | 1 | 0.01 | INR
5000 | Western Zone, Burla | 5200 | EHT (O&M) Circle, Burla | 5207 | EHT (O&M) Division, Rajgangpur | W276 | 220/132/33 kV S/S S/D Bamra | 3000001815 | Spring charging motor 220KV | SPR.BKR220ARVA.D005 | ZSPR_ACT | ZSPR | NOS | 1 | 11800 | INR
5000 | Western Zone, Burla | 5200 | EHT (O&M) Circle, Burla | 5207 | EHT (O&M) Division, Rajgangpur | W276 | 220/132/33 kV S/S S/D Bamra | 3000001901 | CLOSING/TRIPPING COIL OF 36KV ABB VCB | SPR.BKR36ALND.E009 | ZSPR_ACT | ZSPR | NOS | 8 | 0.01 | INR
5000 | Western Zone, Burla | 5200 | EHT (O&M) Circle, Burla | 5207 | EHT (O&M) Division, Rajgangpur | W273 | 132/33 kV T/L S/S S/D Sundargarh | 3000001920 | MECHANISIM BOX FOR 36KV BHEL VCB | SPR.BKR36BHEL.E006 | ZSPR_SH | ZSPR | NOS | 1 | 30000 | INR
5000 | Western Zone, Burla | 5200 | EHT (O&M) Circle, Burla | 5207 | EHT (O&M) Division, Rajgangpur | W273 | 132/33 kV T/L S/S S/D Sundargarh | 3000001955 | Single pole limb for 36KV VCB SEIL | SPR.BKR36SEIL.E001 | ZSPR_ACT | ZSPR | NOS | 1 | 40000 | INR
5000 | Western Zone, Burla | 5200 | EHT (O&M) Circle, Burla | 5207 | EHT (O&M) Division, Rajgangpur | W274 | 132/33 kV S/S S/D Kalunga | 3000001965 | Tripping coil for 36KV Stelmec make VCB. | SPR.BKR36SL.E004 | ZSPR_SH | ZSPR | NOS | 5 | 5 | INR
5000 | Western Zone, Burla | 5200 | EHT (O&M) Circle, Burla | 5207 | EHT (O&M) Division, Rajgangpur | W273 | 132/33 kV T/L S/S S/D Sundargarh | 3000001965 | Tripping coil for 36KV Stelmec make VCB. | SPR.BKR36SL.E004 | ZSPR_ACT | ZSPR | NOS | 1 | 2070.9 | INR
5000 | Western Zone, Burla | 5200 | EHT (O&M) Circle, Burla | 5207 | EHT (O&M) Division, Rajgangpur | W272 | 132/33 kV T/L S/S S/D Rajgangpur | 3000002354 | FEMALE CONTACT(FXD) 132KV SS ISOLATOR | SPR.ISO132SS.A001 | ZSPR_ACT | ZSPR | NOS | 10 | 8000 | INR
5000 | Western Zone, Burla | 5200 | EHT (O&M) Circle, Burla | 5207 | EHT (O&M) Division, Rajgangpur | W273 | 132/33 kV T/L S/S S/D Sundargarh | 3000002480 | FEMALE CONTACTFOR 33KV SS MAKE ISOLATOR | SPR.ISO33SS.A002 | ZSPR_ACT | ZSPR | NOS | 6 | 14004.06 | INR
5000 | Western Zone, Burla | 5200 | EHT (O&M) Circle, Burla | 5207 | EHT (O&M) Division, Rajgangpur | W273 | 132/33 kV T/L S/S S/D Sundargarh | 3000002481 | MALE CONTACTBLADES 33KV SS ISOLATOR | SPR.ISO33SS.A003 | ZSPR_ACT | ZSPR | NOS | 2 | 2000 | INR
5000 | Western Zone, Burla | 5200 | EHT (O&M) Circle, Burla | 5207 | EHT (O&M) Division, Rajgangpur | W274 | 132/33 kV S/S S/D Kalunga | 3000002510 | 33KV MALE CONTACT SS MAKE ISOLATOR | SPR.ISO33SS.A042 | ZSPR_SH | ZSPR | NOS | 3 | 3 | INR
5000 | Western Zone, Burla | 5200 | EHT (O&M) Circle, Burla | 5207 | EHT (O&M) Division, Rajgangpur | W276 | 220/132/33 kV S/S S/D Bamra | 3000002559 | AUXILIARY SWITCH CONTACTS ASSEMBLY | SPR.MISC.A012 | ZSPR_ACT | ZSPR | NOS | 1 | 0.01 | INR
5000 | Western Zone, Burla | 5200 | EHT (O&M) Circle, Burla | 5207 | EHT (O&M) Division, Rajgangpur | W274 | 132/33 kV S/S S/D Kalunga | 3000002581 | EVENT LOGGER WITH POWER SUPPLY MODULE | SPR.MISC.A062 | ZSPR_SH | ZSPR | NOS | 1 | 0.01 | INR
5000 | Western Zone, Burla | 5200 | EHT (O&M) Circle, Burla | 5207 | EHT (O&M) Division, Rajgangpur | WL72 | 132/33 kV T/L S/S S/D Rajgangpur_Line | 3000002607 | LT SHACKLE INSULATOR (SCRA) | SPR.MISC.A136 | ZSPR_US | ZSPR | NOS | 100 | 100 | INR
5000 | Western Zone, Burla | 5200 | EHT (O&M) Circle, Burla | 5207 | EHT (O&M) Division, Rajgangpur | W275 | 220/132/33 kV S/S S/D Kuanrmunda | 3000002635 | Terminal connector | SPR.MISC.A208 | ZSPR_ACT | ZSPR | NOS | 1 | 1334.96 | INR
5000 | Western Zone, Burla | 5200 | EHT (O&M) Circle, Burla | 5207 | EHT (O&M) Division, Rajgangpur | W273 | 132/33 kV T/L S/S S/D Sundargarh | 3000002682 | NEUTRAL BUSHING FOR 5MVA Tfr | SPR.MISC.A274 | ZSPR_ACT | ZSPR | NOS | 1 | 20000 | INR
5000 | Western Zone, Burla | 5200 | EHT (O&M) Circle, Burla | 5207 | EHT (O&M) Division, Rajgangpur | W273 | 132/33 kV T/L S/S S/D Sundargarh | 3000002690 | TENSION CLAMP FOR PANTHER CONDUCTOR | SPR.MISC.A289 | ZSPR_US | ZSPR | NOS | 87 | 87 | INR
5000 | Western Zone, Burla | 5200 | EHT (O&M) Circle, Burla | 5207 | EHT (O&M) Division, Rajgangpur | W272 | 132/33 kV T/L S/S S/D Rajgangpur | 3000002894 | 12.5MVA 132/33KV BB Tfr | SPR.TFR12.5BB.EB05 | ZSPR_US | ZSPR | NOS | 1 | 2676729.74 | INR
5000 | Western Zone, Burla | 5200 | EHT (O&M) Circle, Burla | 5207 | EHT (O&M) Division, Rajgangpur | W273 | 132/33 kV T/L S/S S/D Sundargarh | 3000002976 | FANS & MOTORS-20MVA 220/33KV ASTM Tfr | SPR.TFR20ASTM.DA01 | ZSPR_ACT | ZSPR | NOS | 1 | 1200 | INR
5000 | Western Zone, Burla | 5200 | EHT (O&M) Circle, Burla | 5207 | EHT (O&M) Division, Rajgangpur | W273 | 132/33 kV T/L S/S S/D Sundargarh | 3000002999 | WTI(LOCAL) FOR 20MVA 132/33KV ALSTOM Tfr | SPR.TFR20ASTM.EC01 | ZSPR_ACT | ZSPR | NOS | 1 | 1000 | INR
5000 | Western Zone, Burla | 5200 | EHT (O&M) Circle, Burla | 5207 | EHT (O&M) Division, Rajgangpur | W273 | 132/33 kV T/L S/S S/D Sundargarh | 3000003001 | OTI FOR 20MVA 132/33KV ALSTOM Tfr | SPR.TFR20ASTM.EC03 | ZSPR_ACT | ZSPR | NOS | 1 | 1000 | INR
5000 | Western Zone, Burla | 5200 | EHT (O&M) Circle, Burla | 5207 | EHT (O&M) Division, Rajgangpur | W273 | 132/33 kV T/L S/S S/D Sundargarh | 3000003002 | M.O. L. G. FOR 20MVA 132/33KV ALSTOM Tfr | SPR.TFR20ASTM.EC04 | ZSPR_ACT | ZSPR | NOS | 1 | 800 | INR
5000 | Western Zone, Burla | 5200 | EHT (O&M) Circle, Burla | 5207 | EHT (O&M) Division, Rajgangpur | W273 | 132/33 kV T/L S/S S/D Sundargarh | 3000003004 | P.R.V. (150) 20MVA 132/33KV ASTM Tfr | SPR.TFR20ASTM.EC07 | ZSPR_ACT | ZSPR | NOS | 1 | 15000 | INR
5000 | Western Zone, Burla | 5200 | EHT (O&M) Circle, Burla | 5207 | EHT (O&M) Division, Rajgangpur | W273 | 132/33 kV T/L S/S S/D Sundargarh | 3000003011 | P.R.V. (80) 20MVA 132/33KV ASTM Tfr | SPR.TFR20ASTM.EC17 | ZSPR_ACT | ZSPR | NOS | 1 | 8000 | INR
5000 | Western Zone, Burla | 5200 | EHT (O&M) Circle, Burla | 5207 | EHT (O&M) Division, Rajgangpur | W273 | 132/33 kV T/L S/S S/D Sundargarh | 3000003023 | GM GATE VALVEBEF & L/D-20MVA ASTM Tfr | SPR.TFR20ASTM.EE09 | ZSPR_ACT | ZSPR | NOS | 1 | 700 | INR
5000 | Western Zone, Burla | 5200 | EHT (O&M) Circle, Burla | 5207 | EHT (O&M) Division, Rajgangpur | W273 | 132/33 kV T/L S/S S/D Sundargarh | 3000003032 | BUCHOLZ RELAY FOR 20MVA BHEL Tfr | SPR.TFR20BHEL.DC02 | ZSPR_ACT | ZSPR | NOS | 1 | 3100 | INR
5000 | Western Zone, Burla | 5200 | EHT (O&M) Circle, Burla | 5207 | EHT (O&M) Division, Rajgangpur | W273 | 132/33 kV T/L S/S S/D Sundargarh | 3000003033 | PRV FOR 20MVA 132/33KV BHEL Tfr | SPR.TFR20BHEL.EC10 | ZSPR_ACT | ZSPR | NOS | 1 | 7000 | INR
5000 | Western Zone, Burla | 5200 | EHT (O&M) Circle, Burla | 5207 | EHT (O&M) Division, Rajgangpur | W273 | 132/33 kV T/L S/S S/D Sundargarh | 3000003036 | Cooling Fan&Motor 132/33KV 20MVABHEL Tfr | SPR.TFR20BHEL.ED04 | ZSPR_ACT | ZSPR | NOS | 1 | 1000 | INR
5000 | Western Zone, Burla | 5200 | EHT (O&M) Circle, Burla | 5207 | EHT (O&M) Division, Rajgangpur | W273 | 132/33 kV T/L S/S S/D Sundargarh | 3000003037 | 132kV Bushing -132/33KV 20MVA BHEL Tfr | SPR.TFR20BHEL.ED05 | ZSPR_ACT | ZSPR | NOS | 1 | 50000 | INR
5000 | Western Zone, Burla | 5200 | EHT (O&M) Circle, Burla | 5207 | EHT (O&M) Division, Rajgangpur | W273 | 132/33 kV T/L S/S S/D Sundargarh | 3000003038 | 36KV Bushing 132/33KV 20MVA BHEL Tfr | SPR.TFR20BHEL.ED06 | ZSPR_ACT | ZSPR | NOS | 2 | 26000 | INR
5000 | Western Zone, Burla | 5200 | EHT (O&M) Circle, Burla | 5207 | EHT (O&M) Division, Rajgangpur | W273 | 132/33 kV T/L S/S S/D Sundargarh | 3000003047 | MOLG 20MVA 132/33kV BHEL Tfr | SPR.TFR20BHEL.ED18 | ZSPR_ACT | ZSPR | NOS | 1 | 875.5 | INR
5000 | Western Zone, Burla | 5200 | EHT (O&M) Circle, Burla | 5207 | EHT (O&M) Division, Rajgangpur | W273 | 132/33 kV T/L S/S S/D Sundargarh | 3000003048 | WTI(LOCAL) FOR 20MVA BHEL Tfr | SPR.TFR20BHEL.ED19 | ZSPR_ACT | ZSPR | NOS | 1 | 1000 | INR
5000 | Western Zone, Burla | 5200 | EHT (O&M) Circle, Burla | 5207 | EHT (O&M) Division, Rajgangpur | W273 | 132/33 kV T/L S/S S/D Sundargarh | 3000003049 | OTI 20MVA 132/33kV BHEL Tfr | SPR.TFR20BHEL.ED20 | ZSPR_ACT | ZSPR | NOS | 1 | 1750 | INR
5000 | Western Zone, Burla | 5200 | EHT (O&M) Circle, Burla | 5207 | EHT (O&M) Division, Rajgangpur | W273 | 132/33 kV T/L S/S S/D Sundargarh | 3000003152 | CF & MOTOR 40MVA 132/33KV AREVA Tfr | SPR.TFR40ARVA.EA01 | ZSPR_ACT | ZSPR | NOS | 1 | 1200 | INR
5000 | Western Zone, Burla | 5200 | EHT (O&M) Circle, Burla | 5207 | EHT (O&M) Division, Rajgangpur | W273 | 132/33 kV T/L S/S S/D Sundargarh | 3000003154 | BUCHHOLZ RELAY 40MVA 132/33KV AREVA Tfr | SPR.TFR40ARVA.EC01 | ZSPR_ACT | ZSPR | NOS | 1 | 1050 | INR
5000 | Western Zone, Burla | 5200 | EHT (O&M) Circle, Burla | 5207 | EHT (O&M) Division, Rajgangpur | W273 | 132/33 kV T/L S/S S/D Sundargarh | 3000003186 | WTI -PRDof 40MVA 132/33KV AREVA Tfr | SPR.TFR40ARVA.EC40 | ZSPR_ACT | ZSPR | NOS | 1 | 1000 | INR
5000 | Western Zone, Burla | 5200 | EHT (O&M) Circle, Burla | 5207 | EHT (O&M) Division, Rajgangpur | W273 | 132/33 kV T/L S/S S/D Sundargarh | 3000003187 | MOLG FOR 40MVA 132/33KV AREVA Tfr | SPR.TFR40ARVA.EC41 | ZSPR_ACT | ZSPR | NOS | 1 | 1000 | INR
5000 | Western Zone, Burla | 5200 | EHT (O&M) Circle, Burla | 5207 | EHT (O&M) Division, Rajgangpur | W272 | 132/33 kV T/L S/S S/D Rajgangpur | 3000003214 | GASKET 40MVA 132/33KV ASTM Tfr | SPR.TFR40ASTM.EE01 | ZSPR_ACT | ZSPR | NOS | 1 | 2000 | INR
5000 | Western Zone, Burla | 5200 | EHT (O&M) Circle, Burla | 5207 | EHT (O&M) Division, Rajgangpur | W272 | 132/33 kV T/L S/S S/D Rajgangpur | 3000003228 | LAMPS FOR 40 MVA 220/33KV Tfr BHEL | SPR.TFR40BHEL.DF07 | ZSPR_ACT | ZSPR | SET | 2 | 1201 | INR
5000 | Western Zone, Burla | 5200 | EHT (O&M) Circle, Burla | 5207 | EHT (O&M) Division, Rajgangpur | W274 | 132/33 kV S/S S/D Kalunga | 3000003229 | COOLING FAN FOR 40MVA 132/33KV BHEL Tfr | SPR.TFR40BHEL.EA01 | ZSPR_ACT | ZSPR | NOS | 2 | 1600.66 | INR
5000 | Western Zone, Burla | 5200 | EHT (O&M) Circle, Burla | 5207 | EHT (O&M) Division, Rajgangpur | W273 | 132/33 kV T/L S/S S/D Sundargarh | 3000003239 | OSR of 40MVA 132/33KV BHEL Tfr | SPR.TFR40BHEL.EC01 | ZSPR_ACT | ZSPR | NOS | 1 | 3000 | INR
5000 | Western Zone, Burla | 5200 | EHT (O&M) Circle, Burla | 5207 | EHT (O&M) Division, Rajgangpur | W272 | 132/33 kV T/L S/S S/D Rajgangpur | 3000003240 | PRV FOR 40MVA 132/33KV BHEL Tfr | SPR.TFR40BHEL.EC02 | ZSPR_ACT | ZSPR | NOS | 1 | 4667 | INR
5000 | Western Zone, Burla | 5200 | EHT (O&M) Circle, Burla | 5207 | EHT (O&M) Division, Rajgangpur | W274 | 132/33 kV S/S S/D Kalunga | 3000003240 | PRV FOR 40MVA 132/33KV BHEL Tfr | SPR.TFR40BHEL.EC02 | ZSPR_ACT | ZSPR | NOS | 2 | 9334 | INR
5000 | Western Zone, Burla | 5200 | EHT (O&M) Circle, Burla | 5207 | EHT (O&M) Division, Rajgangpur | W272 | 132/33 kV T/L S/S S/D Rajgangpur | 3000003241 | WTI FOR 40MVA 132/33KV BHEL Tfr | SPR.TFR40BHEL.EC03 | ZSPR_ACT | ZSPR | NOS | 2 | 1167.67 | INR
5000 | Western Zone, Burla | 5200 | EHT (O&M) Circle, Burla | 5207 | EHT (O&M) Division, Rajgangpur | W274 | 132/33 kV S/S S/D Kalunga | 3000003241 | WTI FOR 40MVA 132/33KV BHEL Tfr | SPR.TFR40BHEL.EC03 | ZSPR_ACT | ZSPR | NOS | 1 | 583.83 | INR
5000 | Western Zone, Burla | 5200 | EHT (O&M) Circle, Burla | 5207 | EHT (O&M) Division, Rajgangpur | W274 | 132/33 kV S/S S/D Kalunga | 3000003242 | OTI FOR 40MVA 132/33KV BHEL Tfr | SPR.TFR40BHEL.EC05 | ZSPR_ACT | ZSPR | NOS | 2 | 1151 | INR
5000 | Western Zone, Burla | 5200 | EHT (O&M) Circle, Burla | 5207 | EHT (O&M) Division, Rajgangpur | W274 | 132/33 kV S/S S/D Kalunga | 3000003243 | OTI FOS FOR 40MVA 132/33KV BHEL Tfr | SPR.TFR40BHEL.EC06 | ZSPR_ACT | ZSPR | NOS | 1 | 1526.5 | INR
5000 | Western Zone, Burla | 5200 | EHT (O&M) Circle, Burla | 5207 | EHT (O&M) Division, Rajgangpur | W274 | 132/33 kV S/S S/D Kalunga | 3000003244 | BUCHHOLZRELAY FOR 40MVA 132/33KV BHELTfr | SPR.TFR40BHEL.EC07 | ZSPR_ACT | ZSPR | NOS | 2 | 2501.84 | INR
5000 | Western Zone, Burla | 5200 | EHT (O&M) Circle, Burla | 5207 | EHT (O&M) Division, Rajgangpur | W274 | 132/33 kV S/S S/D Kalunga | 3000003245 | MOLG FOR 40MVA 132/33KV BHEL Tfr | SPR.TFR40BHEL.EC08 | ZSPR_ACT | ZSPR | NOS | 2 | 2050.34 | INR
5000 | Western Zone, Burla | 5200 | EHT (O&M) Circle, Burla | 5207 | EHT (O&M) Division, Rajgangpur | W272 | 132/33 kV T/L S/S S/D Rajgangpur | 3000003245 | MOLG FOR 40MVA 132/33KV BHEL Tfr | SPR.TFR40BHEL.EC08 | ZSPR_ACT | ZSPR | NOS | 2 | 2050.34 | INR
5000 | Western Zone, Burla | 5200 | EHT (O&M) Circle, Burla | 5207 | EHT (O&M) Division, Rajgangpur | W274 | 132/33 kV S/S S/D Kalunga | 3000003247 | HV BUSHING FOR 40 MVA 132/33KV BHEL Tfr | SPR.TFR40BHEL.EF01 | ZSPR_ACT | ZSPR | NOS | 2 | 7453.24 | INR
5000 | Western Zone, Burla | 5200 | EHT (O&M) Circle, Burla | 5207 | EHT (O&M) Division, Rajgangpur | W272 | 132/33 kV T/L S/S S/D Rajgangpur | 3000003248 | LV BUSHING FOR 40 MVA 132/33KV BHEL Tfr | SPR.TFR40BHEL.EF02 | ZSPR_ACT | ZSPR | NOS | 3 | 9406.11 | INR
5000 | Western Zone, Burla | 5200 | EHT (O&M) Circle, Burla | 5207 | EHT (O&M) Division, Rajgangpur | W274 | 132/33 kV S/S S/D Kalunga | 3000003248 | LV BUSHING FOR 40 MVA 132/33KV BHEL Tfr | SPR.TFR40BHEL.EF02 | ZSPR_ACT | ZSPR | NOS | 6 | 18812.22 | INR
5000 | Western Zone, Burla | 5200 | EHT (O&M) Circle, Burla | 5207 | EHT (O&M) Division, Rajgangpur | W272 | 132/33 kV T/L S/S S/D Rajgangpur | 3000003249 | HV N bushing for 40MVA 132/33kV BHEL Tfr | SPR.TFR40BHEL.EF03 | ZSPR_ACT | ZSPR | NOS | 2 | 39489.2 | INR
5000 | Western Zone, Burla | 5200 | EHT (O&M) Circle, Burla | 5207 | EHT (O&M) Division, Rajgangpur | W272 | 132/33 kV T/L S/S S/D Rajgangpur | 3000003390 | G1 132 KV BEAM STRUCTURE | STRS.132BEAM.A001 | ZSPR_ACT | ZSPR | MT | 1.151 | 70494.15 | INR
5000 | Western Zone, Burla | 5200 | EHT (O&M) Circle, Burla | 5207 | EHT (O&M) Division, Rajgangpur | W272 | 132/33 kV T/L S/S S/D Rajgangpur | 3000003394 | T1S 132 KV COLUMN STRUCTURE | STRS.132COLMN.A001 | ZSPR_ACT | ZSPR | MT | 2.178 | 119267.31 | INR
5000 | Western Zone, Burla | 5200 | EHT (O&M) Circle, Burla | 5207 | EHT (O&M) Division, Rajgangpur | W272 | 132/33 kV T/L S/S S/D Rajgangpur | 3000003395 | T4S 132 KV COLUMN STRUCTURE | STRS.132COLMN.A002 | ZSPR_ACT | ZSPR | MT | 2.878 | 176265.99 | INR
5000 | Western Zone, Burla | 5200 | EHT (O&M) Circle, Burla | 5207 | EHT (O&M) Division, Rajgangpur | W272 | 132/33 kV T/L S/S S/D Rajgangpur | 3000003403 | Equipment structure of PI for 132KV | STRS.132EQPT.A020 | ZSPR_ACT | ZSPR | MT | 0.299 | 18304.59 | INR
5000 | Western Zone, Burla | 5200 | EHT (O&M) Circle, Burla | 5207 | EHT (O&M) Division, Rajgangpur | W272 | 132/33 kV T/L S/S S/D Rajgangpur | 3000003438 | Equipment structure-33kV DI w/o ES | STRS.33EQPT.A013 | ZSPR_ACT | ZSPR | MT | 0.615 | 39565.13 | INR
5000 | Western Zone, Burla | 5200 | EHT (O&M) Circle, Burla | 5207 | EHT (O&M) Division, Rajgangpur | WL72 | 132/33 kV T/L S/S S/D Rajgangpur_Line | 3000003459 | 132 KV ASSORTED B TOWER | TWR.132B.L.A002 | ZSPR_US | ZSPR | MT | 4.7 | 4.7 | INR
5000 | Western Zone, Burla | 5200 | EHT (O&M) Circle, Burla | 5207 | EHT (O&M) Division, Rajgangpur | W275 | 220/132/33 kV S/S S/D Kuanrmunda | 3000003492 | 132 KV PC TYPE STUB | TWR.132PC.STUB.A001 | ZSPR_ACT | ZSPR | MT | 0.609 | 60883.7 | INR
5000 | Western Zone, Burla | 5200 | EHT (O&M) Circle, Burla | 5207 | EHT (O&M) Division, Rajgangpur | W273 | 132/33 kV T/L S/S S/D Sundargarh | 3000003562 | ASSORTED GI TOWER ANGLE | TWR.GI.ANGLE.A001 | ZSPR_US | ZSPR | MT | 0.1 | 400 | INR
5000 | Western Zone, Burla | 5200 | EHT (O&M) Circle, Burla | 5207 | EHT (O&M) Division, Rajgangpur | WL72 | 132/33 kV T/L S/S S/D Rajgangpur_Line | 3000003562 | ASSORTED GI TOWER ANGLE | TWR.GI.ANGLE.A001 | ZSPR_ACT | ZSPR | MT | 0.718 | 79186.73 | INR
5000 | Western Zone, Burla | 5200 | EHT (O&M) Circle, Burla | 5207 | EHT (O&M) Division, Rajgangpur | W276 | 220/132/33 kV S/S S/D Bamra | 3000003562 | ASSORTED GI TOWER ANGLE | TWR.GI.ANGLE.A001 | ZSPR_ACT | ZSPR | MT | 7.61 | 839291.13 | INR
5000 | Western Zone, Burla | 5200 | EHT (O&M) Circle, Burla | 5207 | EHT (O&M) Division, Rajgangpur | WL72 | 132/33 kV T/L S/S S/D Rajgangpur_Line | 3000003563 | 45X45X5MM SIZE GI TOWER ANGLE | TWR.GI.ANGLE.A002 | ZSPR_ACT | ZSPR | MT | 2.2 | 117605.85 | INR
5000 | Western Zone, Burla | 5200 | EHT (O&M) Circle, Burla | 5207 | EHT (O&M) Division, Rajgangpur | WL72 | 132/33 kV T/L S/S S/D Rajgangpur_Line | 4000000004 | FRP Telescopic earth discharge rods | MISC.DISCHARGE.B001 | ZTNP_US | ZTNP | NOS | 11 | 11 | INR
5000 | Western Zone, Burla | 5200 | EHT (O&M) Circle, Burla | 5207 | EHT (O&M) Division, Rajgangpur | W274 | 132/33 kV S/S S/D Kalunga | 4000000004 | FRP Telescopic earth discharge rods | MISC.DISCHARGE.B001 | ZTNP_ACT | ZTNP | NOS | 9 | 23965.65 | INR
5000 | Western Zone, Burla | 5200 | EHT (O&M) Circle, Burla | 5207 | EHT (O&M) Division, Rajgangpur | W276 | 220/132/33 kV S/S S/D Bamra | 4000000145 | GAS FILLING DEVICE FOR SF6 BREAKER | TNP.SF6.GFD.A001 | ZTNP_ACT | ZTNP | NOS | 2 | 0.02 | INR
5000 | Western Zone, Burla | 5200 | EHT (O&M) Circle, Burla | 5207 | EHT (O&M) Division, Rajgangpur | W272 | 132/33 kV T/L S/S S/D Rajgangpur | 5000000006 | SCRAP 132KV CT DIFFERENT RATIO | SCRP.CT1.132OIL.A001 | ZSRP_SCRAP | ZSRP | NOS | 18 | 18 | INR
5000 | Western Zone, Burla | 5200 | EHT (O&M) Circle, Burla | 5207 | EHT (O&M) Division, Rajgangpur | W272 | 132/33 kV T/L S/S S/D Rajgangpur | 5000000008 | SCRAP 36KV CT HAVING DIFFERENT RATIO | SCRP.CT1.36OIL.C001 | ZSRP_SCRAP | ZSRP | NOS | 3 | 17.55 | INR
5000 | Western Zone, Burla | 5200 | EHT (O&M) Circle, Burla | 5207 | EHT (O&M) Division, Rajgangpur | W272 | 132/33 kV T/L S/S S/D Rajgangpur | 5000000012 | SCRAP/DAMAGED/OLD EMPTY Tfr OIL BARREL | SCRP.EMPTYBRL.A001 | ZSRP_SCRAP | ZSRP | NOS | 6 | 344.7 | INR
5000 | Western Zone, Burla | 5200 | EHT (O&M) Circle, Burla | 5207 | EHT (O&M) Division, Rajgangpur | WL72 | 132/33 kV T/L S/S S/D Rajgangpur_Line | 5000000030 | SCRAP PORCELAIN DISC INSULATOR | SCRP.INS.POR.DISC.C001 | ZSRP_SCRAP | ZSRP | NOS | 31 | 31 | INR
5000 | Western Zone, Burla | 5200 | EHT (O&M) Circle, Burla | 5207 | EHT (O&M) Division, Rajgangpur | W272 | 132/33 kV T/L S/S S/D Rajgangpur | 5000000087 | 33KV VCB LIMB | SCRP.MISC.A228 | ZSRP_SCRAP | ZSRP | NOS | 2 | 2 | INR
5000 | Western Zone, Burla | 5200 | EHT (O&M) Circle, Burla | 5207 | EHT (O&M) Division, Rajgangpur | WL72 | 132/33 kV T/L S/S S/D Rajgangpur_Line | 5000000088 | SCRAP MS PLATE | SCRP.MISC.A230 | ZSRP_SCRAP | ZSRP | MT | 0.1 | 29.53 | INR
5000 | Western Zone, Burla | 5300 | EHT (Construction) Circle, | 5301 | EHT (Construction) Division, | W312 | Construction Sub-Division Balangir | 1000000000 | 132KV SF6 CB with Strcture | BKR.145SF6.G.P.AI08 | ZCAP_ACT | ZCAP | NOS | 8 | 4291300.77 | INR
5000 | Western Zone, Burla | 5300 | EHT (Construction) Circle, | 5301 | EHT (Construction) Division, | W312 | Construction Sub-Division Balangir | 1000000014 | AAAC ZEBRA CONDUCTOR | COND.AAAC.A002 | ZCAP_ACT | ZCAP | KM | 0.024 | 4662.96 | INR
5000 | Western Zone, Burla | 5300 | EHT (Construction) Circle, | 5301 | EHT (Construction) Division, | W312 | Construction Sub-Division Balangir | 1000000051 | 132 KV CT(800-400-200/1-1-1-1A) | CT1.145OIL800.C004 | ZCAP_ACT | ZCAP | NOS | 2 | 548988.02 | INR
5000 | Western Zone, Burla | 5300 | EHT (Construction) Circle, | 5301 | EHT (Construction) Division, | W312 | Construction Sub-Division Balangir | 1000000081 | 132KV DI WITH DOUBLE BREAK WITH ES 1250A | ISO.132DI.DB.B003 | ZCAP_ACT | ZCAP | SET | 1 | 654148 | INR
5000 | Western Zone, Burla | 5300 | EHT (Construction) Circle, | 5301 | EHT (Construction) Division, | W312 | Construction Sub-Division Balangir | 1000000088 | 132KV 2000A W/O E/S Single Isolator | ISO.132SI.DB.G002 | ZCAP_ACT | ZCAP | SET | 1 | 268289.98 | INR
5000 | Western Zone, Burla | 5300 | EHT (Construction) Circle, | 5301 | EHT (Construction) Division, | W312 | Construction Sub-Division Balangir | 1000000118 | 132KV OIL SP 2C IVT/PT | IVT.132OIL.S.B004 | ZCAP_ACT | ZCAP | NOS | 15 | 2849937.91 | INR
5000 | Western Zone, Burla | 5300 | EHT (Construction) Circle, | 5301 | EHT (Construction) Division, | W312 | Construction Sub-Division Balangir | 1000000119 | 132KV OIL SP 3C IVT/PT | IVT.132OIL.S.C003 | ZCAP_ACT | ZCAP | NOS | 2 | 386459.41 | INR
5000 | Western Zone, Burla | 5300 | EHT (Construction) Circle, | 5301 | EHT (Construction) Division, | W312 | Construction Sub-Division Balangir | 1000000122 | 36KV 2C SP IVT/PT | IVT.36OIL.S.B003 | ZCAP_ACT | ZCAP | NOS | 6 | 207160.8 | INR
5000 | Western Zone, Burla | 5300 | EHT (Construction) Circle, | 5301 | EHT (Construction) Division, | W312 | Construction Sub-Division Balangir | 1000000148 | 20MVA 132/33Kv Power transformer | TFR.20PWR132H.D002 | ZCAP_ACT | ZCAP | NOS | 2 | 56411677.04 | INR
5000 | Western Zone, Burla | 5300 | EHT (Construction) Circle, | 5301 | EHT (Construction) Division, | W313 | Construction Sub-Division Barpali | 1000000193 | 132 KV PB TYPE TOWER | TWR.132PB.L.A001 | ZCAP_ACT | ZCAP | MT | 32.686 | 3271396.16 | INR
5000 | Western Zone, Burla | 5300 | EHT (Construction) Circle, | 5301 | EHT (Construction) Division, | W313 | Construction Sub-Division Barpali | 1000000196 | 6Mtr extension to 132KV PB Tower | TWR.132PB+6.L.A001 | ZCAP_ACT | ZCAP | MT | 8.611 | 852000.05 | INR
5000 | Western Zone, Burla | 5300 | EHT (Construction) Circle, | 5301 | EHT (Construction) Division, | W312 | Construction Sub-Division Balangir | 1000000197 | 132 KV PC TYPE TOWER | TWR.132PC.L.A001 | ZCAP_ACT | ZCAP | MT | 5.56 | 524177.84 | INR
5000 | Western Zone, Burla | 5300 | EHT (Construction) Circle, | 5301 | EHT (Construction) Division, | W313 | Construction Sub-Division Barpali | 1000000197 | 132 KV PC TYPE TOWER | TWR.132PC.L.A001 | ZCAP_ACT | ZCAP | MT | 4.263 | 401901.1 | INR
5000 | Western Zone, Burla | 5300 | EHT (Construction) Circle, | 5301 | EHT (Construction) Division, | W313 | Construction Sub-Division Barpali | 1000000197 | 132 KV PC TYPE TOWER | TWR.132PC.L.A001 | ZCAP_ACT | ZCAP | MT | 40.224 | 3792181.53 | INR
5000 | Western Zone, Burla | 5300 | EHT (Construction) Circle, | 5301 | EHT (Construction) Division, | W313 | Construction Sub-Division Barpali | 1000000201 | 6mtr extension to 132 KV PC type Tower | TWR.132PC+6.L.A001 | ZCAP_ACT | ZCAP | MT | 12.1 | 1169978.34 | INR
5000 | Western Zone, Burla | 5300 | EHT (Construction) Circle, | 5301 | EHT (Construction) Division, | W312 | Construction Sub-Division Balangir | 1000000201 | 6mtr extension to 132 KV PC type Tower | TWR.132PC+6.L.A001 | ZCAP_ACT | ZCAP | MT | 2.419 | 233898.97 | INR
5000 | Western Zone, Burla | 5300 | EHT (Construction) Circle, | 5301 | EHT (Construction) Division, | W312 | Construction Sub-Division Balangir | 1000000318 | 2.5 MM MS 2 C CONTROL CABLE ARM | CBLE.CTRL.AR.A002 | ZCAP_ACT | ZCAP | KM | 0.11 | 8833 | INR
5000 | Western Zone, Burla | 5300 | EHT (Construction) Circle, | 5301 | EHT (Construction) Division, | W312 | Construction Sub-Division Balangir | 1000000318 | 2.5 MM MS 2 C CONTROL CABLE ARM | CBLE.CTRL.AR.A002 | ZCAP_ACT | ZCAP | KM | 1.499 | 120369.7 | INR
5000 | Western Zone, Burla | 5300 | EHT (Construction) Circle, | 5301 | EHT (Construction) Division, | W312 | Construction Sub-Division Balangir | 3000000108 | 2.5SQMM 5C CONTROL CABLE | CBLE.CTRL.AR.C005 | ZSPR_ACT | ZSPR | KM | 4.806 | 464804.18 | INR
5000 | Western Zone, Burla | 5300 | EHT (Construction) Circle, | 5301 | EHT (Construction) Division, | W312 | Construction Sub-Division Balangir | 3000000108 | 2.5SQMM 5C CONTROL CABLE | CBLE.CTRL.AR.C005 | ZSPR_ACT | ZSPR | KM | 0.8 | 77370.65 | INR
5000 | Western Zone, Burla | 5300 | EHT (Construction) Circle, | 5301 | EHT (Construction) Division, | W312 | Construction Sub-Division Balangir | 3000000113 | 2.5SQMM 19C CONTROL CABLE | CBLE.CTRL.AR.C019 | ZSPR_ACT | ZSPR | KM | 1.246 | 629890.38 | INR
5000 | Western Zone, Burla | 5300 | EHT (Construction) Circle, | 5301 | EHT (Construction) Division, | W312 | Construction Sub-Division Balangir | 3000000113 | 2.5SQMM 19C CONTROL CABLE | CBLE.CTRL.AR.C019 | ZSPR_ACT | ZSPR | KM | 0.4 | 202212 | INR
5000 | Western Zone, Burla | 5300 | EHT (Construction) Circle, | 5301 | EHT (Construction) Division, | W312 | Construction Sub-Division Balangir | 3000000122 | 2.5sq.mm Control cable 10core | CBLE.CTRL.AR.D010 | ZSPR_ACT | ZSPR | KM | 0.209 | 16782.7 | INR
5000 | Western Zone, Burla | 5300 | EHT (Construction) Circle, | 5301 | EHT (Construction) Division, | W312 | Construction Sub-Division Balangir | 3000000122 | 2.5sq.mm Control cable 10core | CBLE.CTRL.AR.D010 | ZSPR_ACT | ZSPR | KM | 0.57 | 45771 | INR
5000 | Western Zone, Burla | 5300 | EHT (Construction) Circle, | 5301 | EHT (Construction) Division, | W312 | Construction Sub-Division Balangir | 3000000123 | 2.5 SQMM 12C CONTROL CABLE CU | CBLE.CTRL.AR.D012 | ZSPR_ACT | ZSPR | KM | 3.427 | 1108098.99 | INR
5000 | Western Zone, Burla | 5300 | EHT (Construction) Circle, | 5301 | EHT (Construction) Division, | W312 | Construction Sub-Division Balangir | 3000000123 | 2.5 SQMM 12C CONTROL CABLE CU | CBLE.CTRL.AR.D012 | ZSPR_ACT | ZSPR | KM | 0.35 | 113170.31 | INR
5000 | Western Zone, Burla | 5300 | EHT (Construction) Circle, | 5301 | EHT (Construction) Division, | W312 | Construction Sub-Division Balangir | 3000000140 | 2.5 SQMM 12C CONTROL CABLE | CBLE.CTRL.UAR.C012 | ZSPR_ACT | ZSPR | KM | 0.9 | 253771.07 | INR
5000 | Western Zone, Burla | 5300 | EHT (Construction) Circle, | 5301 | EHT (Construction) Division, | W312 | Construction Sub-Division Balangir | 3000000149 | 7C X 2.5SQMM CONTROL UNARMOURED CABLE | CBLE.CTRL.UAR.D007 | ZSPR_ACT | ZSPR | KM | 8.524 | 1564093.64 | INR
5000 | Western Zone, Burla | 5300 | EHT (Construction) Circle, | 5301 | EHT (Construction) Division, | W312 | Construction Sub-Division Balangir | 3000000193 | 3.5Cx35 Sqmm AL PWR cable | CBLE.PWR.AL.AR.D004 | ZSPR_ACT | ZSPR | KM | 0.19 | 29256.55 | INR
5000 | Western Zone, Burla | 5300 | EHT (Construction) Circle, | 5301 | EHT (Construction) Division, | W312 | Construction Sub-Division Balangir | 3000000193 | 3.5Cx35 Sqmm AL PWR cable | CBLE.PWR.AL.AR.D004 | ZSPR_ACT | ZSPR | KM | 0.657 | 101166.05 | INR
5000 | Western Zone, Burla | 5300 | EHT (Construction) Circle, | 5301 | EHT (Construction) Division, | W312 | Construction Sub-Division Balangir | 3000000195 | 3.5Cx70 Sqmm AL PWR cable | CBLE.PWR.AL.AR.D006 | ZSPR_ACT | ZSPR | KM | 2.029 | 630116.42 | INR
5000 | Western Zone, Burla | 5300 | EHT (Construction) Circle, | 5301 | EHT (Construction) Division, | W312 | Construction Sub-Division Balangir | 3000000208 | 4Cx6 Sqmm AL POWER CABLE | CBLE.PWR.AL.AR.E018 | ZSPR_ACT | ZSPR | KM | 0.07 | 5684.7 | INR
5000 | Western Zone, Burla | 5300 | EHT (Construction) Circle, | 5301 | EHT (Construction) Division, | W312 | Construction Sub-Division Balangir | 3000000208 | 4Cx6 Sqmm AL POWER CABLE | CBLE.PWR.AL.AR.E018 | ZSPR_ACT | ZSPR | KM | 0.983 | 79829.43 | INR
5000 | Western Zone, Burla | 5300 | EHT (Construction) Circle, | 5301 | EHT (Construction) Division, | W312 | Construction Sub-Division Balangir | 3000000209 | 2Cx6 Sqmm AL POWER CABLE | CBLE.PWR.AL.UAR.A005 | ZSPR_ACT | ZSPR | KM | 0.05 | 3249.5 | INR
5000 | Western Zone, Burla | 5300 | EHT (Construction) Circle, | 5301 | EHT (Construction) Division, | W312 | Construction Sub-Division Balangir | 3000000209 | 2Cx6 Sqmm AL POWER CABLE | CBLE.PWR.AL.UAR.A005 | ZSPR_ACT | ZSPR | KM | 2 | 129980 | INR
5000 | Western Zone, Burla | 5300 | EHT (Construction) Circle, | 5301 | EHT (Construction) Division, | W312 | Construction Sub-Division Balangir | 3000000253 | G.I Cable Trays(size: 450x75x2500mm) | CBLE.TRAY.A008 | ZSPR_ACT | ZSPR | M | 70 | 52698.8 | INR
5000 | Western Zone, Burla | 5300 | EHT (Construction) Circle, | 5301 | EHT (Construction) Division, | W312 | Construction Sub-Division Balangir | 3000000254 | 300x75x2500 cable tray in mtr | CBLE.TRAY.A015 | ZSPR_ACT | ZSPR | M | 50 | 30090 | INR
5000 | Western Zone, Burla | 5300 | EHT (Construction) Circle, | 5301 | EHT (Construction) Division, | W312 | Construction Sub-Division Balangir | 3000000461 | VD AAAC ZEBRA EQUIVALENT | COND.ACCES.E008 | ZSPR_ACT | ZSPR | NOS | 24 | 10242 | INR
5000 | Western Zone, Burla | 5300 | EHT (Construction) Circle, | 5301 | EHT (Construction) Division, | W312 | Construction Sub-Division Balangir | 3000000884 | ST HARDWARE FITTING AAAC ZEBRA | HWF.ST.A010 | ZSPR_ACT | ZSPR | NOS | 1 | 1325.64 | INR
5000 | Western Zone, Burla | 5300 | EHT (Construction) Circle, | 5301 | EHT (Construction) Division, | W312 | Construction Sub-Division Balangir | 3000000947 | 90KN PORCELAIN DISC INSULATOR | INS.POR.DISC.B002 | ZSPR_ACT | ZSPR | NOS | 90 | 98796.6 | INR
5000 | Western Zone, Burla | 5300 | EHT (Construction) Circle, | 5301 | EHT (Construction) Division, | W312 | Construction Sub-Division Balangir | 3000000948 | 120KN PORCELAIN DISC INSULATOR | INS.POR.DISC.B003 | ZSPR_ACT | ZSPR | NOS | 430 | 295227.77 | INR
5000 | Western Zone, Burla | 5300 | EHT (Construction) Circle, | 5301 | EHT (Construction) Division, | W312 | Construction Sub-Division Balangir | 3000001105 | 0.2s ACCURACY CLASS AEM WITH ACCESSORIES | MTR.0.2S.AEM.A001 | ZSPR_ACT | ZSPR | NOS | 8 | 809480 | INR
5000 | Western Zone, Burla | 5300 | EHT (Construction) Circle, | 5301 | EHT (Construction) Division, | W312 | Construction Sub-Division Balangir | 3000001120 | APEX METERING PANEL | MTR.APEXPNL.A001 | ZSPR_ACT | ZSPR | NOS | 1 | 101512.38 | INR
5000 | Western Zone, Burla | 5300 | EHT (Construction) Circle, | 5301 | EHT (Construction) Division, | W313 | Construction Sub-Division Barpali | 3000001154 | NUTS AND BOLTS | NBW.ASRT.GINB.A001 | ZSPR_ACT | ZSPR | KG | 5500 | 732610.76 | INR
5000 | Western Zone, Burla | 5300 | EHT (Construction) Circle, | 5301 | EHT (Construction) Division, | W312 | Construction Sub-Division Balangir | 3000003405 | PA, PB, PC & UR TEMPLATE | STRS.132TMPL.A001 | ZSPR_SH | ZSPR | MT | 7.743 | 720284.83 | INR
5000 | Western Zone, Burla | 5300 | EHT (Construction) Circle, | 5301 | EHT (Construction) Division, | W312 | Construction Sub-Division Balangir | 3000003888 | NIFEPS for 20MVA Power Transformer. | SPR.TFR.ECE.EB12 | ZSPR_ACT | ZSPR | NOS | 2 | 3007446.54 | INR
5000 | Western Zone, Burla | 5300 | EHT (Construction) Circle, | 5302 | EHT (Construction) Division, | W324 | Construction Sub-Division Rourkela | 1000000002 | 220KV SF6 CB with Structure | BKR.245SF6.S.S.K001 | ZCAP_ACT | ZCAP | NOS | 1 | 1663967.06 | INR
5000 | Western Zone, Burla | 5300 | EHT (Construction) Circle, | 5302 | EHT (Construction) Division, | W323 | Construction Sub-Division Jharsuguda | 1000000017 | ACSR ZEBRA CONDUCTOR | COND.ACSR.A003 | ZCAP_ACT | ZCAP | KM | 2.93 | 1375934.42 | INR
5000 | Western Zone, Burla | 5300 | EHT (Construction) Circle, | 5302 | EHT (Construction) Division, | W324 | Construction Sub-Division Rourkela | 1000000017 | ACSR ZEBRA CONDUCTOR | COND.ACSR.A003 | ZCAP_THEFT | ZCAP | KM | 0.498 | 89664.41 | INR
5000 | Western Zone, Burla | 5300 | EHT (Construction) Circle, | 5302 | EHT (Construction) Division, | W324 | Construction Sub-Division Rourkela | 1000000055 | 220KV CT OF 1200-600-300/1-1-1-1A | CT1.220OIL1200.C004 | ZCAP_ACT | ZCAP | NOS | 3 | 1337987.57 | INR
5000 | Western Zone, Burla | 5300 | EHT (Construction) Circle, | 5302 | EHT (Construction) Division, | W323 | Construction Sub-Division Jharsuguda | 1000000191 | 132 KV PA+3 EXTENSION TYPE TOWER MEMBER | TWR.132PA+3.L.A002 | ZCAP_SH | ZCAP | MT | 0.605 | 57760.61 | INR
5000 | Western Zone, Burla | 5300 | EHT (Construction) Circle, | 5302 | EHT (Construction) Division, | W323 | Construction Sub-Division Jharsuguda | 1000000192 | 6mtr extension to 132 KV PA type Tower | TWR.132PA+6.L.A001 | ZCAP_US | ZCAP | MT | 0.887 | 84612.6 | INR
5000 | Western Zone, Burla | 5300 | EHT (Construction) Circle, | 5302 | EHT (Construction) Division, | W323 | Construction Sub-Division Jharsuguda | 1000000192 | 6mtr extension to 132 KV PA type Tower | TWR.132PA+6.L.A001 | ZCAP_SH | ZCAP | MT | 1.682 | 160466.4 | INR
5000 | Western Zone, Burla | 5300 | EHT (Construction) Circle, | 5302 | EHT (Construction) Division, | W323 | Construction Sub-Division Jharsuguda | 1000000244 | 6mtr extension to 220 KV OC type Tower | TWR.220OC+6.L.A001 | ZCAP_SH | ZCAP | MT | 5.775 | 493164.62 | INR
5000 | Western Zone, Burla | 5300 | EHT (Construction) Circle, | 5302 | EHT (Construction) Division, | W323 | Construction Sub-Division Jharsuguda | 2000000025 | 3/4 INCH BRASS BEND SOCKET (20MM) | CVL.BRS.BSCKT.A002 | ZCON_THEFT | ZCON | NOS | 2 | 2 | INR
5000 | Western Zone, Burla | 5300 | EHT (Construction) Circle, | 5302 | EHT (Construction) Division, | W323 | Construction Sub-Division Jharsuguda | 2000000030 | CI SADDLE | CVL.CI.SADDLE.A001 | ZCON_THEFT | ZCON | NOS | 200 | 200 | INR
5000 | Western Zone, Burla | 5300 | EHT (Construction) Circle, | 5302 | EHT (Construction) Division, | W323 | Construction Sub-Division Jharsuguda | 3000000163 | 19 SQ.MM CABLE GLAND | CBLE.GLAND.A006 | ZSPR_THEFT | ZSPR | NOS | 100 | 5145 | INR
5000 | Western Zone, Burla | 5300 | EHT (Construction) Circle, | 5302 | EHT (Construction) Division, | W323 | Construction Sub-Division Jharsuguda | 3000000164 | 25 SQ.MM CABLE GLAND | CBLE.GLAND.A007 | ZSPR_THEFT | ZSPR | NOS | 32 | 1646.4 | INR
5000 | Western Zone, Burla | 5300 | EHT (Construction) Circle, | 5302 | EHT (Construction) Division, | W323 | Construction Sub-Division Jharsuguda | 3000000175 | 6 SQ MM 3.5 C POWER CABLE LUGS | CBLE.LUG.CU.A002 | ZSPR_THEFT | ZSPR | NOS | 10 | 10 | INR
5000 | Western Zone, Burla | 5300 | EHT (Construction) Circle, | 5302 | EHT (Construction) Division, | W323 | Construction Sub-Division Jharsuguda | 3000000261 | DIFFERENT TYPES OF ASSORTED CLAMPS | CLMP.ASRT.A001 | ZSPR_THEFT | ZSPR | NOS | 3 | 18447.3 | INR
5000 | Western Zone, Burla | 5300 | EHT (Construction) Circle, | 5302 | EHT (Construction) Division, | W323 | Construction Sub-Division Jharsuguda | 3000000267 | BIMETALLIC CTSTUD CLAMP 40MM | CLMP.ASRT.A005 | ZSPR_THEFT | ZSPR | NOS | 60 | 31331.76 | INR
5000 | Western Zone, Burla | 5300 | EHT (Construction) Circle, | 5302 | EHT (Construction) Division, | W323 | Construction Sub-Division Jharsuguda | 3000000268 | BIMETALLIC CTSTUD CLAMP 25MM | CLMP.ASRT.A006 | ZSPR_THEFT | ZSPR | NOS | 6 | 2934.66 | INR
5000 | Western Zone, Burla | 5300 | EHT (Construction) Circle, | 5302 | EHT (Construction) Division, | W323 | Construction Sub-Division Jharsuguda | 3000000273 | Joint clamps suitable for 80mm Al pipe | CLMP.ASRT.A016 | ZSPR_THEFT | ZSPR | NOS | 7 | 12192.81 | INR
5000 | Western Zone, Burla | 5300 | EHT (Construction) Circle, | 5302 | EHT (Construction) Division, | W323 | Construction Sub-Division Jharsuguda | 3000000317 | 220kV CB PAD CLAMP AL FOR MOOSE | CLMP.LPAD.AL.B001 | ZSPR_THEFT | ZSPR | NOS | 42 | 7659.12 | INR
5000 | Western Zone, Burla | 5300 | EHT (Construction) Circle, | 5302 | EHT (Construction) Division, | W323 | Construction Sub-Division Jharsuguda | 3000000371 | 1BOLTED POST INSULATOR CLAMP ALFOR ZEBRA | CLMP.PI.AL.A001 | ZSPR_THEFT | ZSPR | NOS | 17 | 27846 | INR
5000 | Western Zone, Burla | 5300 | EHT (Construction) Circle, | 5302 | EHT (Construction) Division, | W323 | Construction Sub-Division Jharsuguda | 3000000376 | 4BOLTED POST INSULATOR CLAMP ALFOR ZEBRA | CLMP.PI.AL.D001 | ZSPR_THEFT | ZSPR | NOS | 124 | 4991 | INR
5000 | Western Zone, Burla | 5300 | EHT (Construction) Circle, | 5302 | EHT (Construction) Division, | W323 | Construction Sub-Division Jharsuguda | 3000000380 | 12bolted T Clamp for ACSR Zebra to Zebra | CLMP.SP.CT.AL.A001 | ZSPR_THEFT | ZSPR | NOS | 40 | 2600 | INR
5000 | Western Zone, Burla | 5300 | EHT (Construction) Circle, | 5302 | EHT (Construction) Division, | W323 | Construction Sub-Division Jharsuguda | 3000000381 | CT Clamp for ACSR TWIN MOOSE | CLMP.SP.CT.AL.A006 | ZSPR_THEFT | ZSPR | NOS | 28 | 14545.48 | INR
5000 | Western Zone, Burla | 5300 | EHT (Construction) Circle, | 5302 | EHT (Construction) Division, | W323 | Construction Sub-Division Jharsuguda | 3000000388 | T Clamp for Panther run-Panther Drop | CLMP.T.AL.A001 | ZSPR_THEFT | ZSPR | NOS | 24 | 20780.7 | INR
5000 | Western Zone, Burla | 5300 | EHT (Construction) Circle, | 5302 | EHT (Construction) Division, | W323 | Construction Sub-Division Jharsuguda | 3000000391 | T CLAMP ALFOR ZEBRA RUN - ZEBRA DROP | CLMP.T.AL.A004 | ZSPR_THEFT | ZSPR | NOS | 34 | 0.01 | INR
5000 | Western Zone, Burla | 5300 | EHT (Construction) Circle, | 5302 | EHT (Construction) Division, | W323 | Construction Sub-Division Jharsuguda | 3000000393 | T CLAMP ALFOR ZEBRA RUN - MOOSE DROP | CLMP.T.AL.A006 | ZSPR_THEFT | ZSPR | NOS | 19 | 390 | INR
5000 | Western Zone, Burla | 5300 | EHT (Construction) Circle, | 5302 | EHT (Construction) Division, | W323 | Construction Sub-Division Jharsuguda | 3000000394 | T-CLAMP ACSR MOOSE RUN AND MOOSE DROP | CLMP.T.AL.A007 | ZSPR_THEFT | ZSPR | NOS | 10 | 8799.86 | INR
5000 | Western Zone, Burla | 5300 | EHT (Construction) Circle, | 5302 | EHT (Construction) Division, | W323 | Construction Sub-Division Jharsuguda | 3000000399 | T-CLAMP AL Moose run-Rigid Buspipe drop | CLMP.T.AL.A017 | ZSPR_THEFT | ZSPR | NOS | 9 | 5175 | INR
5000 | Western Zone, Burla | 5300 | EHT (Construction) Circle, | 5302 | EHT (Construction) Division, | W323 | Construction Sub-Division Jharsuguda | 3000000400 | T CLAMP AL TWIN ZEBRA RUN-MOOSE DROP | CLMP.T.AL.A018 | ZSPR_THEFT | ZSPR | NOS | 26 | 14950 | INR
5000 | Western Zone, Burla | 5300 | EHT (Construction) Circle, | 5302 | EHT (Construction) Division, | W323 | Construction Sub-Division Jharsuguda | 3000000405 | SPR T CLAMP AL TWIN ZEBRA RUN-ZEBRA DROP | CLMP.T.AL.B001 | ZSPR_THEFT | ZSPR | NOS | 8 | 11257.76 | INR
5000 | Western Zone, Burla | 5300 | EHT (Construction) Circle, | 5302 | EHT (Construction) Division, | W323 | Construction Sub-Division Jharsuguda | 3000000415 | JUMPER CONE FOR ACSR MOOSE CONDUCTOR | COND.ACCES.A004 | ZSPR_THEFT | ZSPR | NOS | 14 | 1008 | INR
5000 | Western Zone, Burla | 5300 | EHT (Construction) Circle, | 5302 | EHT (Construction) Division, | W323 | Construction Sub-Division Jharsuguda | 3000000419 | JUMPER CONE FOR AAAC ZEBRA CONDUCTOR | COND.ACCES.A008 | ZSPR_THEFT | ZSPR | NOS | 232 | 9280 | INR
5000 | Western Zone, Burla | 5300 | EHT (Construction) Circle, | 5302 | EHT (Construction) Division, | W323 | Construction Sub-Division Jharsuguda | 3000000421 | JUMPER CONE AAACHIGHER MOOSE EQUIVALENT | COND.ACCES.A010 | ZSPR_THEFT | ZSPR | NOS | 187 | 5610 | INR
5000 | Western Zone, Burla | 5300 | EHT (Construction) Circle, | 5302 | EHT (Construction) Division, | W323 | Construction Sub-Division Jharsuguda | 3000000427 | PA ROD ACSR PANTHER IN SET | COND.ACCES.B002 | ZSPR_THEFT | ZSPR | NOS | 3 | 1800 | INR
5000 | Western Zone, Burla | 5300 | EHT (Construction) Circle, | 5302 | EHT (Construction) Division, | W323 | Construction Sub-Division Jharsuguda | 3000000437 | MS JOINT FOR ACSR PANTHER CONDUCTOR | COND.ACCES.C002 | ZSPR_THEFT | ZSPR | NOS | 11 | 571.45 | INR
5000 | Western Zone, Burla | 5300 | EHT (Construction) Circle, | 5302 | EHT (Construction) Division, | W323 | Construction Sub-Division Jharsuguda | 3000000438 | MS JOINT FOR ACSR ZEBRA CONDUCTOR | COND.ACCES.C003 | ZSPR_THEFT | ZSPR | NOS | 3 | 1167.15 | INR
5000 | Western Zone, Burla | 5300 | EHT (Construction) Circle, | 5302 | EHT (Construction) Division, | W323 | Construction Sub-Division Jharsuguda | 3000000443 | MS JOINT AAAC ZEBRA EQUIVALENT | COND.ACCES.C008 | ZSPR_THEFT | ZSPR | NOS | 5 | 2026.9 | INR
5000 | Western Zone, Burla | 5300 | EHT (Construction) Circle, | 5302 | EHT (Construction) Division, | W323 | Construction Sub-Division Jharsuguda | 3000000444 | MS JOINT AAAC MOOSE EQUIVALENT | COND.ACCES.C009 | ZSPR_THEFT | ZSPR | NOS | 104 | 42159.52 | INR
5000 | Western Zone, Burla | 5300 | EHT (Construction) Circle, | 5302 | EHT (Construction) Division, | W323 | Construction Sub-Division Jharsuguda | 3000000450 | SPACER FOR AAAC TWIN MOOSE CONDUCTOR | COND.ACCES.D004 | ZSPR_THEFT | ZSPR | NOS | 18 | 549 | INR
5000 | Western Zone, Burla | 5300 | EHT (Construction) Circle, | 5302 | EHT (Construction) Division, | W323 | Construction Sub-Division Jharsuguda | 3000000456 | VD OF ACSR ZEBRA CONDUCTOR | COND.ACCES.E003 | ZSPR_ACT | ZSPR | NOS | 12 | 6543.12 | INR
5000 | Western Zone, Burla | 5300 | EHT (Construction) Circle, | 5302 | EHT (Construction) Division, | W323 | Construction Sub-Division Jharsuguda | 3000000466 | REPAIR SLEEVE FOR ACSR ZEBRA CONDUCTOR | COND.ACCES.F003 | ZSPR_THEFT | ZSPR | NOS | 57 | 6155.09 | INR
5000 | Western Zone, Burla | 5300 | EHT (Construction) Circle, | 5302 | EHT (Construction) Division, | W323 | Construction Sub-Division Jharsuguda | 3000000470 | REPAIR SLEEVE FOR AAAC ZEBRA | COND.ACCES.F008 | ZSPR_THEFT | ZSPR | NOS | 9 | 1114.02 | INR
5000 | Western Zone, Burla | 5300 | EHT (Construction) Circle, | 5302 | EHT (Construction) Division, | W323 | Construction Sub-Division Jharsuguda | 3000000471 | REPAIR SLEEVE FOR AAAC MOOSE CONDUCTOR | COND.ACCES.F009 | ZSPR_THEFT | ZSPR | NOS | 150 | 33900 | INR
5000 | Western Zone, Burla | 5300 | EHT (Construction) Circle, | 5302 | EHT (Construction) Division, | W323 | Construction Sub-Division Jharsuguda | 3000000574 | EARTHING DEVICE | ERTH.DEVICE.A001 | ZSPR_SH | ZSPR | NOS | 2 | 21800.46 | INR
5000 | Western Zone, Burla | 5300 | EHT (Construction) Circle, | 5302 | EHT (Construction) Division, | W323 | Construction Sub-Division Jharsuguda | 3000000612 | MIDSPAN JOINT FOR 7/2.79MM EARTHWIRE | EW.ACCES.A001 | ZSPR_THEFT | ZSPR | NOS | 6 | 6 | INR
5000 | Western Zone, Burla | 5300 | EHT (Construction) Circle, | 5302 | EHT (Construction) Division, | W323 | Construction Sub-Division Jharsuguda | 3000000613 | MID SPAN JOINT FOR 7/3.15MM EARTH WIRE | EW.ACCES.A002 | ZSPR_THEFT | ZSPR | NOS | 199 | 6268.46 | INR
5000 | Western Zone, Burla | 5300 | EHT (Construction) Circle, | 5302 | EHT (Construction) Division, | W323 | Construction Sub-Division Jharsuguda | 3000000616 | VD FOR 7/3.15MM GI EARTHWIRE | EW.ACCES.B002 | ZSPR_ACT | ZSPR | NOS | 23 | 12540.98 | INR
5000 | Western Zone, Burla | 5300 | EHT (Construction) Circle, | 5302 | EHT (Construction) Division, | W323 | Construction Sub-Division Jharsuguda | 3000000745 | DS HARDWARE FITTING AAAC MOOSE | HWF.DS.A011 | ZSPR_THEFT | ZSPR | NOS | 50 | 111000 | INR
5000 | Western Zone, Burla | 5300 | EHT (Construction) Circle, | 5302 | EHT (Construction) Division, | W323 | Construction Sub-Division Jharsuguda | 3000000755 | ARCING HORN-DS HWF FOR ACSR ZEBRA | HWF.DS.D003 | ZSPR_THEFT | ZSPR | NOS | 12 | 18296.04 | INR
5000 | Western Zone, Burla | 5300 | EHT (Construction) Circle, | 5302 | EHT (Construction) Division, | W323 | Construction Sub-Division Jharsuguda | 3000000803 | DT HARDWARE FITTING FOR ACSR PANTHER | HWF.DT.A006 | ZSPR_THEFT | ZSPR | NOS | 6 | 32703.66 | INR
5000 | Western Zone, Burla | 5300 | EHT (Construction) Circle, | 5302 | EHT (Construction) Division, | W323 | Construction Sub-Division Jharsuguda | 3000000814 | DEADEND CLAMP-DT AAAC ZEBRA | HWF.DT.C010 | ZSPR_THEFT | ZSPR | NOS | 5 | 15000 | INR
5000 | Western Zone, Burla | 5300 | EHT (Construction) Circle, | 5302 | EHT (Construction) Division, | W323 | Construction Sub-Division Jharsuguda | 3000000815 | DEADEND CLAMP-DT AAAC MOOSE | HWF.DT.C011 | ZSPR_THEFT | ZSPR | NOS | 7 | 1750 | INR
5000 | Western Zone, Burla | 5300 | EHT (Construction) Circle, | 5302 | EHT (Construction) Division, | W323 | Construction Sub-Division Jharsuguda | 3000000821 | RUBBER SLEEVE FOR AGS CLAMP FOR HWF | HWF.RBR.SLVE.A001 | ZSPR_THEFT | ZSPR | NOS | 145 | 23345 | INR
5000 | Western Zone, Burla | 5300 | EHT (Construction) Circle, | 5302 | EHT (Construction) Division, | W323 | Construction Sub-Division Jharsuguda | 3000000822 | SUSPENSION HANGER OF HARDWARE FITTING | HWF.S.HANGER.A001 | ZSPR_THEFT | ZSPR | NOS | 63 | 6284.25 | INR
5000 | Western Zone, Burla | 5300 | EHT (Construction) Circle, | 5302 | EHT (Construction) Division, | W323 | Construction Sub-Division Jharsuguda | 3000000849 | SS HARDWARE FITTING ACSR TWIN ZEBRA | HWF.SS.A005 | ZSPR_THEFT | ZSPR | NOS | 1 | 349 | INR
5000 | Western Zone, Burla | 5300 | EHT (Construction) Circle, | 5302 | EHT (Construction) Division, | W323 | Construction Sub-Division Jharsuguda | 3000000855 | SS HWF FOR AAAC TWIN MOOSE CONDUCTOR | HWF.SS.A013 | ZSPR_THEFT | ZSPR | NOS | 5 | 7950 | INR
5000 | Western Zone, Burla | 5300 | EHT (Construction) Circle, | 5302 | EHT (Construction) Division, | W323 | Construction Sub-Division Jharsuguda | 3000000865 | SS HWF CLAMP FOR ACSR PANTHER CONDUCTOR | HWF.SS.C002 | ZSPR_THEFT | ZSPR | NOS | 30 | 3960 | INR
5000 | Western Zone, Burla | 5300 | EHT (Construction) Circle, | 5302 | EHT (Construction) Division, | W323 | Construction Sub-Division Jharsuguda | 3000000866 | CLAMP OF SS HWF FOR ACSR ZEBRA | HWF.SS.C003 | ZSPR_THEFT | ZSPR | NOS | 3 | 651.69 | INR
5000 | Western Zone, Burla | 5300 | EHT (Construction) Circle, | 5302 | EHT (Construction) Division, | W323 | Construction Sub-Division Jharsuguda | 3000000881 | ST HARDWARE FITTING ACSR TWIN MOOSE | HWF.ST.A006 | ZSPR_THEFT | ZSPR | NOS | 38 | 13798.94 | INR
5000 | Western Zone, Burla | 5300 | EHT (Construction) Circle, | 5302 | EHT (Construction) Division, | W323 | Construction Sub-Division Jharsuguda | 3000000906 | TENSION CLAMP FOR EARTHWIRE | HWF.TC.EW.A002 | ZSPR_THEFT | ZSPR | NOS | 4 | 2491.48 | INR
5000 | Western Zone, Burla | 5300 | EHT (Construction) Circle, | 5302 | EHT (Construction) Division, | W323 | Construction Sub-Division Jharsuguda | 3000000909 | U CLAMP | HWF.UC.EW.A002 | ZSPR_THEFT | ZSPR | NOS | 6 | 799.98 | INR
5000 | Western Zone, Burla | 5300 | EHT (Construction) Circle, | 5302 | EHT (Construction) Division, | W323 | Construction Sub-Division Jharsuguda | 3000000930 | 70KN ANTIFOG DISC INSULATOR | INS.AF.DISC.B001 | ZSPR_SH | ZSPR | NOS | 615 | 341325 | INR
5000 | Western Zone, Burla | 5300 | EHT (Construction) Circle, | 5302 | EHT (Construction) Division, | W323 | Construction Sub-Division Jharsuguda | 3000000931 | 90KN ANTIFOG DISC INSULATOR | INS.AF.DISC.B002 | ZSPR_ACT | ZSPR | NOS | 59 | 60700.96 | INR
5000 | Western Zone, Burla | 5300 | EHT (Construction) Circle, | 5302 | EHT (Construction) Division, | W323 | Construction Sub-Division Jharsuguda | 3000000933 | 160KN ANTIFOG DISC INSULATOR | INS.AF.DISC.B004 | ZSPR_SH | ZSPR | NOS | 58 | 92163.16 | INR
5000 | Western Zone, Burla | 5300 | EHT (Construction) Circle, | 5302 | EHT (Construction) Division, | W324 | Construction Sub-Division Rourkela | 3000000942 | 160KN POLYMER LONG ROD INSULATOR | INS.PLYMR.A003 | ZSPR_ACT | ZSPR | NOS | 51 | 1055410.3 | INR
5000 | Western Zone, Burla | 5300 | EHT (Construction) Circle, | 5302 | EHT (Construction) Division, | W323 | Construction Sub-Division Jharsuguda | 3000000946 | 70KN PORCELAIN DISC INSULATOR | INS.POR.DISC.B001 | ZSPR_SH | ZSPR | NOS | 1050 | 279699 | INR
5000 | Western Zone, Burla | 5300 | EHT (Construction) Circle, | 5302 | EHT (Construction) Division, | W323 | Construction Sub-Division Jharsuguda | 3000000947 | 90KN PORCELAIN DISC INSULATOR | INS.POR.DISC.B002 | ZSPR_SH | ZSPR | NOS | 202 | 148470 | INR
5000 | Western Zone, Burla | 5300 | EHT (Construction) Circle, | 5302 | EHT (Construction) Division, | W323 | Construction Sub-Division Jharsuguda | 3000001007 | FLEXIBLE COPPER EARTH BOND | MISC.FL.CU.BOND.A001 | ZSPR_US | ZSPR | NOS | 4 | 3116.36 | INR
5000 | Western Zone, Burla | 5300 | EHT (Construction) Circle, | 5302 | EHT (Construction) Division, | W324 | Construction Sub-Division Rourkela | 3000001038 | 90 LB RAIL POLE | MISC.RAILPOLE.A002 | ZSPR_US | ZSPR | MT | 0.1 | 4000 | INR
5000 | Western Zone, Burla | 5300 | EHT (Construction) Circle, | 5302 | EHT (Construction) Division, | W323 | Construction Sub-Division Jharsuguda | 3000001046 | CONDUCTOR ROLLER STAND | MISC.ROLLER.A001 | ZSPR_THEFT | ZSPR | NOS | 6 | 1758.6 | INR
5000 | Western Zone, Burla | 5300 | EHT (Construction) Circle, | 5302 | EHT (Construction) Division, | W323 | Construction Sub-Division Jharsuguda | 3000001154 | NUTS AND BOLTS | NBW.ASRT.GINB.A001 | ZSPR_US | ZSPR | KG | 323 | 35923.76 | INR
5000 | Western Zone, Burla | 5300 | EHT (Construction) Circle, | 5302 | EHT (Construction) Division, | W324 | Construction Sub-Division Rourkela | 3000001213 | 16 X 40 MM GI FULL THREAD NUT & BOLT | NBW.GINB.B007 | ZSPR_US | ZSPR | KG | 5 | 235 | INR
5000 | Western Zone, Burla | 5300 | EHT (Construction) Circle, | 5302 | EHT (Construction) Division, | W324 | Construction Sub-Division Rourkela | 3000001269 | 16X55MM MS FULL THREAD NUT & BOLT | NBW.MSNB.B010 | ZSPR_US | ZSPR | KG | 707 | 44890 | INR
5000 | Western Zone, Burla | 5300 | EHT (Construction) Circle, | 5302 | EHT (Construction) Division, | W323 | Construction Sub-Division Jharsuguda | 3000001613 | L/R 4pole switch for 132KV SF6 BREAKER | SPR.BKR132CGL.D056 | ZSPR_THEFT | ZSPR | NOS | 1 | 885 | INR
5000 | Western Zone, Burla | 5300 | EHT (Construction) Circle, | 5302 | EHT (Construction) Division, | W323 | Construction Sub-Division Jharsuguda | 3000001987 | POLE DISCREPANCY RELAY -420KV SF6 CB ABB | SPR.BKR420ABB.D032 | ZSPR_THEFT | ZSPR | NOS | 1 | 1100 | INR
5000 | Western Zone, Burla | 5300 | EHT (Construction) Circle, | 5302 | EHT (Construction) Division, | W323 | Construction Sub-Division Jharsuguda | 3000002298 | Terminal connectors 2000A 36KV Isolator | SPR.ISO.MISC.A013 | ZSPR_THEFT | ZSPR | SET | 2 | 600 | INR
5000 | Western Zone, Burla | 5300 | EHT (Construction) Circle, | 5302 | EHT (Construction) Division, | W323 | Construction Sub-Division Jharsuguda | 3000002452 | ROTOR HOUSING BEARING | SPR.ISO33ABB.A003 | ZSPR_THEFT | ZSPR | NOS | 4 | 3600 | INR
5000 | Western Zone, Burla | 5300 | EHT (Construction) Circle, | 5302 | EHT (Construction) Division, | W323 | Construction Sub-Division Jharsuguda | 3000002487 | TERMINAL PAD 33KV SS ISOLATOR | SPR.ISO33SS.A012 | ZSPR_THEFT | ZSPR | NOS | 8 | 4800 | INR
5000 | Western Zone, Burla | 5300 | EHT (Construction) Circle, | 5302 | EHT (Construction) Division, | W323 | Construction Sub-Division Jharsuguda | 3000002502 | U CONTACTFINGURE M&F 33KV SS ISOLATOR | SPR.ISO33SS.A031 | ZSPR_THEFT | ZSPR | NOS | 3 | 15300 | INR
5000 | Western Zone, Burla | 5300 | EHT (Construction) Circle, | 5302 | EHT (Construction) Division, | W323 | Construction Sub-Division Jharsuguda | 3000002570 | MCB FOR SWITCHYARD LIGHT | SPR.MISC.A030 | ZSPR_THEFT | ZSPR | NOS | 4 | 930 | INR
5000 | Western Zone, Burla | 5300 | EHT (Construction) Circle, | 5302 | EHT (Construction) Division, | W323 | Construction Sub-Division Jharsuguda | 3000002621 | EARTH SUSPENSION CLAMP | SPR.MISC.A177 | ZSPR_THEFT | ZSPR | NOS | 67 | 9233.94 | INR
5000 | Western Zone, Burla | 5300 | EHT (Construction) Circle, | 5302 | EHT (Construction) Division, | W323 | Construction Sub-Division Jharsuguda | 3000002720 | LA Clamp | SPR.MISC.A353 | ZSPR_THEFT | ZSPR | NOS | 11 | 11 | INR
5000 | Western Zone, Burla | 5300 | EHT (Construction) Circle, | 5302 | EHT (Construction) Division, | W323 | Construction Sub-Division Jharsuguda | 3000003405 | PA, PB, PC & UR TEMPLATE | STRS.132TMPL.A001 | ZSPR_SH | ZSPR | MT | 6.901 | 663746.12 | INR
5000 | Western Zone, Burla | 5300 | EHT (Construction) Circle, | 5302 | EHT (Construction) Division, | W323 | Construction Sub-Division Jharsuguda | 3000003443 | Substation Assorted Structure as per BoQ | STRS.ASSORTED.A001 | ZSPR_US | ZSPR | MT | 0.249 | 24817.28 | INR
5000 | Western Zone, Burla | 5300 | EHT (Construction) Circle, | 5302 | EHT (Construction) Division, | W324 | Construction Sub-Division Rourkela | 3000003445 | HDG MS SS equipment Structures | STRS.GI.A001 | ZSPR_THEFT | ZSPR | MT | 2.3 | 7162.2 | INR
5000 | Western Zone, Burla | 5300 | EHT (Construction) Circle, | 5302 | EHT (Construction) Division, | W323 | Construction Sub-Division Jharsuguda | 3000003465 | 132 KV DMA TYPE TOWER TEMPLATE | TWR.132DMA.TMPL.A001 | ZSPR_THEFT | ZSPR | MT | 2.016 | 58262.4 | INR
5000 | Western Zone, Burla | 5300 | EHT (Construction) Circle, | 5302 | EHT (Construction) Division, | W323 | Construction Sub-Division Jharsuguda | 3000003466 | 132 KV DMC TYPE TOWER TEMPLATE | TWR.132DMC.TMPL.A001 | ZSPR_THEFT | ZSPR | MT | 1 | 5000 | INR
5000 | Western Zone, Burla | 5300 | EHT (Construction) Circle, | 5302 | EHT (Construction) Division, | W323 | Construction Sub-Division Jharsuguda | 3000003482 | 132 KV PA TYPE TOWER COMPLETE SET | TWR.132PA.L.A001 | ZSPR_SH | ZSPR | MT | 18.931 | 1899106.25 | INR
5000 | Western Zone, Burla | 5300 | EHT (Construction) Circle, | 5302 | EHT (Construction) Division, | W323 | Construction Sub-Division Jharsuguda | 3000003483 | 132 KV ASSORTED PA TYPE TOWER | TWR.132PA.L.A002 | ZSPR_THEFT | ZSPR | MT | 0.283 | 28651.45 | INR
5000 | Western Zone, Burla | 5300 | EHT (Construction) Circle, | 5302 | EHT (Construction) Division, | W323 | Construction Sub-Division Jharsuguda | 3000003490 | 132 KV PB TYPE TEMPLATE | TWR.132PB.TMPL.A001 | ZSPR_THEFT | ZSPR | MT | 0.601 | 35399.15 | INR
5000 | Western Zone, Burla | 5300 | EHT (Construction) Circle, | 5302 | EHT (Construction) Division, | W323 | Construction Sub-Division Jharsuguda | 3000003493 | 132 KV PC TYPE TEMPLATE | TWR.132PC.TMPL.A001 | ZSPR_THEFT | ZSPR | MT | 0.788 | 38713.14 | INR
5000 | Western Zone, Burla | 5300 | EHT (Construction) Circle, | 5302 | EHT (Construction) Division, | W323 | Construction Sub-Division Jharsuguda | 3000003516 | 220 KV OA TYPE TEMPLATE | TWR.220OA.TMPL.A001 | ZSPR_THEFT | ZSPR | MT | 1.6 | 20400 | INR
5000 | Western Zone, Burla | 5300 | EHT (Construction) Circle, | 5302 | EHT (Construction) Division, | W323 | Construction Sub-Division Jharsuguda | 3000003522 | 220 KV OB TYPE TEMPLATE | TWR.220OB.TMPL.A001 | ZSPR_THEFT | ZSPR | MT | 1.82 | 24510.96 | INR
5000 | Western Zone, Burla | 5300 | EHT (Construction) Circle, | 5302 | EHT (Construction) Division, | W323 | Construction Sub-Division Jharsuguda | 3000003526 | 220 KV OC TYPE TEMPLATE | TWR.220OC.TMPL.A001 | ZSPR_THEFT | ZSPR | MT | 1 | 800 | INR
5000 | Western Zone, Burla | 5300 | EHT (Construction) Circle, | 5302 | EHT (Construction) Division, | W323 | Construction Sub-Division Jharsuguda | 3000003529 | 220 KV OC+ 15 TYPE TEMPLATE | TWR.220OC+15.TMPL.A001 | ZSPR_THEFT | ZSPR | MT | 1 | 800 | INR
5000 | Western Zone, Burla | 5300 | EHT (Construction) Circle, | 5302 | EHT (Construction) Division, | W323 | Construction Sub-Division Jharsuguda | 3000003538 | 33 KV ASSORTED DX TYPE UGL TOWER | TWR.33DX.L.E002 | ZSPR_THEFT | ZSPR | MT | 13.736 | 418041.42 | INR
5000 | Western Zone, Burla | 5300 | EHT (Construction) Circle, | 5302 | EHT (Construction) Division, | W323 | Construction Sub-Division Jharsuguda | 3000003540 | 33 KV ASSORTED DX+3 TYPE UGL TOWER | TWR.33DX+3.L.E002 | ZSPR_THEFT | ZSPR | MT | 2.51 | 76389.34 | INR
5000 | Western Zone, Burla | 5300 | EHT (Construction) Circle, | 5302 | EHT (Construction) Division, | W323 | Construction Sub-Division Jharsuguda | 3000003542 | 33 KV ASSORTED DY TYPE UGL TOWER | TWR.33DY.L.E002 | ZSPR_THEFT | ZSPR | MT | 20.377 | 620153.62 | INR
5000 | Western Zone, Burla | 5300 | EHT (Construction) Circle, | 5302 | EHT (Construction) Division, | W323 | Construction Sub-Division Jharsuguda | 3000003543 | 33 KV ASSORTED DY+3 TYPE UGL TOWER | TWR.33DY+3.L.E002 | ZSPR_THEFT | ZSPR | MT | 0.621 | 18899.51 | INR
5000 | Western Zone, Burla | 5300 | EHT (Construction) Circle, | 5302 | EHT (Construction) Division, | W323 | Construction Sub-Division Jharsuguda | 3000003545 | 33 KV ASSORTED DZ TYPE UGL DESIGN TOWER | TWR.33DZ.L.E002 | ZSPR_THEFT | ZSPR | MT | 5.018 | 152717.81 | INR
5000 | Western Zone, Burla | 5300 | EHT (Construction) Circle, | 5302 | EHT (Construction) Division, | W323 | Construction Sub-Division Jharsuguda | 3000003547 | 33 KV ASSORTED DZ+3 TYPE UGL TOWER | TWR.33DZ+3.L.E002 | ZSPR_THEFT | ZSPR | MT | 0.679 | 20664.69 | INR
5000 | Western Zone, Burla | 5300 | EHT (Construction) Circle, | 5302 | EHT (Construction) Division, | W323 | Construction Sub-Division Jharsuguda | 3000003555 | ANTICLIMBING DEVICE | TWR.ACD.A001 | ZSPR_ACT | ZSPR | SET | 2 | 1558.18 | INR
5000 | Western Zone, Burla | 5300 | EHT (Construction) Circle, | 5302 | EHT (Construction) Division, | W323 | Construction Sub-Division Jharsuguda | 3000003555 | ANTICLIMBING DEVICE | TWR.ACD.A001 | ZSPR_THEFT | ZSPR | SET | 213 | 0.01 | INR
5000 | Western Zone, Burla | 5300 | EHT (Construction) Circle, | 5302 | EHT (Construction) Division, | W323 | Construction Sub-Division Jharsuguda | 3000003560 | DISMANTLED TOWER MEMBERS | TWR.DISMENTAL.A001 | ZSPR_THEFT | ZSPR | MT | 0.031 | 310 | INR
5000 | Western Zone, Burla | 5300 | EHT (Construction) Circle, | 5302 | EHT (Construction) Division, | W323 | Construction Sub-Division Jharsuguda | 3000003635 | ALLUMINIUM PIPE | MISC.AL.PIPE.A001 | ZSPR_THEFT | ZSPR | M | 230 | 112453.9 | INR
5000 | Western Zone, Burla | 5300 | EHT (Construction) Circle, | 5302 | EHT (Construction) Division, | W323 | Construction Sub-Division Jharsuguda | 3000003640 | 25 MM COPPER PIPE | MISC.COP.PIPE.A003 | ZSPR_THEFT | ZSPR | M | 50 | 24446.5 | INR
5000 | Western Zone, Burla | 5300 | EHT (Construction) Circle, | 5302 | EHT (Construction) Division, | W323 | Construction Sub-Division Jharsuguda | 4000000051 | D' SHACKLE OF DIFFERENT SIZES | TNP.DSHAKLE.A006 | ZTNP_THEFT | ZTNP | NOS | 40 | 4627.2 | INR
5000 | Western Zone, Burla | 5300 | EHT (Construction) Circle, | 5302 | EHT (Construction) Division, | W324 | Construction Sub-Division Rourkela | 5000000012 | SCRAP/DAMAGED/OLD EMPTY Tfr OIL BARREL | SCRP.EMPTYBRL.A001 | ZSRP_SCRAP | ZSRP | NOS | 120 | 15951.6 | INR
5000 | Western Zone, Burla | 5300 | EHT (Construction) Circle, | 5302 | EHT (Construction) Division, | W323 | Construction Sub-Division Jharsuguda | 5000000094 | SCRAP CLAMPS | SCRP.MISC.A244 | ZSRP_THEFT | ZSRP | NOS | 96 | 9626.88 | INR
5000 | Western Zone, Burla | 5300 | EHT (Construction) Circle, | 5302 | EHT (Construction) Division, | W323 | Construction Sub-Division Jharsuguda | 5000000167 | SCRAP 220 KV TEMPLATE STRUCTURE | SCRP.STRS.220TMPL.A001 | ZSRP_THEFT | ZSRP | MT | 1 | 33000 | INR
5000 | Western Zone, Burla | 5300 | EHT (Construction) Circle, | 5302 | EHT (Construction) Division, | W323 | Construction Sub-Division Jharsuguda | 5000000168 | SCRAP 33 KV TEMPLATE STRUCTURE | SCRP.STRS.33TMPL.A001 | ZSRP_THEFT | ZSRP | MT | 0.081 | 2465.15 | INR
0000 |  | 8100 | Telecom Circle, Bhubaneswar | 8101 | Telecom Division Bhubaneswar | T11C | TC_S2 Bhubaneswar Hqrs | 1000000302 | 25 PAIR TELEPHONE,AJF | CBLE.TEL.AJF.B025 | ZCAP_ACT | ZCAP | KM | 0.05 | 9 | INR
0000 |  | 8100 | Telecom Circle, Bhubaneswar | 8101 | Telecom Division Bhubaneswar | T116 | Telecom Store Sub-Division, Bhubaneswar | 1000000306 | 5 PAIR TEL CABLE UA | CBLE.TEL.UAR.A005 | ZCAP_SCRAP | ZCAP | KM | 0.08 | 2000 | INR
0000 |  | 8100 | Telecom Circle, Bhubaneswar | 8101 | Telecom Division Bhubaneswar | T11B | TC_S1 Chandaka (Chndka+Rnsngpr+Mnchswr) | 1000000310 | 25 pair, AJF Telephone cable | CBLE.TEL.ARJ.A025 | ZCAP_ACT | ZCAP | KM | 1 | 75000 | INR
0000 |  | 8100 | Telecom Circle, Bhubaneswar | 8101 | Telecom Division Bhubaneswar | T11C | TC_S2 Bhubaneswar Hqrs | 1000000311 | 30 pair, Telephone cable UA | CBLE.TEL.ARJ.A030 | ZCAP_ACT | ZCAP | KM | 0.2 | 46 | INR
0000 |  | 8100 | Telecom Circle, Bhubaneswar | 8101 | Telecom Division Bhubaneswar | T11C | TC_S2 Bhubaneswar Hqrs | 1000000312 | 50 Pair Telephone cable | CBLE.TEL.ARJ.A050 | ZCAP_ACT | ZCAP | KM | 0.1 | 25 | INR
0000 |  | 8100 | Telecom Circle, Bhubaneswar | 8101 | Telecom Division Bhubaneswar | T11B | TC_S1 Chandaka (Chndka+Rnsngpr+Mnchswr) | 1000000315 | 1.5 MM SS 10 C CONTROL CABLE ARM | CBLE.CTRL.AR.A010 | ZCAP_ACT | ZCAP | KM | 0.157 | 46.47 | INR
0000 |  | 8100 | Telecom Circle, Bhubaneswar | 8101 | Telecom Division Bhubaneswar | T116 | Telecom Store Sub-Division, Bhubaneswar | 1000000316 | 0.5 MMSQ 2 PAIR CONTROL CABLE ARM | CBLE.CTRL.SAR.A002 | ZCAP_ACT | ZCAP | KM | 59 | 11800 | INR
0000 |  | 8100 | Telecom Circle, Bhubaneswar | 8101 | Telecom Division Bhubaneswar | T11B | TC_S1 Chandaka (Chndka+Rnsngpr+Mnchswr) | 1000000323 | 2 Pair 0.5 sqmm arm data cable | CBLE.MFT.A001 | ZCAP_ACT | ZCAP | KM | 0.49 | 18.62 | INR
0000 |  | 8100 | Telecom Circle, Bhubaneswar | 8101 | Telecom Division Bhubaneswar | T11B | TC_S1 Chandaka (Chndka+Rnsngpr+Mnchswr) | 1000000324 | 4 core 1.5 sqmm MS cable | CBLE.MFT.A002 | ZCAP_ACT | ZCAP | KM | 0.35 | 10.5 | INR
0000 |  | 8100 | Telecom Circle, Bhubaneswar | 8101 | Telecom Division Bhubaneswar | T11A | TC_S1 Mendhasal (Mendhasal +Infocity) | 1000000330 | "24 F OPGW CABLE" | OPGW.DWSM.24F.A001 | ZCAP_ACT | ZCAP | KM | 0.75 | 53.1 | INR
0000 |  | 8100 | Telecom Circle, Bhubaneswar | 8101 | Telecom Division Bhubaneswar | T11B | TC_S1 Chandaka (Chndka+Rnsngpr+Mnchswr) | 1000000375 | CMR | RTU.CMR.A001 | ZCAP_ACT | ZCAP | NOS | 86 | 19522 | INR
0000 |  | 8100 | Telecom Circle, Bhubaneswar | 8101 | Telecom Division Bhubaneswar | T11G | TC_S3 Puri (Puri+Samuka +Samangara) | 1000000384 | 0.5 SQ.MM 4 PAIR TELEPHONE CABLE UNARMO | CBLE.TEL.UAR.A004 | ZCAP_ACT | ZCAP | KM | 0.3 | 7071.43 | INR
0000 |  | 8100 | Telecom Circle, Bhubaneswar | 8101 | Telecom Division Bhubaneswar | T11B | TC_S1 Chandaka (Chndka+Rnsngpr+Mnchswr) | 1000000384 | 0.5 SQ.MM 4 PAIR TELEPHONE CABLE UNARMO | CBLE.TEL.UAR.A004 | ZCAP_ACT | ZCAP | KM | 0.05 | 1178.57 | INR
0000 |  | 8100 | Telecom Circle, Bhubaneswar | 8101 | Telecom Division Bhubaneswar | T11C | TC_S2 Bhubaneswar Hqrs | 1000000386 | 2 wire (1+1 )Telephone | TEL.2WIRE.A003 | ZCAP_ACT | ZCAP | NOS | 3 | 8685 | INR
0000 |  | 8100 | Telecom Circle, Bhubaneswar | 8101 | Telecom Division Bhubaneswar | T11B | TC_S1 Chandaka (Chndka+Rnsngpr+Mnchswr) | 1000000388 | 10 pair, ARM Telephone cable | CBLE.TEL.AR.A010 | ZCAP_ACT | ZCAP | KM | 0.45 | 29250 | INR
0000 |  | 8100 | Telecom Circle, Bhubaneswar | 8101 | Telecom Division Bhubaneswar | T116 | Telecom Store Sub-Division, Bhubaneswar | 2000000064 | PVC PIPE OF SIZE 8 INCH (200MM) | CVL.PVC.PIPE.A013 | ZCON_SUP | ZCON | NOS | 12 | 4212 | INR
0000 |  | 8100 | Telecom Circle, Bhubaneswar | 8101 | Telecom Division Bhubaneswar | T116 | Telecom Store Sub-Division, Bhubaneswar | 3000000111 | 2.5SQMM 12C CONTROL CABLE | CBLE.CTRL.AR.C012 | ZSPR_ACT | ZSPR | KM | 22 | 2200 | INR
0000 |  | 8100 | Telecom Circle, Bhubaneswar | 8101 | Telecom Division Bhubaneswar | T116 | Telecom Store Sub-Division, Bhubaneswar | 3000000142 | 2.5 SQMM 19C UR CONTROL CABLE | CBLE.CTRL.UAR.C019 | ZSPR_ACT | ZSPR | KM | 84 | 16800 | INR
0000 |  | 8100 | Telecom Circle, Bhubaneswar | 8101 | Telecom Division Bhubaneswar | T116 | Telecom Store Sub-Division, Bhubaneswar | 3000000233 | 20 PAIR SHIELDED TELEPHONE CABLE IN MTR | CBLE.STP.20.A001 | ZSPR_ACT | ZSPR | M | 30000 | 3000 | INR
0000 |  | 8100 | Telecom Circle, Bhubaneswar | 8101 | Telecom Division Bhubaneswar | T116 | Telecom Store Sub-Division, Bhubaneswar | 3000000312 | L PAD CLAMP AL FOR PAD TO PANTHER | CLMP.LPAD.AL.A004 | ZSPR_SUP | ZSPR | NOS | 1 | 200 | INR
0000 |  | 8100 | Telecom Circle, Bhubaneswar | 8101 | Telecom Division Bhubaneswar | T116 | Telecom Store Sub-Division, Bhubaneswar | 3000000388 | T Clamp for Panther run-Panther Drop | CLMP.T.AL.A001 | ZSPR_SUP | ZSPR | NOS | 2 | 400 | INR
0000 |  | 8100 | Telecom Circle, Bhubaneswar | 8101 | Telecom Division Bhubaneswar | T11A | TC_S1 Mendhasal (Mendhasal +Infocity) | 3000000820 | OPGW hardware set | HWF.OPGW.A001 | ZSPR_ACT | ZSPR | SET | 7 | 132160 | INR
0000 |  | 8100 | Telecom Circle, Bhubaneswar | 8101 | Telecom Division Bhubaneswar | T116 | Telecom Store Sub-Division, Bhubaneswar | 3000000824 | SUSPENSION CLAMP FOR 7/3.15MM EARTHWIRE | HWF.SC.EW.A002 | ZSPR_ACT | ZSPR | NOS | 5 | 1000 | INR
0000 |  | 8100 | Telecom Circle, Bhubaneswar | 8101 | Telecom Division Bhubaneswar | T116 | Telecom Store Sub-Division, Bhubaneswar | 3000000999 | DIN RAIL USED FOR TAG BLOCK MOUNTING | MISC.DNRL.A002 | ZSPR_ACT | ZSPR | NOS | 105 | 5460 | INR
0000 |  | 8100 | Telecom Circle, Bhubaneswar | 8101 | Telecom Division Bhubaneswar | T116 | Telecom Store Sub-Division, Bhubaneswar | 3000001004 | END PLATE CT& PT TAG BLOCK | MISC.ENPL.A002 | ZSPR_SUP | ZSPR | NOS | 13 | 156 | INR
0000 |  | 8100 | Telecom Circle, Bhubaneswar | 8101 | Telecom Division Bhubaneswar | T116 | Telecom Store Sub-Division, Bhubaneswar | 3000001093 | AC VOLTAGE REGULATOR | MISC.TEL.VREG.B002 | ZSPR_SUP | ZSPR | NOS | 1 | 10000 | INR
0000 |  | 8100 | Telecom Circle, Bhubaneswar | 8101 | Telecom Division Bhubaneswar | T116 | Telecom Store Sub-Division, Bhubaneswar | 3000001243 | 5/8 INCH FLAT GI WASHER | NBW.GIWSR.A013 | ZSPR_ACT | ZSPR | KG | 14 | 315 | INR
0000 |  | 8100 | Telecom Circle, Bhubaneswar | 8101 | Telecom Division Bhubaneswar | T116 | Telecom Store Sub-Division, Bhubaneswar | 3000001256 | STANDARD SIZE SPRING GI WASHER | NBW.GIWSR.B001 | ZSPR_ACT | ZSPR | KG | 46 | 1035 | INR
0000 |  | 8100 | Telecom Circle, Bhubaneswar | 8101 | Telecom Division Bhubaneswar | T11G | TC_S3 Puri (Puri+Samuka +Samangara) | 3000001469 | AVR SPARE CARD 48V BATTERY CHARGER | SPR.48CHRG.AVR.C001 | ZSPR_ACT | ZSPR | NOS | 1 | 3000 | INR
0000 |  | 8100 | Telecom Circle, Bhubaneswar | 8101 | Telecom Division Bhubaneswar | T116 | Telecom Store Sub-Division, Bhubaneswar | 3000002612 | PADESTAL STOOL FOR MOUNITNG OF WT | SPR.MISC.A141 | ZSPR_ACT | ZSPR | NOS | 4 | 100857.16 | INR
0000 |  | 8100 | Telecom Circle, Bhubaneswar | 8101 | Telecom Division Bhubaneswar | T116 | Telecom Store Sub-Division, Bhubaneswar | 3000002803 | E3EB/E3EC/E5EA CARD ABB PLCC TERMINAL | SPR.PLCC.E3EB.A001 | ZSPR_SUP | ZSPR | NOS | 1 | 12000 | INR
0000 |  | 8100 | Telecom Circle, Bhubaneswar | 8101 | Telecom Division Bhubaneswar | T116 | Telecom Store Sub-Division, Bhubaneswar | 3000002804 | O3EC SPARE CARD FOR ABB PLCC TERMINAL | SPR.PLCC.O3EC.A001 | ZSPR_ACT | ZSPR | NOS | 3 | 23163 | INR
0000 |  | 8100 | Telecom Circle, Bhubaneswar | 8101 | Telecom Division Bhubaneswar | T116 | Telecom Store Sub-Division, Bhubaneswar | 3000002805 | O3EP SPARE CARD FOR ABB PLCC TERMINAL | SPR.PLCC.O3EP.A001 | ZSPR_ACT | ZSPR | NOS | 1 | 10496 | INR
0000 |  | 8100 | Telecom Circle, Bhubaneswar | 8101 | Telecom Division Bhubaneswar | T116 | Telecom Store Sub-Division, Bhubaneswar | 3000002806 | P7EA MOTHER BOARD ABB PLCC TERMINAL | SPR.PLCC.P7LA.A001 | ZSPR_SUP | ZSPR | NOS | 2 | 7000 | INR
0000 |  | 8100 | Telecom Circle, Bhubaneswar | 8101 | Telecom Division Bhubaneswar | T116 | Telecom Store Sub-Division, Bhubaneswar | 3000002851 | TAG BLOCK USED CTWIRING IN RTU | SPR.RTU.TBCT.A001 | ZSPR_SUP | ZSPR | NOS | 372 | 24180 | INR
0000 |  | 8100 | Telecom Circle, Bhubaneswar | 8101 | Telecom Division Bhubaneswar | T116 | Telecom Store Sub-Division, Bhubaneswar | 3000002852 | TAG BLOCK FOR RTU | SPR.RTU.TBDI.A001 | ZSPR_SUP | ZSPR | NOS | 1503 | 108216 | INR
0000 |  | 8100 | Telecom Circle, Bhubaneswar | 8101 | Telecom Division Bhubaneswar | T116 | Telecom Store Sub-Division, Bhubaneswar | 3000002853 | TAG BLOCK USED PT WIRING IN RTU | SPR.RTU.TBPT.A001 | ZSPR_ACT | ZSPR | NOS | 243 | 15795 | INR
0000 |  | 8100 | Telecom Circle, Bhubaneswar | 8101 | Telecom Division Bhubaneswar | T116 | Telecom Store Sub-Division, Bhubaneswar | 3000002862 | IDM 50B MODEM CARD | SPR.SCADA.IDM50.A01 | ZSPR_ACT | ZSPR | NOS | 15 | 2048239.35 | INR
0000 |  | 8100 | Telecom Circle, Bhubaneswar | 8101 | Telecom Division Bhubaneswar | T116 | Telecom Store Sub-Division, Bhubaneswar | 3000002863 | IDM 50B MODEM CHASSIS | SPR.SCADA.IDMCAB.A01 | ZSPR_ACT | ZSPR | NOS | 15 | 144060 | INR
0000 |  | 8100 | Telecom Circle, Bhubaneswar | 8101 | Telecom Division Bhubaneswar | T116 | Telecom Store Sub-Division, Bhubaneswar | 3000002864 | CONNECTORS & CABLE OF 2MTR | SPR.SCADA.IDMCBLE.A01 | ZSPR_ACT | ZSPR | NOS | 15 | 75376.95 | INR
0000 |  | 8100 | Telecom Circle, Bhubaneswar | 8101 | Telecom Division Bhubaneswar | T116 | Telecom Store Sub-Division, Bhubaneswar | 3000002865 | SPLITTER MODULE SP100 | SPR.SCADA.SP100.A001 | ZSPR_ACT | ZSPR | NOS | 5 | 949427.5 | INR
0000 |  | 8100 | Telecom Circle, Bhubaneswar | 8101 | Telecom Division Bhubaneswar | T116 | Telecom Store Sub-Division, Bhubaneswar | 3000002866 | STALLION MODULE | SPR.SCADA.STALLION.A001 | ZSPR_ACT | ZSPR | NOS | 2 | 925714 | INR
0000 |  | 8100 | Telecom Circle, Bhubaneswar | 8101 | Telecom Division Bhubaneswar | T116 | Telecom Store Sub-Division, Bhubaneswar | 3000003340 | RAC CARD WIDEBAND COMMUNICATION SYSTEM | SPR.WBAND.MUX.RAC.A001 | ZSPR_ACT | ZSPR | NOS | 4 | 1328112 | INR
0000 |  | 8100 | Telecom Circle, Bhubaneswar | 8101 | Telecom Division Bhubaneswar | T116 | Telecom Store Sub-Division, Bhubaneswar | 3000003347 | ACCESSORIES for Wave Trap Structure | SPR.WT.PED.E005 | ZSPR_ACT | ZSPR | NOS | 2 | 2600 | INR
0000 |  | 8100 | Telecom Circle, Bhubaneswar | 8101 | Telecom Division Bhubaneswar | T116 | Telecom Store Sub-Division, Bhubaneswar | 3000003348 | STUD FOR TUNING POT OF WAVE TRAP | SPR.WT.STUD.E004 | ZSPR_SUP | ZSPR | NOS | 10 | 100 | INR
0000 |  | 8100 | Telecom Circle, Bhubaneswar | 8101 | Telecom Division Bhubaneswar | T116 | Telecom Store Sub-Division, Bhubaneswar | 3000003351 | TUNING POT FOR 630A WAVE TRAP | SPR.WT.TPOT.E004 | ZSPR_SUP | ZSPR | NOS | 1 | 2000 | INR
0000 |  | 8100 | Telecom Circle, Bhubaneswar | 8101 | Telecom Division Bhubaneswar | T11B | TC_S1 Chandaka (Chndka+Rnsngpr+Mnchswr) | 3000003452 | VOLTAGE TRANSDUCER | TEL.MISC.A578 | ZSPR_ACT | ZSPR | NOS | 1 | 1200 | INR
0000 |  | 8100 | Telecom Circle, Bhubaneswar | 8101 | Telecom Division Bhubaneswar | T11B | TC_S1 Chandaka (Chndka+Rnsngpr+Mnchswr) | 3000003454 | MVAR TRANSDUCER | TEL.SPR.MISC.A564 | ZSPR_ACT | ZSPR | NOS | 2 | 2000 | INR
0000 |  | 8100 | Telecom Circle, Bhubaneswar | 8101 | Telecom Division Bhubaneswar | T11A | TC_S1 Mendhasal (Mendhasal +Infocity) | 3000003653 | OPGW Tension clamp | OPGW.HWF.TEN.A001 | ZSPR_ACT | ZSPR | NOS | 9 | 40887 | INR
0000 |  | 8100 | Telecom Circle, Bhubaneswar | 8101 | Telecom Division Bhubaneswar | T11A | TC_S1 Mendhasal (Mendhasal +Infocity) | 3000003654 | OPGW suspension clamp | OPGW.HWF.SUS.A001 | ZSPR_ACT | ZSPR | NOS | 14 | 65254 | INR
0000 |  | 8100 | Telecom Circle, Bhubaneswar | 8101 | Telecom Division Bhubaneswar | T11A | TC_S1 Mendhasal (Mendhasal +Infocity) | 3000003655 | Down lead clamps | OPGW.HWF.DOWN.A001 | ZSPR_ACT | ZSPR | NOS | 24 | 9912 | INR
0000 |  | 8100 | Telecom Circle, Bhubaneswar | 8101 | Telecom Division Bhubaneswar | T11C | TC_S2 Bhubaneswar Hqrs | 3000003673 | CALLER ID TELEPHONE | SPR.EPAX.CID.A001 | ZSPR_ACT | ZSPR | NOS | 15 | 29195 | INR
0000 |  | 8100 | Telecom Circle, Bhubaneswar | 8101 | Telecom Division Bhubaneswar | T11B | TC_S1 Chandaka (Chndka+Rnsngpr+Mnchswr) | 3000003688 | Frequency Transducer | RTU.TRANS.A002 | ZSPR_ACT | ZSPR | NOS | 1 | 1200 | INR
0000 |  | 8100 | Telecom Circle, Bhubaneswar | 8101 | Telecom Division Bhubaneswar | T11B | TC_S1 Chandaka (Chndka+Rnsngpr+Mnchswr) | 3000003690 | MVAR Transducer | RTU.TRANS.A004 | ZSPR_ACT | ZSPR | NOS | 1 | 1500 | INR
0000 |  | 8100 | Telecom Circle, Bhubaneswar | 8101 | Telecom Division Bhubaneswar | T11A | TC_S1 Mendhasal (Mendhasal +Infocity) | 3000003758 | VD with R - Rod | OPGW.HWF.VD.A001 | ZSPR_ACT | ZSPR | NOS | 64 | 79296 | INR
0000 |  | 8100 | Telecom Circle, Bhubaneswar | 8101 | Telecom Division Bhubaneswar | T116 | Telecom Store Sub-Division, Bhubaneswar | 3000003803 | Connecting clamps for wave trap 800 A | CLMP.WT.A001 | ZSPR_ACT | ZSPR | NOS | 1 | 250 | INR
0000 |  | 8100 | Telecom Circle, Bhubaneswar | 8101 | Telecom Division Bhubaneswar | T116 | Telecom Store Sub-Division, Bhubaneswar | 3000003804 | Transmit IF Filter-E3EA | SPR.PLCC.E3EA.A001 | ZSPR_ACT | ZSPR | NOS | 1 | 9531 | INR
0000 |  | 8100 | Telecom Circle, Bhubaneswar | 8101 | Telecom Division Bhubaneswar | T116 | Telecom Store Sub-Division, Bhubaneswar | 3000003805 | Prkab for rish con | (SPAR-SD00-0229) | ZSPR_ACT | ZSPR | NOS | 1 | 4106.4 | INR
0000 |  | 8100 | Telecom Circle, Bhubaneswar | 8101 | Telecom Division Bhubaneswar | T116 | Telecom Store Sub-Division, Bhubaneswar | 3000003806 | Connecting clamps for 132KV PDCC | CLMP.PDCC.A001 | ZSPR_ACT | ZSPR | NOS | 14 | 3500 | INR
0000 |  | 8100 | Telecom Circle, Bhubaneswar | 8101 | Telecom Division Bhubaneswar | T116 | Telecom Store Sub-Division, Bhubaneswar | 4000000137 | POP SPANNER SMALL SIZE | TNP.POPSPANNER.A001 | ZTNP_ACT | ZTNP | NOS | 32 | 12800 | INR
0000 |  | 8100 | Telecom Circle, Bhubaneswar | 8101 | Telecom Division Bhubaneswar | T116 | Telecom Store Sub-Division, Bhubaneswar | 4000000138 | POP SPANNER BIG SIZE | TNP.POPSPANNER.B001 | ZTNP_ACT | ZTNP | NOS | 33 | 23100 | INR
0000 |  | 8100 | Telecom Circle, Bhubaneswar | 8101 | Telecom Division Bhubaneswar | T11B | TC_S1 Chandaka (Chndka+Rnsngpr+Mnchswr) | 4000000188 | LAN TESTER | SDH.TEST.LAN.A001 | ZTNP_ACT | ZTNP | NOS | 1 | 838.98 | INR
0000 |  | 8100 | Telecom Circle, Bhubaneswar | 8101 | Telecom Division Bhubaneswar | T11A | TC_S1 Mendhasal (Mendhasal +Infocity) | 4000000188 | LAN TESTER | SDH.TEST.LAN.A001 | ZTNP_ACT | ZTNP | NOS | 1 | 838.98 | INR
0000 |  | 8100 | Telecom Circle, Bhubaneswar | 8101 | Telecom Division Bhubaneswar | T116 | Telecom Store Sub-Division, Bhubaneswar | 5000000220 | End plate OLTC & DI tag block | SCADA.OLTB.A001 | ZSRP_SCRAP | ZSRP | EA | 148 | 1776 | INR
0000 |  | 8100 | Telecom Circle, Bhubaneswar | 8101 | Telecom Division Bhubaneswar | T116 | Telecom Store Sub-Division, Bhubaneswar | 5000000222 | Bi metalic pad Clamp for zebra | CLMP.PAD.BI.A002 | ZSRP_SCRAP | ZSRP | NOS | 1 | 300 | INR
0000 |  | 8100 | Telecom Circle, Bhubaneswar | 8101 | Telecom Division Bhubaneswar | T116 | Telecom Store Sub-Division, Bhubaneswar | 5000000223 | OEN Relay | SPR.RTU.CMRY.A001 | ZSRP_SCRAP | ZSRP | NOS | 32 | 5440 | INR
0000 |  | 8100 | Telecom Circle, Bhubaneswar | 8102 | Telecom Division, Cuttack | T12A | TC_S2 Bidanasi (Cuttack + Bidanasi) | 1000000398 | 220KV CVT | TEL.CVT.A002 | ZCAP_ACT | ZCAP | NOS | 2 | 442602 | INR
0000 |  | 8100 | Telecom Circle, Bhubaneswar | 8102 | Telecom Division, Cuttack | T12A | TC_S2 Bidanasi (Cuttack + Bidanasi) | 3000003588 | 220KV 1600A 1MH WAVE TRAP | WT.220.E005 | ZSPR_ACT | ZSPR | NOS | 1 | 50000 | INR
0000 |  | 8100 | Telecom Circle, Bhubaneswar | 8103 | Telecom Division, Berhampur | T13B | TC_S3 Berhampur (Berhampur+Digpahndi) | 1000000301 | 10 PAIR TELEPHONE AJF | CBLE.TEL.AJF.A010 | ZCAP_ACT | ZCAP | KM | 0.15 | 7500 | INR
0000 |  | 8100 | Telecom Circle, Bhubaneswar | 8103 | Telecom Division, Berhampur | T13H | TC_S3 Chatrapur (Chatrapur+Ganjam) | 1000000316 | 0.5 MMSQ 2 PAIR CONTROL CABLE ARM | CBLE.CTRL.SAR.A002 | ZCAP_US | ZCAP | KM | 0.1 | 2547 | INR
0000 |  | 8100 | Telecom Circle, Bhubaneswar | 8103 | Telecom Division, Berhampur | T13D | TC_S2 Bhanjanagar | 1000000330 | "24 F OPGW CABLE" | OPGW.DWSM.24F.A001 | ZCAP_ACT | ZCAP | KM | 55.914 | 10646025.6 | INR
0000 |  | 8100 | Telecom Circle, Bhubaneswar | 8103 | Telecom Division, Berhampur | T13D | TC_S2 Bhanjanagar | 1000000335 | 48F FIBRE OPTIC APPROACH CABLE | OFAC.DWSM.48F.A001 | ZCAP_ACT | ZCAP | KM | 0.465 | 91923.16 | INR
0000 |  | 8100 | Telecom Circle, Bhubaneswar | 8103 | Telecom Division, Berhampur | T13B | TC_S3 Berhampur (Berhampur+Digpahndi) | 1000000400 | ACDC Distribution panel | TEL.ACDC.A001 | ZCAP_US | ZCAP | NOS | 1 | 5000.67 | INR
0000 |  | 8100 | Telecom Circle, Bhubaneswar | 8103 | Telecom Division, Berhampur | T13B | TC_S3 Berhampur (Berhampur+Digpahndi) | 3000002803 | E3EB/E3EC/E5EA CARD ABB PLCC TERMINAL | SPR.PLCC.E3EB.A001 | ZSPR_SCRAP | ZSPR | NOS | 54 | 54.03 | INR
0000 |  | 8100 | Telecom Circle, Bhubaneswar | 8103 | Telecom Division, Berhampur | T131 | Telecom Division, Berhampur | 3000003585 | 132KV WAVE TRAP 630A/0.5mH | WT.132.E004 | ZSPR_THEFT | ZSPR | NOS | 8 | 185000 | INR
0000 |  | 8100 | Telecom Circle, Bhubaneswar | 8103 | Telecom Division, Berhampur | T13B | TC_S3 Berhampur (Berhampur+Digpahndi) | 3000003644 | 2 wire Telephone | TEL.2WIRE.A001 | ZSPR_US | ZSPR | NOS | 5 | 2659.75 | INR
0000 |  | 8100 | Telecom Circle, Bhubaneswar | 8103 | Telecom Division, Berhampur | T13B | TC_S3 Berhampur (Berhampur+Digpahndi) | 3000003801 | Copper earth Rod 6 MM | TEL.EROD.A001 | ZSPR_ACT | ZSPR | NOS | 1 | 0.01 | INR
0000 |  | 8100 | Telecom Circle, Bhubaneswar | 8103 | Telecom Division, Berhampur | T13B | TC_S3 Berhampur (Berhampur+Digpahndi) | 3000003802 | U BOLT | OPGW.HWF.UB.A001 | ZSPR_US | ZSPR | NOS | 50 | 896 | INR
0000 |  | 8100 | Telecom Circle, Bhubaneswar | 8103 | Telecom Division, Berhampur | T13D | TC_S2 Bhanjanagar | 4000000187 | ETHERNET DATA TESTER | SDH.TEST.ETHR.A001 | ZTNP_US | ZTNP | NOS | 1 | 950 | INR
0000 |  | 8100 | Telecom Circle, Bhubaneswar | 8103 | Telecom Division, Berhampur | T13D | TC_S2 Bhanjanagar | 4000000197 | Crimping Tools | TEL.TEST.CT.A001 | ZTNP_US | ZTNP | NOS | 1 | 1800 | INR
0000 |  | 8100 | Telecom Circle, Bhubaneswar | 8103 | Telecom Division, Berhampur | T13H | TC_S3 Chatrapur (Chatrapur+Ganjam) | 5000000210 | 630 A, 0.5 mH WAVE TRAP | SCRP.TEL.WT.A001 | ZSRP_SCRAP | ZSRP | NOS | 1 | 162220 | INR
0000 |  | 8100 | Telecom Circle, Bhubaneswar | 8103 | Telecom Division, Berhampur | T13H | TC_S3 Chatrapur (Chatrapur+Ganjam) | 5000000213 | 132KV BUS PI | SCRP.TEL.BPI.A001 | ZSRP_SCRAP | ZSRP | NOS | 3 | 6000 | INR
0000 |  | 8100 | Telecom Circle, Bhubaneswar | 8103 | Telecom Division, Berhampur | T13B | TC_S3 Berhampur (Berhampur+Digpahndi) | 5000000215 | PLCC Dummy Load | TEL.PLCC.SPR.A001 | ZSRP_SCRAP | ZSRP | NOS | 1 | 1 | INR
0000 |  | 8100 | Telecom Circle, Bhubaneswar | 8103 | Telecom Division, Berhampur | T13B | TC_S3 Berhampur (Berhampur+Digpahndi) | 5000000217 | spare card | TEL.PLCC.SPR.A003 | ZSRP_SCRAP | ZSRP | NOS | 7 | 19485.9 | INR
0000 |  | 8100 | Telecom Circle, Bhubaneswar | 8103 | Telecom Division, Berhampur | T13B | TC_S3 Berhampur (Berhampur+Digpahndi) | 5000000218 | P4LA spare card for ABB | TEL.PLCC.SPR.A004 | ZSRP_SCRAP | ZSRP | NOS | 1 | 36950 | INR
0000 |  | 8100 | Telecom Circle, Bhubaneswar | 8103 | Telecom Division, Berhampur | T13B | TC_S3 Berhampur (Berhampur+Digpahndi) | 5000000219 | P4LF spare card for ABB | TEL.PLCC.SPR.A005 | ZSRP_SCRAP | ZSRP | NOS | 1 | 65992 | INR
0000 |  | 8100 | Telecom Circle, Bhubaneswar | 8103 | Telecom Division, Berhampur | T13D | TC_S2 Bhanjanagar | 5000000220 | End plate OLTC & DI tag block | SCADA.OLTB.A001 | ZSRP_SCRAP | ZSRP | EA | 10 | 70.8 | INR
0000 |  | 8100 | Telecom Circle, Bhubaneswar | 8103 | Telecom Division, Berhampur | T13B | TC_S3 Berhampur (Berhampur+Digpahndi) | 5000000221 | Spare Transistor | SCRP.TEL.TRN.A001 | ZSRP_SCRAP | ZSRP | NOS | 29 | 290 | INR
0000 |  | 8100 | Telecom Circle, Bhubaneswar | 8104 | Telecom Division, Jeypore | T14F | TC_S3 Rayagada (Rayagada +Laxmipur) | 1000000069 | 132KV CVT | CVT.132OIL.S.C003 | ZCAP_ACT | ZCAP | NOS | 1 | 144000 | INR
0000 |  | 8100 | Telecom Circle, Bhubaneswar | 8104 | Telecom Division, Jeypore | T14E | TC_S2 Therubali | 1000000069 | 132KV CVT | CVT.132OIL.S.C003 | ZCAP_US | ZCAP | NOS | 20 | 20 | INR
0000 |  | 8100 | Telecom Circle, Bhubaneswar | 8104 | Telecom Division, Jeypore | T14E | TC_S2 Therubali | 1000000331 | 48 F OPGW CABLE | OPGW.DWSM.48F.A001 | ZCAP_ACT | ZCAP | KM | 1.69 | 144814 | INR
0000 |  | 8100 | Telecom Circle, Bhubaneswar | 8104 | Telecom Division, Jeypore | T14E | TC_S2 Therubali | 3000001501 | RECTIFIER FUSE LINK of STATCON CHARGER | SPR.BAT.STATCON.A007 | ZSPR_US | ZSPR | NOS | 3 | 9 | INR
0000 |  | 8100 | Telecom Circle, Bhubaneswar | 8104 | Telecom Division, Jeypore | T14E | TC_S2 Therubali | 3000003585 | 132KV WAVE TRAP 630A/0.5mH | WT.132.E004 | ZSPR_ACT | ZSPR | NOS | 2 | 2000 | INR
0000 |  | 8100 | Telecom Circle, Bhubaneswar | 8104 | Telecom Division, Jeypore | T14F | TC_S3 Rayagada (Rayagada +Laxmipur) | 3000003586 | 132KV WAVE TRAP 800A/0.5mH | WT.132.E005 | ZSPR_ACT | ZSPR | NOS | 1 | 1000 | INR
0000 |  | 8100 | Telecom Circle, Bhubaneswar | 8104 | Telecom Division, Jeypore | T14E | TC_S2 Therubali | 3000003586 | 132KV WAVE TRAP 800A/0.5mH | WT.132.E005 | ZSPR_US | ZSPR | NOS | 2 | 2 | INR
0000 |  | 8100 | Telecom Circle, Bhubaneswar | 8104 | Telecom Division, Jeypore | T14E | TC_S2 Therubali | 3000003684 | Modems(Decode) | TEL.MODEM.A001 | ZSPR_US | ZSPR | NOS | 2 | 2 | INR
0000 |  | 8100 | Telecom Circle, Bhubaneswar | 8104 | Telecom Division, Jeypore | T14E | TC_S2 Therubali | 3000003804 | Transmit IF Filter-E3EA | SPR.PLCC.E3EA.A001 | ZSPR_US | ZSPR | NOS | 1 | 48.31 | INR
0000 |  | 8100 | Telecom Circle, Bhubaneswar | 8104 | Telecom Division, Jeypore | T14E | TC_S2 Therubali | 3000003842 | PLA Relay with base | SPR.MISC.A114 | ZSPR_US | ZSPR | NOS | 3 | 3 | INR
0000 |  | 8100 | Telecom Circle, Bhubaneswar | 8104 | Telecom Division, Jeypore | T14E | TC_S2 Therubali | 3000003843 | P4LG ETI Print | SPR.PLCC.NSD40.A001 | ZSPR_US | ZSPR | NOS | 1 | 1 | INR
0000 |  | 8100 | Telecom Circle, Bhubaneswar | 8104 | Telecom Division, Jeypore | T14E | TC_S2 Therubali | 3000003844 | PUNCOM Prints | SPR.PLCC.O3ED.A001 | ZSPR_US | ZSPR | NOS | 5 | 5 | INR
0000 |  | 8100 | Telecom Circle, Bhubaneswar | 8104 | Telecom Division, Jeypore | T14E | TC_S2 Therubali | 5000000198 | SCRP CMR | SCRP.TEL.MISC.A037 | ZSRP_SCRAP | ZSRP | NOS | 2 | 1645.37 | INR
0000 |  | 8200 | Telecom Circle, Meramundali | 8201 | Telecom Division, Balasore | T212 | Telecom Sub-Division, Bhadrak | 3000000150 | 9C X 2.5SQMM CONTROL UNARMOURED CABLE | CBLE.CTRL.UAR.D009 | ZSPR_ACT | ZSPR | KM | 0.7 | 105000 | INR
0000 |  | 8200 | Telecom Circle, Meramundali | 8202 | Telecom Division, Balangir | T225 | Telecom Sub-Division, Kesinga | 1000000301 | 10 PAIR TELEPHONE AJF | CBLE.TEL.AJF.A010 | ZCAP_ACT | ZCAP | KM | 1 | 130345 | INR
0000 |  | 8200 | Telecom Circle, Meramundali | 8202 | Telecom Division, Balangir | T225 | Telecom Sub-Division, Kesinga | 1000000302 | 25 PAIR TELEPHONE,AJF | CBLE.TEL.AJF.B025 | ZCAP_ACT | ZCAP | KM | 1 | 273625 | INR
0000 |  | 8200 | Telecom Circle, Meramundali | 8202 | Telecom Division, Balangir | T22D | TC_S3 Khariar (Khariar + Nuapada) | 1000000310 | 25 pair, AJF Telephone cable | CBLE.TEL.ARJ.A025 | ZCAP_SCRAP | ZCAP | KM | 0.3 | 13500 | INR
0000 |  | 8200 | Telecom Circle, Meramundali | 8202 | Telecom Division, Balangir | T22D | TC_S3 Khariar (Khariar + Nuapada) | 1000000312 | 50 Pair Telephone cable | CBLE.TEL.ARJ.A050 | ZCAP_SCRAP | ZCAP | KM | 0.425 | 25500 | INR
0000 |  | 8200 | Telecom Circle, Meramundali | 8202 | Telecom Division, Balangir | T225 | Telecom Sub-Division, Kesinga | 1000000316 | 0.5 MMSQ 2 PAIR CONTROL CABLE ARM | CBLE.CTRL.SAR.A002 | ZCAP_ACT | ZCAP | KM | 2 | 281120 | INR
0000 |  | 8200 | Telecom Circle, Meramundali | 8202 | Telecom Division, Balangir | T222 | Telecom Sub-Division, Balangir | 1000000330 | "24 F OPGW CABLE" | OPGW.DWSM.24F.A001 | ZCAP_ACT | ZCAP | KM | 0.389 | 87849.69 | INR
0000 |  | 8200 | Telecom Circle, Meramundali | 8202 | Telecom Division, Balangir | T225 | Telecom Sub-Division, Kesinga | 1000000330 | "24 F OPGW CABLE" | OPGW.DWSM.24F.A001 | ZCAP_ACT | ZCAP | KM | 64.832 | 14641314.52 | INR
0000 |  | 8200 | Telecom Circle, Meramundali | 8202 | Telecom Division, Balangir | T225 | Telecom Sub-Division, Kesinga | 1000000331 | 48 F OPGW CABLE | OPGW.DWSM.48F.A001 | ZCAP_ACT | ZCAP | KM | 0.7 | 166600 | INR
0000 |  | 8200 | Telecom Circle, Meramundali | 8202 | Telecom Division, Balangir | T222 | Telecom Sub-Division, Balangir | 1000000333 | 24 FOAC HDPE PIPE WITH H/W | CBLE.OFC.HW.24F.A001 | ZCAP_ACT | ZCAP | KM | 0.64 | 77454.07 | INR
0000 |  | 8200 | Telecom Circle, Meramundali | 8202 | Telecom Division, Balangir | T22B | TC_S2 Patnagarh (Patnagarh + Padampur) | 1000000397 | 132KV CVT | TEL.CVT.A003 | ZCAP_SCRAP | ZCAP | NOS | 178802.18 | 178802.18 | INR
0000 |  | 8200 | Telecom Circle, Meramundali | 8202 | Telecom Division, Balangir | T22A | TC_S3 Sonepur (Sonepur +Boudh) | 3000003845 | 25 SQMM DOUBLE CORE POWER CABLE | CBLE.PWR.CU.UAR.B003 | ZSPR_ACT | ZSPR | KM | 0.12 | 14575.2 | INR
0000 |  | 8200 | Telecom Circle, Meramundali | 8202 | Telecom Division, Balangir | T225 | Telecom Sub-Division, Kesinga | 5000000184 | Scrap LMU | SCRP.TEL.MISC.A020 | ZSRP_SCRAP | ZSRP | NOS | 5 | 883638.06 | INR
0000 |  | 8200 | Telecom Circle, Meramundali | 8202 | Telecom Division, Balangir | T225 | Telecom Sub-Division, Kesinga | 5000000212 | 1600 A, 1 mH WAVE TRAP | SCRP.TEL.WT.A003 | ZSRP_SCRAP | ZSRP | NOS | 1 | 454843.06 | INR
0000 |  | 8200 | Telecom Circle, Meramundali | 8203 | Telecom Division, Meramundali | T23D | TC_S2 Dhenkanal (Dhnknl+Nuapt+Khjrkot) | 1000000301 | 10 PAIR TELEPHONE AJF | CBLE.TEL.AJF.A010 | ZCAP_ACT | ZCAP | KM | 0.125 | 26000 | INR
0000 |  | 8200 | Telecom Circle, Meramundali | 8203 | Telecom Division, Meramundali | T23D | TC_S2 Dhenkanal (Dhnknl+Nuapt+Khjrkot) | 1000000302 | 25 PAIR TELEPHONE,AJF | CBLE.TEL.AJF.B025 | ZCAP_ACT | ZCAP | KM | 0.5 | 141500 | INR
0000 |  | 8200 | Telecom Circle, Meramundali | 8203 | Telecom Division, Meramundali | T23B | TC_S1 Mermundli(Mmndli+TTP+Kanha+Kpsd) | 1000000312 | 50 Pair Telephone cable | CBLE.TEL.ARJ.A050 | ZCAP_ACT | ZCAP | KM | 1.07 | 60444.3 | INR
0000 |  | 8200 | Telecom Circle, Meramundali | 8203 | Telecom Division, Meramundali | T23A | TC_S1 Rengali (Rengali PH+ Reng S/Y) | 1000000314 | 1.5 MM MS 10 C CONTROL CABLE UAR | CBLE.CTRL.UAR.A010 | ZCAP_ACT | ZCAP | KM | 0.313 | 36115.23 | INR
0000 |  | 8200 | Telecom Circle, Meramundali | 8203 | Telecom Division, Meramundali | T23B | TC_S1 Mermundli(Mmndli+TTP+Kanha+Kpsd) | 1000000314 | 1.5 MM MS 10 C CONTROL CABLE UAR | CBLE.CTRL.UAR.A010 | ZCAP_ACT | ZCAP | KM | 2.486 | 286844.96 | INR
0000 |  | 8200 | Telecom Circle, Meramundali | 8203 | Telecom Division, Meramundali | T23A | TC_S1 Rengali (Rengali PH+ Reng S/Y) | 1000000319 | 2.5 MMSQ 2 CORE CONTROL CABLE | CBLE.CTRL.AR.A003 | ZCAP_ACT | ZCAP | KM | 0.41 | 19444.34 | INR
0000 |  | 8200 | Telecom Circle, Meramundali | 8203 | Telecom Division, Meramundali | T23B | TC_S1 Mermundli(Mmndli+TTP+Kanha+Kpsd) | 1000000319 | 2.5 MMSQ 2 CORE CONTROL CABLE | CBLE.CTRL.AR.A003 | ZCAP_ACT | ZCAP | KM | 0.135 | 6402.41 | INR
0000 |  | 8200 | Telecom Circle, Meramundali | 8203 | Telecom Division, Meramundali | T23B | TC_S1 Mermundli(Mmndli+TTP+Kanha+Kpsd) | 1000000322 | MULTI FUNCTION METERS | RTU.MFM.A001 | ZCAP_ACT | ZCAP | NOS | 10 | 47350 | INR
0000 |  | 8200 | Telecom Circle, Meramundali | 8203 | Telecom Division, Meramundali | T23A | TC_S1 Rengali (Rengali PH+ Reng S/Y) | 1000000323 | 2 Pair 0.5 sqmm arm data cable | CBLE.MFT.A001 | ZCAP_ACT | ZCAP | KM | 0.359 | 17441.29 | INR
0000 |  | 8200 | Telecom Circle, Meramundali | 8203 | Telecom Division, Meramundali | T23C | TC_S2 Chainpal (Chainpl+Kmkhyngr+TTPS) | 1000000323 | 2 Pair 0.5 sqmm arm data cable | CBLE.MFT.A001 | ZCAP_ACT | ZCAP | KM | 0.15 | 7287.44 | INR
0000 |  | 8200 | Telecom Circle, Meramundali | 8203 | Telecom Division, Meramundali | T23B | TC_S1 Mermundli(Mmndli+TTP+Kanha+Kpsd) | 1000000330 | "24 F OPGW CABLE" | OPGW.DWSM.24F.A001 | ZCAP_ACT | ZCAP | KM | 5.752 | 1019687.94 | INR
0000 |  | 8200 | Telecom Circle, Meramundali | 8203 | Telecom Division, Meramundali | T23C | TC_S2 Chainpal (Chainpl+Kmkhyngr+TTPS) | 1000000391 | 1.5 sqmm 10 Core control cable | CBLE.CTRL.A005 | ZCAP_ACT | ZCAP | KM | 0.65 | 74999.6 | INR
0000 |  | 8200 | Telecom Circle, Meramundali | 8203 | Telecom Division, Meramundali | T23B | TC_S1 Mermundli(Mmndli+TTP+Kanha+Kpsd) | 2000000258 | CAT-6 cable | CBLE.CAT6.A001 | ZCON_ACT | ZCON | M | 559 | 26385 | INR
0000 |  | 8200 | Telecom Circle, Meramundali | 8203 | Telecom Division, Meramundali | T23B | TC_S1 Mermundli(Mmndli+TTP+Kanha+Kpsd) | 2000000258 | CAT-6 cable | CBLE.CAT6.A001 | ZCON_FREE | ZCON | M | 559 | 26385 | INR
0000 |  | 8200 | Telecom Circle, Meramundali | 8203 | Telecom Division, Meramundali | T234 | Telecom Sub-LDC, Meramundali | 2000000260 | HRC Fuse Base 32 AMP | TEL.CONSM.A001 | ZCON_ACT | ZCON | NOS | 230 | 25300 | INR
0000 |  | 8200 | Telecom Circle, Meramundali | 8203 | Telecom Division, Meramundali | T234 | Telecom Sub-LDC, Meramundali | 2000000261 | HRC Fuse Base 4 AMP | TEL.CONSM.A002 | ZCON_ACT | ZCON | NOS | 230 | 9200 | INR
0000 |  | 8200 | Telecom Circle, Meramundali | 8203 | Telecom Division, Meramundali | T23D | TC_S2 Dhenkanal (Dhnknl+Nuapt+Khjrkot) | 3000000104 | 75 OHM HF COAXIAL CABLE | CBLE.COX.AR.G001 | ZSPR_ACT | ZSPR | KM | 0.33 | 32010 | INR
0000 |  | 8200 | Telecom Circle, Meramundali | 8203 | Telecom Division, Meramundali | T23B | TC_S1 Mermundli(Mmndli+TTP+Kanha+Kpsd) | 3000000134 | 2.5SQMM 3C CONTROL CABLE | CBLE.CTRL.UAR.C003 | ZSPR_ACT | ZSPR | KM | 0.115 | 6798 | INR
0000 |  | 8200 | Telecom Circle, Meramundali | 8203 | Telecom Division, Meramundali | T23B | TC_S1 Mermundli(Mmndli+TTP+Kanha+Kpsd) | 3000000197 | 3.5Cx120 Sqmm AL PWR cable | CBLE.PWR.AL.AR.D008 | ZSPR_ACT | ZSPR | KM | 0.024 | 40099.3 | INR
0000 |  | 8200 | Telecom Circle, Meramundali | 8203 | Telecom Division, Meramundali | T23B | TC_S1 Mermundli(Mmndli+TTP+Kanha+Kpsd) | 3000000197 | 3.5Cx120 Sqmm AL PWR cable | CBLE.PWR.AL.AR.D008 | ZSPR_ACT | ZSPR | KM | 0.948 | 1583922.41 | INR
0000 |  | 8200 | Telecom Circle, Meramundali | 8203 | Telecom Division, Meramundali | T234 | Telecom Sub-LDC, Meramundali | 3000000923 | SWITCH | ILWR.SWITCH.C001 | ZSPR_ACT | ZSPR | NOS | 55055 | 2420 | INR
0000 |  | 8200 | Telecom Circle, Meramundali | 8203 | Telecom Division, Meramundali | T23A | TC_S1 Rengali (Rengali PH+ Reng S/Y) | 3000001344 | CONTACTMULTIPLIER RELAY | RLAY.CMR.A001 | ZSPR_ACT | ZSPR | NOS | 29 | 6583 | INR
0000 |  | 8200 | Telecom Circle, Meramundali | 8203 | Telecom Division, Meramundali | T23B | TC_S1 Mermundli(Mmndli+TTP+Kanha+Kpsd) | 3000001344 | CONTACTMULTIPLIER RELAY | RLAY.CMR.A001 | ZSPR_ACT | ZSPR | NOS | 78 | 17706 | INR
0000 |  | 8200 | Telecom Circle, Meramundali | 8203 | Telecom Division, Meramundali | T23C | TC_S2 Chainpal (Chainpl+Kmkhyngr+TTPS) | 3000001344 | CONTACTMULTIPLIER RELAY | RLAY.CMR.A001 | ZSPR_ACT | ZSPR | NOS | 83 | 18841 | INR
0000 |  | 8200 | Telecom Circle, Meramundali | 8203 | Telecom Division, Meramundali | T23B | TC_S1 Mermundli(Mmndli+TTP+Kanha+Kpsd) | 3000003600 | 1.5SQMM 4C CONTROL CABLE | CBLE.CTRL.UAR.A004 | ZSPR_ACT | ZSPR | KM | 0.847 | 44031.3 | INR
0000 |  | 8200 | Telecom Circle, Meramundali | 8203 | Telecom Division, Meramundali | T23B | TC_S1 Mermundli(Mmndli+TTP+Kanha+Kpsd) | 3000003644 | 2 wire Telephone | TEL.2WIRE.A001 | ZSPR_ACT | ZSPR | NOS | 20 | 10000 | INR
0000 |  | 8200 | Telecom Circle, Meramundali | 8203 | Telecom Division, Meramundali | T23C | TC_S2 Chainpal (Chainpl+Kmkhyngr+TTPS) | 3000003686 | OLTC TRANS | RTU.OLTCTR.A001 | ZSPR_ACT | ZSPR | NOS | 2 | 7970.29 | INR
0000 |  | 8200 | Telecom Circle, Meramundali | 8203 | Telecom Division, Meramundali | T23A | TC_S1 Rengali (Rengali PH+ Reng S/Y) | 3000003686 | OLTC TRANS | RTU.OLTCTR.A001 | ZSPR_ACT | ZSPR | NOS | 2 | 7970.29 | INR
0000 |  | 8200 | Telecom Circle, Meramundali | 8203 | Telecom Division, Meramundali | T23B | TC_S1 Mermundli(Mmndli+TTP+Kanha+Kpsd) | 3000003686 | OLTC TRANS | RTU.OLTCTR.A001 | ZSPR_ACT | ZSPR | NOS | 3 | 11955.42 | INR
0000 |  | 8200 | Telecom Circle, Meramundali | 8203 | Telecom Division, Meramundali | T23B | TC_S1 Mermundli(Mmndli+TTP+Kanha+Kpsd) | 3000003690 | MVAR Transducer | RTU.TRANS.A004 | ZSPR_ACT | ZSPR | NOS | 7 | 45074.82 | INR
0000 |  | 8200 | Telecom Circle, Meramundali | 8203 | Telecom Division, Meramundali | T23B | TC_S1 Mermundli(Mmndli+TTP+Kanha+Kpsd) | 5000000210 | 630 A, 0.5 mH WAVE TRAP | SCRP.TEL.WT.A001 | ZSRP_SCRAP | ZSRP | NOS | 6 | 12000 | INR
0000 |  | 8200 | Telecom Circle, Meramundali | 8203 | Telecom Division, Meramundali | T23B | TC_S1 Mermundli(Mmndli+TTP+Kanha+Kpsd) | 5000000211 | 1200 A, 1 mH WAVE TRAP | SCRP.TEL.WT.A002 | ZSRP_SCRAP | ZSRP | NOS | 9 | 27000 | INR
0000 |  | 8200 | Telecom Circle, Meramundali | 8203 | Telecom Division, Meramundali | T23B | TC_S1 Mermundli(Mmndli+TTP+Kanha+Kpsd) | 5000000212 | 1600 A, 1 mH WAVE TRAP | SCRP.TEL.WT.A003 | ZSRP_SCRAP | ZSRP | NOS | 14 | 70000 | INR
0000 |  | 8200 | Telecom Circle, Meramundali | 8204 | Telecom Division, Sambalpur | T245 | Telecom Sub-Division, Jharsuguda | 1000000330 | "24 F OPGW CABLE" | OPGW.DWSM.24F.A001 | ZCAP_ACT | ZCAP | KM | 21 | 4718111.81 | INR
0000 |  | 8600 | Stores & Services Circle,BBSR | 8601 | EHT Stores Division, BBSR | G104 | Stores Sub Division, Meramundali | 1000000002 | 220KV SF6 CB with Structure | BKR.245SF6.S.S.K001 | ZCAP_ACT | ZCAP | NOS | 3 | 4991901.18 | INR
0000 |  | 8600 | Stores & Services Circle,BBSR | 8601 | EHT Stores Division, BBSR | G103 | Stores Sub-Division, Choudwar | 1000000002 | 220KV SF6 CB with Structure | BKR.245SF6.S.S.K001 | ZCAP_ACT | ZCAP | NOS | 1 | 1663967.06 | INR
0000 |  | 8600 | Stores & Services Circle,BBSR | 8601 | EHT Stores Division, BBSR | G102 | Stores Sub-Division,Mancheswar-BBSR | 1000000008 | 1CX630Sq.mm 132kV XLPE UG | CBLE.XLPE.AL.AR.A001 | ZCAP_ACT | ZCAP | KM | 1.451 | 11504947.51 | INR
0000 |  | 8600 | Stores & Services Circle,BBSR | 8601 | EHT Stores Division, BBSR | G102 | Stores Sub-Division,Mancheswar-BBSR | 1000000009 | 1CX1000Sqmm 132kV XLPE UG Cable | CBLE.XLPE.AL.AR.A002 | ZCAP_ACT | ZCAP | KM | 0.5 | 3194725 | INR
0000 |  | 8600 | Stores & Services Circle,BBSR | 8601 | EHT Stores Division, BBSR | G102 | Stores Sub-Division,Mancheswar-BBSR | 1000000010 | 1CX630 SQMM 33KV XLPE CABLE | CBLE.XLPE.AL.AR.A003 | ZCAP_ACT | ZCAP | KM | 0.544 | 3298169.86 | INR
0000 |  | 8600 | Stores & Services Circle,BBSR | 8601 | EHT Stores Division, BBSR | G102 | Stores Sub-Division,Mancheswar-BBSR | 1000000010 | 1CX630 SQMM 33KV XLPE CABLE | CBLE.XLPE.AL.AR.A003 | ZCAP_ACT | ZCAP | KM | 4.051 | 24560452.37 | INR
0000 |  | 8600 | Stores & Services Circle,BBSR | 8601 | EHT Stores Division, BBSR | G102 | Stores Sub-Division,Mancheswar-BBSR | 1000000011 | 1CX300 SQMM 33KV XLPE CABLE | CBLE.XLPE.AL.AR.A004 | ZCAP_ACT | ZCAP | KM | 0.36 | 1132524 | INR
0000 |  | 8600 | Stores & Services Circle,BBSR | 8601 | EHT Stores Division, BBSR | G102 | Stores Sub-Division,Mancheswar-BBSR | 1000000014 | AAAC ZEBRA CONDUCTOR | COND.AAAC.A002 | ZCAP_SUP | ZCAP | KM | 39.341 | 6266822.07 | INR
0000 |  | 8600 | Stores & Services Circle,BBSR | 8601 | EHT Stores Division, BBSR | G103 | Stores Sub-Division, Choudwar | 1000000015 | AAAC MOOSE CONDUCTOR | COND.AAAC.A003 | ZCAP_ACT | ZCAP | KM | 17.769 | 5166291.62 | INR
0000 |  | 8600 | Stores & Services Circle,BBSR | 8601 | EHT Stores Division, BBSR | G102 | Stores Sub-Division,Mancheswar-BBSR | 1000000017 | ACSR ZEBRA CONDUCTOR | COND.ACSR.A003 | ZCAP_ACT | ZCAP | KM | 0.305 | 14493.35 | INR
0000 |  | 8600 | Stores & Services Circle,BBSR | 8601 | EHT Stores Division, BBSR | G102 | Stores Sub-Division,Mancheswar-BBSR | 1000000017 | ACSR ZEBRA CONDUCTOR | COND.ACSR.A003 | ZCAP_ACT | ZCAP | KM | 1.2 | 57023.04 | INR
0000 |  | 8600 | Stores & Services Circle,BBSR | 8601 | EHT Stores Division, BBSR | G104 | Stores Sub Division, Meramundali | 1000000017 | ACSR ZEBRA CONDUCTOR | COND.ACSR.A003 | ZCAP_ACT | ZCAP | KM | 18.358 | 872357.41 | INR
0000 |  | 8600 | Stores & Services Circle,BBSR | 8601 | EHT Stores Division, BBSR | G104 | Stores Sub Division, Meramundali | 1000000018 | ACSR MOOSE CONDUCTOR | COND.ACSR.A004 | ZCAP_ACT | ZCAP | KM | 12.388 | 5935162.9 | INR
0000 |  | 8600 | Stores & Services Circle,BBSR | 8601 | EHT Stores Division, BBSR | G103 | Stores Sub-Division, Choudwar | 1000000018 | ACSR MOOSE CONDUCTOR | COND.ACSR.A004 | ZCAP_ACT | ZCAP | KM | 12.489 | 5983552.59 | INR
0000 |  | 8600 | Stores & Services Circle,BBSR | 8601 | EHT Stores Division, BBSR | G103 | Stores Sub-Division, Choudwar | 1000000027 | 36KV 1CORE NCTOF PRIMARY CURRENT 100A | CT.36NCT100.A001 | ZCAP_ACT | ZCAP | NOS | 6 | 119277 | INR
0000 |  | 8600 | Stores & Services Circle,BBSR | 8601 | EHT Stores Division, BBSR | G102 | Stores Sub-Division,Mancheswar-BBSR | 1000000028 | 36KV 1CORE NCTOF PRIMARY CURRENT 200A | CT.36NCT200.A001 | ZCAP_ACT | ZCAP | NOS | 8 | 453265.68 | INR
0000 |  | 8600 | Stores & Services Circle,BBSR | 8601 | EHT Stores Division, BBSR | G103 | Stores Sub-Division, Choudwar | 1000000028 | 36KV 1CORE NCTOF PRIMARY CURRENT 200A | CT.36NCT200.A001 | ZCAP_ACT | ZCAP | NOS | 15 | 849873.15 | INR
0000 |  | 8600 | Stores & Services Circle,BBSR | 8601 | EHT Stores Division, BBSR | G104 | Stores Sub Division, Meramundali | 1000000028 | 36KV 1CORE NCTOF PRIMARY CURRENT 200A | CT.36NCT200.A001 | ZCAP_ACT | ZCAP | NOS | 5 | 283291.05 | INR
0000 |  | 8600 | Stores & Services Circle,BBSR | 8601 | EHT Stores Division, BBSR | G103 | Stores Sub-Division, Choudwar | 1000000030 | 36KV 1CORE NCTOF PRIMARY CURRENT 400A | CT.36NCT400.A001 | ZCAP_ACT | ZCAP | NOS | 2 | 39758.84 | INR
0000 |  | 8600 | Stores & Services Circle,BBSR | 8601 | EHT Stores Division, BBSR | G104 | Stores Sub Division, Meramundali | 1000000045 | 132KV CT OF RATIO 400-200-100/1-1-1-1A | CT1.132OIL400.C004 | ZCAP_ACT | ZCAP | NOS | 7 | 1922113.72 | INR
0000 |  | 8600 | Stores & Services Circle,BBSR | 8601 | EHT Stores Division, BBSR | G102 | Stores Sub-Division,Mancheswar-BBSR | 1000000045 | 132KV CT OF RATIO 400-200-100/1-1-1-1A | CT1.132OIL400.C004 | ZCAP_ACT | ZCAP | NOS | 4 | 1098350.7 | INR
0000 |  | 8600 | Stores & Services Circle,BBSR | 8601 | EHT Stores Division, BBSR | G102 | Stores Sub-Division,Mancheswar-BBSR | 1000000048 | 132KV CT -600-300-150/1-1-1-1A | CT1.132OIL600.C004 | ZCAP_SCRAP | ZCAP | NOS | 5 | 606727.3 | INR
0000 |  | 8600 | Stores & Services Circle,BBSR | 8601 | EHT Stores Division, BBSR | G102 | Stores Sub-Division,Mancheswar-BBSR | 1000000048 | 132KV CT -600-300-150/1-1-1-1A | CT1.132OIL600.C004 | ZCAP_ACT | ZCAP | NOS | 2 | 521716.58 | INR
0000 |  | 8600 | Stores & Services Circle,BBSR | 8601 | EHT Stores Division, BBSR | G102 | Stores Sub-Division,Mancheswar-BBSR | 1000000049 | 132KV CT OF RATIO 800-400-200/1-1-1A | CT1.132OIL800.C003 | ZCAP_ACT | ZCAP | NOS | 28 | 7304032.18 | INR
0000 |  | 8600 | Stores & Services Circle,BBSR | 8601 | EHT Stores Division, BBSR | G104 | Stores Sub Division, Meramundali | 1000000051 | 132 KV CT(800-400-200/1-1-1-1A) | CT1.145OIL800.C004 | ZCAP_ACT | ZCAP | NOS | 13 | 3569047.95 | INR
0000 |  | 8600 | Stores & Services Circle,BBSR | 8601 | EHT Stores Division, BBSR | G102 | Stores Sub-Division,Mancheswar-BBSR | 1000000051 | 132 KV CT(800-400-200/1-1-1-1A) | CT1.145OIL800.C004 | ZCAP_ACT | ZCAP | NOS | 13 | 3569047.95 | INR
0000 |  | 8600 | Stores & Services Circle,BBSR | 8601 | EHT Stores Division, BBSR | G102 | Stores Sub-Division,Mancheswar-BBSR | 1000000054 | 220KV CT 1200-600-300/1-1-1-1-1A w/o TC | CT1.220OIL1200.B005 | ZCAP_ACT | ZCAP | NOS | 5 | 2235302.75 | INR
0000 |  | 8600 | Stores & Services Circle,BBSR | 8601 | EHT Stores Division, BBSR | G102 | Stores Sub-Division,Mancheswar-BBSR | 1000000055 | 220KV CT OF 1200-600-300/1-1-1-1A | CT1.220OIL1200.C004 | ZCAP_ACT | ZCAP | NOS | 1 | 445995.86 | INR
0000 |  | 8600 | Stores & Services Circle,BBSR | 8601 | EHT Stores Division, BBSR | G103 | Stores Sub-Division, Choudwar | 1000000055 | 220KV CT OF 1200-600-300/1-1-1-1A | CT1.220OIL1200.C004 | ZCAP_ACT | ZCAP | NOS | 17 | 7581929.57 | INR
0000 |  | 8600 | Stores & Services Circle,BBSR | 8601 | EHT Stores Division, BBSR | G104 | Stores Sub Division, Meramundali | 1000000055 | 220KV CT OF 1200-600-300/1-1-1-1A | CT1.220OIL1200.C004 | ZCAP_SUP | ZCAP | NOS | 16 | 7152968.8 | INR
0000 |  | 8600 | Stores & Services Circle,BBSR | 8601 | EHT Stores Division, BBSR | G104 | Stores Sub Division, Meramundali | 1000000058 | 36KV OIL 1200-600-300/1-1-1A CT | CT1.36OIL1200.C003 | ZCAP_SUP | ZCAP | NOS | 28 | 2029209 | INR
0000 |  | 8600 | Stores & Services Circle,BBSR | 8601 | EHT Stores Division, BBSR | G103 | Stores Sub-Division, Choudwar | 1000000058 | 36KV OIL 1200-600-300/1-1-1A CT | CT1.36OIL1200.C003 | ZCAP_ACT | ZCAP | NOS | 26 | 1884265.5 | INR
0000 |  | 8600 | Stores & Services Circle,BBSR | 8601 | EHT Stores Division, BBSR | G102 | Stores Sub-Division,Mancheswar-BBSR | 1000000058 | 36KV OIL 1200-600-300/1-1-1A CT | CT1.36OIL1200.C003 | ZCAP_ACT | ZCAP | NOS | 15 | 1087076.25 | INR
0000 |  | 8600 | Stores & Services Circle,BBSR | 8601 | EHT Stores Division, BBSR | G102 | Stores Sub-Division,Mancheswar-BBSR | 1000000063 | 36KV CT OF RATIO 600-300-150/1-1-1A | CT1.36OIL600.C003 | ZCAP_ACT | ZCAP | NOS | 3 | 240860.46 | INR
0000 |  | 8600 | Stores & Services Circle,BBSR | 8601 | EHT Stores Division, BBSR | G104 | Stores Sub Division, Meramundali | 1000000063 | 36KV CT OF RATIO 600-300-150/1-1-1A | CT1.36OIL600.C003 | ZCAP_ACT | ZCAP | NOS | 5 | 401434.1 | INR
0000 |  | 8600 | Stores & Services Circle,BBSR | 8601 | EHT Stores Division, BBSR | G102 | Stores Sub-Division,Mancheswar-BBSR | 1000000070 | 220 KV CVT | CVT.220OIL.S.B002 | ZCAP_ACT | ZCAP | NOS | 3 | 425865.69 | INR
0000 |  | 8600 | Stores & Services Circle,BBSR | 8601 | EHT Stores Division, BBSR | G104 | Stores Sub Division, Meramundali | 1000000070 | 220 KV CVT | CVT.220OIL.S.B002 | ZCAP_ACT | ZCAP | NOS | 7 | 993686.61 | INR
0000 |  | 8600 | Stores & Services Circle,BBSR | 8601 | EHT Stores Division, BBSR | G103 | Stores Sub-Division, Choudwar | 1000000078 | 132KV 2000A DI W/O ES ISOLATOR | ISO.132DI.DB.A002 | ZCAP_ACT | ZCAP | SET | 24 | 12609501.11 | INR
0000 |  | 8600 | Stores & Services Circle,BBSR | 8601 | EHT Stores Division, BBSR | G102 | Stores Sub-Division,Mancheswar-BBSR | 1000000078 | 132KV 2000A DI W/O ES ISOLATOR | ISO.132DI.DB.A002 | ZCAP_ACT | ZCAP | SET | 21 | 11033313.48 | INR
0000 |  | 8600 | Stores & Services Circle,BBSR | 8601 | EHT Stores Division, BBSR | G102 | Stores Sub-Division,Mancheswar-BBSR | 1000000082 | 132KV DI with DB ES of 2000A | ISO.132DI.DB.B004 | ZCAP_ACT | ZCAP | SET | 36 | 21541017.36 | INR
0000 |  | 8600 | Stores & Services Circle,BBSR | 8601 | EHT Stores Division, BBSR | G103 | Stores Sub-Division, Choudwar | 1000000082 | 132KV DI with DB ES of 2000A | ISO.132DI.DB.B004 | ZCAP_ACT | ZCAP | SET | 40 | 23934463.73 | INR
0000 |  | 8600 | Stores & Services Circle,BBSR | 8601 | EHT Stores Division, BBSR | G102 | Stores Sub-Division,Mancheswar-BBSR | 1000000088 | 132KV 2000A W/O E/S Single Isolator | ISO.132SI.DB.G002 | ZCAP_ACT | ZCAP | SET | 33 | 8853569.31 | INR
0000 |  | 8600 | Stores & Services Circle,BBSR | 8601 | EHT Stores Division, BBSR | G103 | Stores Sub-Division, Choudwar | 1000000088 | 132KV 2000A W/O E/S Single Isolator | ISO.132SI.DB.G002 | ZCAP_ACT | ZCAP | SET | 59 | 15829108.78 | INR
0000 |  | 8600 | Stores & Services Circle,BBSR | 8601 | EHT Stores Division, BBSR | G102 | Stores Sub-Division,Mancheswar-BBSR | 1000000089 | 132KV TI WITH DB W/O ES OF 1250A | ISO.132T.DB.A002 | ZCAP_ACT | ZCAP | SET | 1 | 216673 | INR
0000 |  | 8600 | Stores & Services Circle,BBSR | 8601 | EHT Stores Division, BBSR | G102 | Stores Sub-Division,Mancheswar-BBSR | 1000000092 | 220KV SI BEAM MOUNTED OF 2000A w/o ES | ISO.220SI.BM.C002 | ZCAP_ACT | ZCAP | SET | 1 | 736934.43 | INR
0000 |  | 8600 | Stores & Services Circle,BBSR | 8601 | EHT Stores Division, BBSR | G102 | Stores Sub-Division,Mancheswar-BBSR | 1000000094 | 220KV SI WITH DB SI W/O ES 2000A | ISO.220SI.DB.A003 | ZCAP_ACT | ZCAP | SET | 2 | 1290034.78 | INR
0000 |  | 8600 | Stores & Services Circle,BBSR | 8601 | EHT Stores Division, BBSR | G102 | Stores Sub-Division,Mancheswar-BBSR | 1000000094 | 220KV SI WITH DB SI W/O ES 2000A | ISO.220SI.DB.A003 | ZCAP_ACT | ZCAP | SET | 4 | 2580069.57 | INR
0000 |  | 8600 | Stores & Services Circle,BBSR | 8601 | EHT Stores Division, BBSR | G103 | Stores Sub-Division, Choudwar | 1000000094 | 220KV SI WITH DB SI W/O ES 2000A | ISO.220SI.DB.A003 | ZCAP_ACT | ZCAP | SET | 15 | 9675260.88 | INR
0000 |  | 8600 | Stores & Services Circle,BBSR | 8601 | EHT Stores Division, BBSR | G102 | Stores Sub-Division,Mancheswar-BBSR | 1000000097 | 220KV SI WITH DB WITH ES OF 1200A | ISO.220SI.DB.B003 | ZCAP_ACT | ZCAP | SET | 5 | 5428340.15 | INR
0000 |  | 8600 | Stores & Services Circle,BBSR | 8601 | EHT Stores Division, BBSR | G102 | Stores Sub-Division,Mancheswar-BBSR | 1000000106 | 33 KV W/O E/S 2000A Double Isolator | ISO.33DI.DB.A006 | ZCAP_ACT | ZCAP | SET | 3 | 926677.23 | INR
0000 |  | 8600 | Stores & Services Circle,BBSR | 8601 | EHT Stores Division, BBSR | G103 | Stores Sub-Division, Choudwar | 1000000109 | 33KV DI WITH DB WITH ES OF 2000A | ISO.33DI.DB.B003 | ZCAP_ACT | ZCAP | SET | 3 | 888214.34 | INR
0000 |  | 8600 | Stores & Services Circle,BBSR | 8601 | EHT Stores Division, BBSR | G102 | Stores Sub-Division,Mancheswar-BBSR | 1000000109 | 33KV DI WITH DB WITH ES OF 2000A | ISO.33DI.DB.B003 | ZCAP_ACT | ZCAP | SET | 47 | 13915357.97 | INR
0000 |  | 8600 | Stores & Services Circle,BBSR | 8601 | EHT Stores Division, BBSR | G102 | Stores Sub-Division,Mancheswar-BBSR | 1000000115 | 33 KV 2000A W/O E/S Single Isolator | ISO.33SI.DB.A005 | ZCAP_ACT | ZCAP | SET | 60 | 7744790.24 | INR
0000 |  | 8600 | Stores & Services Circle,BBSR | 8601 | EHT Stores Division, BBSR | G104 | Stores Sub Division, Meramundali | 1000000118 | 132KV OIL SP 2C IVT/PT | IVT.132OIL.S.B004 | ZCAP_ACT | ZCAP | NOS | 35 | 6673960.12 | INR
0000 |  | 8600 | Stores & Services Circle,BBSR | 8601 | EHT Stores Division, BBSR | G102 | Stores Sub-Division,Mancheswar-BBSR | 1000000118 | 132KV OIL SP 2C IVT/PT | IVT.132OIL.S.B004 | ZCAP_ACT | ZCAP | NOS | 6 | 1144107.45 | INR
0000 |  | 8600 | Stores & Services Circle,BBSR | 8601 | EHT Stores Division, BBSR | G103 | Stores Sub-Division, Choudwar | 1000000118 | 132KV OIL SP 2C IVT/PT | IVT.132OIL.S.B004 | ZCAP_ACT | ZCAP | NOS | 20 | 3813691.5 | INR
0000 |  | 8600 | Stores & Services Circle,BBSR | 8601 | EHT Stores Division, BBSR | G103 | Stores Sub-Division, Choudwar | 1000000119 | 132KV OIL SP 3C IVT/PT | IVT.132OIL.S.C003 | ZCAP_ACT | ZCAP | NOS | 12 | 2318756.43 | INR
0000 |  | 8600 | Stores & Services Circle,BBSR | 8601 | EHT Stores Division, BBSR | G103 | Stores Sub-Division, Choudwar | 1000000120 | 220KV OIL 2C IVT/PT | IVT.220OIL.S.B003 | ZCAP_ACT | ZCAP | NOS | 6 | 2444918.88 | INR
0000 |  | 8600 | Stores & Services Circle,BBSR | 8601 | EHT Stores Division, BBSR | G104 | Stores Sub Division, Meramundali | 1000000120 | 220KV OIL 2C IVT/PT | IVT.220OIL.S.B003 | ZCAP_ACT | ZCAP | NOS | 4 | 1629945.92 | INR
0000 |  | 8600 | Stores & Services Circle,BBSR | 8601 | EHT Stores Division, BBSR | G102 | Stores Sub-Division,Mancheswar-BBSR | 1000000122 | 36KV 2C SP IVT/PT | IVT.36OIL.S.B003 | ZCAP_ACT | ZCAP | NOS | 9 | 310741.2 | INR
0000 |  | 8600 | Stores & Services Circle,BBSR | 8601 | EHT Stores Division, BBSR | G104 | Stores Sub Division, Meramundali | 1000000122 | 36KV 2C SP IVT/PT | IVT.36OIL.S.B003 | ZCAP_SUP | ZCAP | NOS | 1 | 29984.59 | INR
0000 |  | 8600 | Stores & Services Circle,BBSR | 8601 | EHT Stores Division, BBSR | G104 | Stores Sub Division, Meramundali | 1000000131 | 216KV SURGE ARRESTER & SAS integration | SA.216MO.A005 | ZCAP_SUP | ZCAP | NOS | 1 | 81240.24 | INR
0000 |  | 8600 | Stores & Services Circle,BBSR | 8601 | EHT Stores Division, BBSR | G103 | Stores Sub-Division, Choudwar | 1000000131 | 216KV SURGE ARRESTER & SAS integration | SA.216MO.A005 | ZCAP_ACT | ZCAP | NOS | 2 | 164975.04 | INR
0000 |  | 8600 | Stores & Services Circle,BBSR | 8601 | EHT Stores Division, BBSR | G104 | Stores Sub Division, Meramundali | 1000000132 | 220KV MO WITH RING SURGE ARRESTER | SA.245MO.WR.A005 | ZCAP_ACT | ZCAP | NOS | 5 | 411813.96 | INR
0000 |  | 8600 | Stores & Services Circle,BBSR | 8601 | EHT Stores Division, BBSR | G104 | Stores Sub Division, Meramundali | 1000000134 | 36KV MO W/O SURGE ARRESTER | SA.36MO.WOR.A001 | ZCAP_SUP | ZCAP | NOS | 3 | 32607.81 | INR
0000 |  | 8600 | Stores & Services Circle,BBSR | 8601 | EHT Stores Division, BBSR | G104 | Stores Sub Division, Meramundali | 1000000158 | 500KVA 33/0.433KV Station Tfr | TFR.500ST33H.A003 | ZCAP_ACT | ZCAP | NOS | 2 | 1434356.39 | INR
0000 |  | 8600 | Stores & Services Circle,BBSR | 8601 | EHT Stores Division, BBSR | G102 | Stores Sub-Division,Mancheswar-BBSR | 1000000171 | 132 KV DC EMC DESIGN TOWER IN SET | TWR.132DC.A001 | ZCAP_SCRAP | ZCAP | SET | 1 | 137222 | INR
0000 |  | 8600 | Stores & Services Circle,BBSR | 8601 | EHT Stores Division, BBSR | G102 | Stores Sub-Division,Mancheswar-BBSR | 1000000174 | 132 KV DC TYPE EMC DESIGN STUB IN SET | TWR.132DC.STUB.A001 | ZCAP_SCRAP | ZCAP | SET | 1 | 7878.35 | INR
0000 |  | 8600 | Stores & Services Circle,BBSR | 8601 | EHT Stores Division, BBSR | G102 | Stores Sub-Division,Mancheswar-BBSR | 1000000174 | 132 KV DC TYPE EMC DESIGN STUB IN SET | TWR.132DC.STUB.A001 | ZCAP_SUP | ZCAP | SET | 1 | 7878.35 | INR
0000 |  | 8600 | Stores & Services Circle,BBSR | 8601 | EHT Stores Division, BBSR | G102 | Stores Sub-Division,Mancheswar-BBSR | 1000000175 | 132 KV +3 EXTENSION TO DC TOWER (EMC) | TWR.132DC+3.EX.B001 | ZCAP_SCRAP | ZCAP | SET | 1 | 31272 | INR
0000 |  | 8600 | Stores & Services Circle,BBSR | 8601 | EHT Stores Division, BBSR | G102 | Stores Sub-Division,Mancheswar-BBSR | 1000000177 | 132 KV +6 EXTENSION TO DC TOWER (EMC) | TWR.132DC+6.EX.B001 | ZCAP_SUP | ZCAP | SET | 1 | 53551 | INR
0000 |  | 8600 | Stores & Services Circle,BBSR | 8601 | EHT Stores Division, BBSR | G102 | Stores Sub-Division,Mancheswar-BBSR | 1000000177 | 132 KV +6 EXTENSION TO DC TOWER (EMC) | TWR.132DC+6.EX.B001 | ZCAP_SCRAP | ZCAP | SET | 1 | 53551 | INR
0000 |  | 8600 | Stores & Services Circle,BBSR | 8601 | EHT Stores Division, BBSR | G102 | Stores Sub-Division,Mancheswar-BBSR | 1000000180 | 132 KV DD EMC DESIGN TOWER IN SET | TWR.132DD.A001 | ZCAP_SUP | ZCAP | SET | 12 | 1339270.15 | INR
0000 |  | 8600 | Stores & Services Circle,BBSR | 8601 | EHT Stores Division, BBSR | G102 | Stores Sub-Division,Mancheswar-BBSR | 1000000180 | 132 KV DD EMC DESIGN TOWER IN SET | TWR.132DD.A001 | ZCAP_SCRAP | ZCAP | SET | 1 | 111605.85 | INR
0000 |  | 8600 | Stores & Services Circle,BBSR | 8601 | EHT Stores Division, BBSR | G102 | Stores Sub-Division,Mancheswar-BBSR | 1000000183 | 132 KV DD TYPE EMC DESIGN STUB IN SET | TWR.132DD.STUB.A001 | ZCAP_SCRAP | ZCAP | SET | 1 | 9872.66 | INR
0000 |  | 8600 | Stores & Services Circle,BBSR | 8601 | EHT Stores Division, BBSR | G102 | Stores Sub-Division,Mancheswar-BBSR | 1000000183 | 132 KV DD TYPE EMC DESIGN STUB IN SET | TWR.132DD.STUB.A001 | ZCAP_SUP | ZCAP | SET | 10 | 98726.6 | INR
0000 |  | 8600 | Stores & Services Circle,BBSR | 8601 | EHT Stores Division, BBSR | G102 | Stores Sub-Division,Mancheswar-BBSR | 1000000184 | 132 KV +12 EXTENSION TO DD TOWER (EMC) | TWR.132DD+12.EX.B001 | ZCAP_SCRAP | ZCAP | SET | 1 | 143167 | INR
0000 |  | 8600 | Stores & Services Circle,BBSR | 8601 | EHT Stores Division, BBSR | G102 | Stores Sub-Division,Mancheswar-BBSR | 1000000184 | 132 KV +12 EXTENSION TO DD TOWER (EMC) | TWR.132DD+12.EX.B001 | ZCAP_SUP | ZCAP | SET | 3 | 429501 | INR
0000 |  | 8600 | Stores & Services Circle,BBSR | 8601 | EHT Stores Division, BBSR | G102 | Stores Sub-Division,Mancheswar-BBSR | 1000000185 | 132 KV +3 EXTENSION TO DD TOWER (EMC) | TWR.132DD+3.EX.B001 | ZCAP_SUP | ZCAP | SET | 8 | 306888 | INR
0000 |  | 8600 | Stores & Services Circle,BBSR | 8601 | EHT Stores Division, BBSR | G102 | Stores Sub-Division,Mancheswar-BBSR | 1000000185 | 132 KV +3 EXTENSION TO DD TOWER (EMC) | TWR.132DD+3.EX.B001 | ZCAP_SCRAP | ZCAP | SET | 1 | 38361 | INR
0000 |  | 8600 | Stores & Services Circle,BBSR | 8601 | EHT Stores Division, BBSR | G102 | Stores Sub-Division,Mancheswar-BBSR | 1000000187 | 132 KV +6 EXTENSION TO DD TOWER (EMC) | TWR.132DD+6.EX.B001 | ZCAP_SCRAP | ZCAP | SET | 1 | 67851 | INR
0000 |  | 8600 | Stores & Services Circle,BBSR | 8601 | EHT Stores Division, BBSR | G104 | Stores Sub Division, Meramundali | 1000000190 | 3mtr extension to 132 KV PA type Tower | TWR.132PA+3.L.A001 | ZCAP_ACT | ZCAP | MT | 2.411 | 159268.32 | INR
0000 |  | 8600 | Stores & Services Circle,BBSR | 8601 | EHT Stores Division, BBSR | G104 | Stores Sub Division, Meramundali | 1000000192 | 6mtr extension to 132 KV PA type Tower | TWR.132PA+6.L.A001 | ZCAP_ACT | ZCAP | MT | 3.84 | 251496.88 | INR
0000 |  | 8600 | Stores & Services Circle,BBSR | 8601 | EHT Stores Division, BBSR | G102 | Stores Sub-Division,Mancheswar-BBSR | 1000000192 | 6mtr extension to 132 KV PA type Tower | TWR.132PA+6.L.A001 | ZCAP_ACT | ZCAP | MT | 1.29 | 84487.23 | INR
0000 |  | 8600 | Stores & Services Circle,BBSR | 8601 | EHT Stores Division, BBSR | G102 | Stores Sub-Division,Mancheswar-BBSR | 1000000193 | 132 KV PB TYPE TOWER | TWR.132PB.L.A001 | ZCAP_ACT | ZCAP | MT | 10.202 | 1021072.74 | INR
0000 |  | 8600 | Stores & Services Circle,BBSR | 8601 | EHT Stores Division, BBSR | G102 | Stores Sub-Division,Mancheswar-BBSR | 1000000193 | 132 KV PB TYPE TOWER | TWR.132PB.L.A001 | ZCAP_ACT | ZCAP | MT | 17.915 | 1793032.56 | INR
0000 |  | 8600 | Stores & Services Circle,BBSR | 8601 | EHT Stores Division, BBSR | G104 | Stores Sub Division, Meramundali | 1000000193 | 132 KV PB TYPE TOWER | TWR.132PB.L.A001 | ZCAP_ACT | ZCAP | MT | 5.101 | 510536.37 | INR
0000 |  | 8600 | Stores & Services Circle,BBSR | 8601 | EHT Stores Division, BBSR | G102 | Stores Sub-Division,Mancheswar-BBSR | 1000000195 | 3 Mtr Extension to 132KV PB Tower | TWR.132PB+3.L.A001 | ZCAP_ACT | ZCAP | MT | 2.086 | 173161.14 | INR
0000 |  | 8600 | Stores & Services Circle,BBSR | 8601 | EHT Stores Division, BBSR | G102 | Stores Sub-Division,Mancheswar-BBSR | 1000000195 | 3 Mtr Extension to 132KV PB Tower | TWR.132PB+3.L.A001 | ZCAP_ACT | ZCAP | MT | 4.023 | 333953.61 | INR
0000 |  | 8600 | Stores & Services Circle,BBSR | 8601 | EHT Stores Division, BBSR | G104 | Stores Sub Division, Meramundali | 1000000195 | 3 Mtr Extension to 132KV PB Tower | TWR.132PB+3.L.A001 | ZCAP_ACT | ZCAP | MT | 2.93 | 243222.5 | INR
0000 |  | 8600 | Stores & Services Circle,BBSR | 8601 | EHT Stores Division, BBSR | G102 | Stores Sub-Division,Mancheswar-BBSR | 1000000196 | 6Mtr extension to 132KV PB Tower | TWR.132PB+6.L.A001 | ZCAP_ACT | ZCAP | MT | 2.152 | 212925.81 | INR
0000 |  | 8600 | Stores & Services Circle,BBSR | 8601 | EHT Stores Division, BBSR | G102 | Stores Sub-Division,Mancheswar-BBSR | 1000000196 | 6Mtr extension to 132KV PB Tower | TWR.132PB+6.L.A001 | ZCAP_ACT | ZCAP | MT | 10.764 | 1065024.8 | INR
0000 |  | 8600 | Stores & Services Circle,BBSR | 8601 | EHT Stores Division, BBSR | G102 | Stores Sub-Division,Mancheswar-BBSR | 1000000197 | 132 KV PC TYPE TOWER | TWR.132PC.L.A001 | ZCAP_ACT | ZCAP | MT | 5.345 | 500102.89 | INR
0000 |  | 8600 | Stores & Services Circle,BBSR | 8601 | EHT Stores Division, BBSR | G102 | Stores Sub-Division,Mancheswar-BBSR | 1000000197 | 132 KV PC TYPE TOWER | TWR.132PC.L.A001 | ZCAP_ACT | ZCAP | MT | 8.075 | 755534.31 | INR
0000 |  | 8600 | Stores & Services Circle,BBSR | 8601 | EHT Stores Division, BBSR | G104 | Stores Sub Division, Meramundali | 1000000198 | 132 KV PC TYPE Tower with stub & cleat | TWR.132PC.L.A002 | ZCAP_ACT | ZCAP | MT | 12.33 | 1184157.98 | INR
0000 |  | 8600 | Stores & Services Circle,BBSR | 8601 | EHT Stores Division, BBSR | G104 | Stores Sub Division, Meramundali | 1000000198 | 132 KV PC TYPE Tower with stub & cleat | TWR.132PC.L.A002 | ZCAP_ACT | ZCAP | MT | 1.217 | 116879.18 | INR
0000 |  | 8600 | Stores & Services Circle,BBSR | 8601 | EHT Stores Division, BBSR | G104 | Stores Sub Division, Meramundali | 1000000198 | 132 KV PC TYPE Tower with stub & cleat | TWR.132PC.L.A002 | ZCAP_ACT | ZCAP | MT | 18.508 | 1777485.47 | INR
0000 |  | 8600 | Stores & Services Circle,BBSR | 8601 | EHT Stores Division, BBSR | G104 | Stores Sub Division, Meramundali | 1000000198 | 132 KV PC TYPE Tower with stub & cleat | TWR.132PC.L.A002 | ZCAP_ACT | ZCAP | MT | 11.122 | 1068143.15 | INR
0000 |  | 8600 | Stores & Services Circle,BBSR | 8601 | EHT Stores Division, BBSR | G104 | Stores Sub Division, Meramundali | 1000000199 | 3mtr extension to 132 KV PC type Tower | TWR.132PC+3.L.A001 | ZCAP_ACT | ZCAP | MT | 4.278 | 369595.01 | INR
0000 |  | 8600 | Stores & Services Circle,BBSR | 8601 | EHT Stores Division, BBSR | G102 | Stores Sub-Division,Mancheswar-BBSR | 1000000199 | 3mtr extension to 132 KV PC type Tower | TWR.132PC+3.L.A001 | ZCAP_ACT | ZCAP | MT | 1.15 | 99353.5 | INR
0000 |  | 8600 | Stores & Services Circle,BBSR | 8601 | EHT Stores Division, BBSR | G104 | Stores Sub Division, Meramundali | 1000000200 | 132KV ASSORTED PC+3 TOWER | TWR.132PC+3.L.A002 | ZCAP_ACT | ZCAP | MT | 3.52 | 218061.89 | INR
0000 |  | 8600 | Stores & Services Circle,BBSR | 8601 | EHT Stores Division, BBSR | G104 | Stores Sub Division, Meramundali | 1000000201 | 6mtr extension to 132 KV PC type Tower | TWR.132PC+6.L.A001 | ZCAP_ACT | ZCAP | MT | 1.825 | 173855.89 | INR
0000 |  | 8600 | Stores & Services Circle,BBSR | 8601 | EHT Stores Division, BBSR | G104 | Stores Sub Division, Meramundali | 1000000201 | 6mtr extension to 132 KV PC type Tower | TWR.132PC+6.L.A001 | ZCAP_ACT | ZCAP | MT | 4.838 | 460884.81 | INR
0000 |  | 8600 | Stores & Services Circle,BBSR | 8601 | EHT Stores Division, BBSR | G104 | Stores Sub Division, Meramundali | 1000000201 | 6mtr extension to 132 KV PC type Tower | TWR.132PC+6.L.A001 | ZCAP_ACT | ZCAP | MT | 4.838 | 460884.81 | INR
0000 |  | 8600 | Stores & Services Circle,BBSR | 8601 | EHT Stores Division, BBSR | G102 | Stores Sub-Division,Mancheswar-BBSR | 1000000201 | 6mtr extension to 132 KV PC type Tower | TWR.132PC+6.L.A001 | ZCAP_ACT | ZCAP | MT | 4.839 | 460980.08 | INR
0000 |  | 8600 | Stores & Services Circle,BBSR | 8601 | EHT Stores Division, BBSR | G102 | Stores Sub-Division,Mancheswar-BBSR | 1000000201 | 6mtr extension to 132 KV PC type Tower | TWR.132PC+6.L.A001 | ZCAP_ACT | ZCAP | MT | 1.419 | 135178.91 | INR
0000 |  | 8600 | Stores & Services Circle,BBSR | 8601 | EHT Stores Division, BBSR | G102 | Stores Sub-Division,Mancheswar-BBSR | 1000000201 | 6mtr extension to 132 KV PC type Tower | TWR.132PC+6.L.A001 | ZCAP_ACT | ZCAP | MT | 7.254 | 691041.43 | INR
0000 |  | 8600 | Stores & Services Circle,BBSR | 8601 | EHT Stores Division, BBSR | G102 | Stores Sub-Division,Mancheswar-BBSR | 1000000206 | 220 KV DA type normal Tower with Stub | TWR.220DA.L.B001 | ZCAP_ACT | ZCAP | MT | 27.076 | 2086082.33 | INR
0000 |  | 8600 | Stores & Services Circle,BBSR | 8601 | EHT Stores Division, BBSR | G103 | Stores Sub-Division, Choudwar | 1000000206 | 220 KV DA type normal Tower with Stub | TWR.220DA.L.B001 | ZCAP_ACT | ZCAP | MT | 34.244 | 2638344.05 | INR
0000 |  | 8600 | Stores & Services Circle,BBSR | 8601 | EHT Stores Division, BBSR | G103 | Stores Sub-Division, Choudwar | 1000000209 | 220 KV DA+3 EXTENSION EMC DESIGN TOWER | TWR.220DA+3.L.B001 | ZCAP_ACT | ZCAP | MT | 2.653 | 145850.37 | INR
0000 |  | 8600 | Stores & Services Circle,BBSR | 8601 | EHT Stores Division, BBSR | G103 | Stores Sub-Division, Choudwar | 1000000211 | 6 Mtr Extension to 220KV DA tower. | TWR.220DA+6.L.B001 | ZCAP_ACT | ZCAP | MT | 4.376 | 248544.55 | INR
0000 |  | 8600 | Stores & Services Circle,BBSR | 8601 | EHT Stores Division, BBSR | G103 | Stores Sub-Division, Choudwar | 1000000215 | 220 KV DB type normal Tower with Stub | TWR.220DB.L.C001 | ZCAP_ACT | ZCAP | MT | 12.175 | 1024450.89 | INR
0000 |  | 8600 | Stores & Services Circle,BBSR | 8601 | EHT Stores Division, BBSR | G102 | Stores Sub-Division,Mancheswar-BBSR | 1000000215 | 220 KV DB type normal Tower with Stub | TWR.220DB.L.C001 | ZCAP_ACT | ZCAP | MT | 18.03 | 1517112.89 | INR
0000 |  | 8600 | Stores & Services Circle,BBSR | 8601 | EHT Stores Division, BBSR | G103 | Stores Sub-Division, Choudwar | 1000000216 | 6 Mtr Extension to 220KV DB Tower. | TWR.220DB+6.L.B001 | ZCAP_ACT | ZCAP | MT | 1.786 | 103607.93 | INR
0000 |  | 8600 | Stores & Services Circle,BBSR | 8601 | EHT Stores Division, BBSR | G102 | Stores Sub-Division,Mancheswar-BBSR | 1000000218 | 220kV DC tower stub & cleat(Kalpataru) | TWR.220DC.L.B001 | ZCAP_ACT | ZCAP | MT | 20.637 | 2142946.08 | INR
0000 |  | 8600 | Stores & Services Circle,BBSR | 8601 | EHT Stores Division, BBSR | G102 | Stores Sub-Division,Mancheswar-BBSR | 1000000221 | 220 KV DD type normal Tower with Stub | TWR.220DD.L.C001 | ZCAP_ACT | ZCAP | MT | 25.977 | 2168655.82 | INR
0000 |  | 8600 | Stores & Services Circle,BBSR | 8601 | EHT Stores Division, BBSR | G103 | Stores Sub-Division, Choudwar | 1000000221 | 220 KV DD type normal Tower with Stub | TWR.220DD.L.C001 | ZCAP_ACT | ZCAP | MT | 18.549 | 1548538.97 | INR
0000 |  | 8600 | Stores & Services Circle,BBSR | 8601 | EHT Stores Division, BBSR | G102 | Stores Sub-Division,Mancheswar-BBSR | 1000000222 | 3mtr extension to 220 KV DD type Tower | TWR.220DD+3.L.B001 | ZCAP_ACT | ZCAP | MT | 11.238 | 700294.4 | INR
0000 |  | 8600 | Stores & Services Circle,BBSR | 8601 | EHT Stores Division, BBSR | G103 | Stores Sub-Division, Choudwar | 1000000223 | 6Mtr Extension to 220KV DD Tower. | TWR.220DD+6.L.B001 | ZCAP_ACT | ZCAP | MT | 5.618 | 317379.92 | INR
0000 |  | 8600 | Stores & Services Circle,BBSR | 8601 | EHT Stores Division, BBSR | G104 | Stores Sub Division, Meramundali | 1000000235 | 220 KV OB TYPE TOWER | TWR.220OB.L.A001 | ZCAP_SUP | ZCAP | MT | 26.255 | 1645599.86 | INR
0000 |  | 8600 | Stores & Services Circle,BBSR | 8601 | EHT Stores Division, BBSR | G102 | Stores Sub-Division,Mancheswar-BBSR | 1000000236 | 220 KV OB type Tower with stub & cleat | TWR.220OB.L.A003 | ZCAP_ACT | ZCAP | MT | 34.329 | 3453305.5 | INR
0000 |  | 8600 | Stores & Services Circle,BBSR | 8601 | EHT Stores Division, BBSR | G104 | Stores Sub Division, Meramundali | 1000000237 | Stub & Cleat for 220KV OB Type Tower. | TWR.220OB.STUB.A001 | ZCAP_ACT | ZCAP | MT | 0.872 | 58608.13 | INR
0000 |  | 8600 | Stores & Services Circle,BBSR | 8601 | EHT Stores Division, BBSR | G102 | Stores Sub-Division,Mancheswar-BBSR | 1000000237 | Stub & Cleat for 220KV OB Type Tower. | TWR.220OB.STUB.A001 | ZCAP_ACT | ZCAP | MT | 0.528 | 35487.49 | INR
0000 |  | 8600 | Stores & Services Circle,BBSR | 8601 | EHT Stores Division, BBSR | G102 | Stores Sub-Division,Mancheswar-BBSR | 1000000238 | 220 KV OB+3 EXTENSION TOWER | TWR.220OB+3.L.A001 | ZCAP_ACT | ZCAP | MT | 5.4 | 495470.84 | INR
0000 |  | 8600 | Stores & Services Circle,BBSR | 8601 | EHT Stores Division, BBSR | G102 | Stores Sub-Division,Mancheswar-BBSR | 1000000239 | 6mtr extension to 220 KV OB type Tower | TWR.220OB+6.L.A001 | ZCAP_ACT | ZCAP | MT | 6.965 | 630233.74 | INR
0000 |  | 8600 | Stores & Services Circle,BBSR | 8601 | EHT Stores Division, BBSR | G104 | Stores Sub Division, Meramundali | 1000000239 | 6mtr extension to 220 KV OB type Tower | TWR.220OB+6.L.A001 | ZCAP_ACT | ZCAP | MT | 4.642 | 420035.18 | INR
0000 |  | 8600 | Stores & Services Circle,BBSR | 8601 | EHT Stores Division, BBSR | G104 | Stores Sub Division, Meramundali | 1000000240 | 220 KV OC TYPE TOWER | TWR.220OC.L.A001 | ZCAP_ACT | ZCAP | MT | 56.699 | 5458700.73 | INR
0000 |  | 8600 | Stores & Services Circle,BBSR | 8601 | EHT Stores Division, BBSR | G104 | Stores Sub Division, Meramundali | 1000000240 | 220 KV OC TYPE TOWER | TWR.220OC.L.A001 | ZCAP_ACT | ZCAP | MT | 62.915 | 6057146.64 | INR
0000 |  | 8600 | Stores & Services Circle,BBSR | 8601 | EHT Stores Division, BBSR | G104 | Stores Sub Division, Meramundali | 1000000240 | 220 KV OC TYPE TOWER | TWR.220OC.L.A001 | ZCAP_ACT | ZCAP | MT | 2.134 | 205451.02 | INR
0000 |  | 8600 | Stores & Services Circle,BBSR | 8601 | EHT Stores Division, BBSR | G104 | Stores Sub Division, Meramundali | 1000000240 | 220 KV OC TYPE TOWER | TWR.220OC.L.A001 | ZCAP_ACT | ZCAP | MT | 2.134 | 205451.02 | INR
0000 |  | 8600 | Stores & Services Circle,BBSR | 8601 | EHT Stores Division, BBSR | G102 | Stores Sub-Division,Mancheswar-BBSR | 1000000240 | 220 KV OC TYPE TOWER | TWR.220OC.L.A001 | ZCAP_ACT | ZCAP | MT | 59.02 | 5682155.19 | INR
0000 |  | 8600 | Stores & Services Circle,BBSR | 8601 | EHT Stores Division, BBSR | G102 | Stores Sub-Division,Mancheswar-BBSR | 1000000240 | 220 KV OC TYPE TOWER | TWR.220OC.L.A001 | ZCAP_ACT | ZCAP | MT | 18.892 | 1818828.8 | INR
0000 |  | 8600 | Stores & Services Circle,BBSR | 8601 | EHT Stores Division, BBSR | G102 | Stores Sub-Division,Mancheswar-BBSR | 1000000242 | 3mtr extension to 220 KV OC type Tower | TWR.220OC+3.L.A001 | ZCAP_ACT | ZCAP | MT | 10.384 | 1010304.53 | INR
0000 |  | 8600 | Stores & Services Circle,BBSR | 8601 | EHT Stores Division, BBSR | G104 | Stores Sub Division, Meramundali | 1000000242 | 3mtr extension to 220 KV OC type Tower | TWR.220OC+3.L.A001 | ZCAP_ACT | ZCAP | MT | 1.477 | 143703.75 | INR
0000 |  | 8600 | Stores & Services Circle,BBSR | 8601 | EHT Stores Division, BBSR | G102 | Stores Sub-Division,Mancheswar-BBSR | 1000000244 | 6mtr extension to 220 KV OC type Tower | TWR.220OC+6.L.A001 | ZCAP_ACT | ZCAP | MT | 22.267 | 1933096 | INR
0000 |  | 8600 | Stores & Services Circle,BBSR | 8601 | EHT Stores Division, BBSR | G104 | Stores Sub Division, Meramundali | 1000000244 | 6mtr extension to 220 KV OC type Tower | TWR.220OC+6.L.A001 | ZCAP_ACT | ZCAP | MT | 2.736 | 237524.17 | INR
0000 |  | 8600 | Stores & Services Circle,BBSR | 8601 | EHT Stores Division, BBSR | G102 | Stores Sub-Division,Mancheswar-BBSR | 1000000244 | 6mtr extension to 220 KV OC type Tower | TWR.220OC+6.L.A001 | ZCAP_ACT | ZCAP | MT | 22.196 | 1926932.19 | INR
0000 |  | 8600 | Stores & Services Circle,BBSR | 8601 | EHT Stores Division, BBSR | G104 | Stores Sub Division, Meramundali | 1000000244 | 6mtr extension to 220 KV OC type Tower | TWR.220OC+6.L.A001 | ZCAP_ACT | ZCAP | MT | 5.472 | 475048.34 | INR
0000 |  | 8600 | Stores & Services Circle,BBSR | 8601 | EHT Stores Division, BBSR | G102 | Stores Sub-Division,Mancheswar-BBSR | 1000000245 | 220 KV UR type Tower with stub & cleat | TWR.220UR.L.A003 | ZCAP_ACT | ZCAP | MT | 3.916 | 366048.83 | INR
0000 |  | 8600 | Stores & Services Circle,BBSR | 8601 | EHT Stores Division, BBSR | G104 | Stores Sub Division, Meramundali | 1000000247 | 400 KV DA TYPE TOWER STRUCTURE | TWR.400DA.L.D001 | ZCAP_ACT | ZCAP | MT | 11.885 | 783645.98 | INR
0000 |  | 8600 | Stores & Services Circle,BBSR | 8601 | EHT Stores Division, BBSR | G104 | Stores Sub Division, Meramundali | 1000000254 | 9mtr extension to 400 KV DA type Tower | TWR.400DA+9.L.D001 | ZCAP_ACT | ZCAP | MT | 9.24 | 577931.6 | INR
0000 |  | 8600 | Stores & Services Circle,BBSR | 8601 | EHT Stores Division, BBSR | G104 | Stores Sub Division, Meramundali | 1000000255 | 400 KV DB TYPE TOWER STRUCTURE | TWR.400DB.L.A001 | ZCAP_ACT | ZCAP | MT | 19.337 | 1296075.01 | INR
0000 |  | 8600 | Stores & Services Circle,BBSR | 8601 | EHT Stores Division, BBSR | G104 | Stores Sub Division, Meramundali | 1000000257 | 400 KV DB TYPE KEC DESIGN TOWER | TWR.400DB.L.D001 | ZCAP_ACT | ZCAP | MT | 70.142 | 4335088.31 | INR
0000 |  | 8600 | Stores & Services Circle,BBSR | 8601 | EHT Stores Division, BBSR | G104 | Stores Sub Division, Meramundali | 1000000259 | 3mtr extension to 400 KV DB type Tower | TWR.400DB+3.L.D001 | ZCAP_ACT | ZCAP | MT | 2.45 | 152583.91 | INR
0000 |  | 8600 | Stores & Services Circle,BBSR | 8601 | EHT Stores Division, BBSR | G104 | Stores Sub Division, Meramundali | 1000000262 | CROSSARM TOP, BOT,MID FOR 400KV DC TOWER | TWR.400DC.L.A002 | ZCAP_ACT | ZCAP | MT | 6.285 | 0.01 | INR
0000 |  | 8600 | Stores & Services Circle,BBSR | 8601 | EHT Stores Division, BBSR | G104 | Stores Sub Division, Meramundali | 1000000263 | 400 KV DC TYPE KEC DESIGN TOWER | TWR.400DC.L.D001 | ZCAP_ACT | ZCAP | MT | 39.905 | 3752632.6 | INR
0000 |  | 8600 | Stores & Services Circle,BBSR | 8601 | EHT Stores Division, BBSR | G104 | Stores Sub Division, Meramundali | 1000000264 | SUPER STRUCTURE OF 400KV DC JYOTI TOWER | TWR.400DC.L.D002 | ZCAP_ACT | ZCAP | MT | 22.895 | 1759546.23 | INR
0000 |  | 8600 | Stores & Services Circle,BBSR | 8601 | EHT Stores Division, BBSR | G104 | Stores Sub Division, Meramundali | 1000000265 | 400 KV DC TYPE STUB | TWR.400DC.STUB.A001 | ZCAP_ACT | ZCAP | MT | 1.03 | 79133.26 | INR
0000 |  | 8600 | Stores & Services Circle,BBSR | 8601 | EHT Stores Division, BBSR | G104 | Stores Sub Division, Meramundali | 1000000268 | 6mtr extension to 400 KV DC type Tower | TWR.400DC+6.L.A001 | ZCAP_ACT | ZCAP | MT | 5.431 | 417387.99 | INR
0000 |  | 8600 | Stores & Services Circle,BBSR | 8601 | EHT Stores Division, BBSR | G104 | Stores Sub Division, Meramundali | 1000000269 | 400 KV DD TYPE TOWER STRUCTURES | TWR.400DD.L.A001 | ZCAP_ACT | ZCAP | MT | 67.316 | 4511897.34 | INR
0000 |  | 8600 | Stores & Services Circle,BBSR | 8601 | EHT Stores Division, BBSR | G104 | Stores Sub Division, Meramundali | 1000000270 | CROSSARM TOP, BOT,MID FOR 400KV DD TOWER | TWR.400DD.L.A002 | ZCAP_ACT | ZCAP | MT | 7.201 | 502242.24 | INR
0000 |  | 8600 | Stores & Services Circle,BBSR | 8601 | EHT Stores Division, BBSR | G104 | Stores Sub Division, Meramundali | 1000000271 | 400 KV DD TYPE KEC DESIGN TOWER | TWR.400DD.L.D001 | ZCAP_ACT | ZCAP | MT | 66.718 | 4332831.71 | INR
0000 |  | 8600 | Stores & Services Circle,BBSR | 8601 | EHT Stores Division, BBSR | G104 | Stores Sub Division, Meramundali | 1000000273 | 400 KV DD TYPE STUB (JYOTI DESIGN.)(MS) | TWR.400DD.STUB.A001 | ZCAP_ACT | ZCAP | MT | 2.015 | 134531.33 | INR
0000 |  | 8600 | Stores & Services Circle,BBSR | 8601 | EHT Stores Division, BBSR | G104 | Stores Sub Division, Meramundali | 1000000276 | 3mtr extension to 400 KV DD type Tower | TWR.400DD+3.L.A001 | ZCAP_ACT | ZCAP | MT | 4.11 | 300405.31 | INR
0000 |  | 8600 | Stores & Services Circle,BBSR | 8601 | EHT Stores Division, BBSR | G104 | Stores Sub Division, Meramundali | 1000000276 | 3mtr extension to 400 KV DD type Tower | TWR.400DD+3.L.A001 | ZCAP_ACT | ZCAP | MT | 5.437 | 397397.48 | INR
0000 |  | 8600 | Stores & Services Circle,BBSR | 8601 | EHT Stores Division, BBSR | G104 | Stores Sub Division, Meramundali | 1000000278 | 6mtr extn to 400 KV DD type Tower | TWR.400DD+6.L.A001 | ZCAP_ACT | ZCAP | MT | 10.502 | 406284.47 | INR
0000 |  | 8600 | Stores & Services Circle,BBSR | 8601 | EHT Stores Division, BBSR | G104 | Stores Sub Division, Meramundali | 1000000279 | 9mtr extension to 400 KV DD type Tower | TWR.400DD+9.L.A001 | ZCAP_ACT | ZCAP | MT | 7.2 | 460198.08 | INR
0000 |  | 8600 | Stores & Services Circle,BBSR | 8601 | EHT Stores Division, BBSR | G102 | Stores Sub-Division,Mancheswar-BBSR | 1000000310 | 25 pair, AJF Telephone cable | CBLE.TEL.ARJ.A025 | ZCAP_ACT | ZCAP | KM | 1.15 | 224974.5 | INR
0000 |  | 8600 | Stores & Services Circle,BBSR | 8601 | EHT Stores Division, BBSR | G102 | Stores Sub-Division,Mancheswar-BBSR | 1000000377 | 132KV SINGLE ISOLATOR BEAM MOUNTED,2000A | ISO.132SI.BM.C001 | ZCAP_ACT | ZCAP | SET | 11 | 2678893.72 | INR
0000 |  | 8600 | Stores & Services Circle,BBSR | 8601 | EHT Stores Division, BBSR | G103 | Stores Sub-Division, Choudwar | 1000000377 | 132KV SINGLE ISOLATOR BEAM MOUNTED,2000A | ISO.132SI.BM.C001 | ZCAP_ACT | ZCAP | SET | 6 | 1461214.76 | INR
0000 |  | 8600 | Stores & Services Circle,BBSR | 8601 | EHT Stores Division, BBSR | G102 | Stores Sub-Division,Mancheswar-BBSR | 1000000379 | 220kV HT Multi Ckt MC tower & stub cleat | TWR.220MC.HT.A001 | ZCAP_ACT | ZCAP | MT | 22.012 | 1405812.45 | INR
0000 |  | 8600 | Stores & Services Circle,BBSR | 8601 | EHT Stores Division, BBSR | G102 | Stores Sub-Division,Mancheswar-BBSR | 1000000380 | 220kV MS Multi Ckt MC tower & stub cleat | TWR.220MC.MS.A001 | ZCAP_ACT | ZCAP | MT | 18.612 | 1188668.97 | INR
0000 |  | 8600 | Stores & Services Circle,BBSR | 8601 | EHT Stores Division, BBSR | G102 | Stores Sub-Division,Mancheswar-BBSR | 1000000381 | Template for 220kv MC type Multi ckt tow | TWR.220MC.TMPL.A001 | ZCAP_ACT | ZCAP | MT | 1.307 | 87235.35 | INR
0000 |  | 8600 | Stores & Services Circle,BBSR | 8601 | EHT Stores Division, BBSR | G104 | Stores Sub Division, Meramundali | 2000000082 | 3 WAY CONNECTOR BAKELITE | ILWR.CONR.B.C001 | ZCON_SUP | ZCON | NOS | 65 | 6500 | INR
0000 |  | 8600 | Stores & Services Circle,BBSR | 8601 | EHT Stores Division, BBSR | G102 | Stores Sub-Division,Mancheswar-BBSR | 2000000086 | CEILING FAN | ILWR.FANACCS.A001 | ZCON_ACT | ZCON | NOS | 1 | 2649.76 | INR
0000 |  | 8600 | Stores & Services Circle,BBSR | 8601 | EHT Stores Division, BBSR | G103 | Stores Sub-Division, Choudwar | 2000000122 | HOLDER 250W LAMP OF HPMV LIGHT FITTING | ILWR.HPMV.FT.S.E001 | ZCON_SUP | ZCON | NOS | 4 | 40 | INR
0000 |  | 8600 | Stores & Services Circle,BBSR | 8601 | EHT Stores Division, BBSR | G103 | Stores Sub-Division, Choudwar | 2000000124 | CHOKE 250W LAMP OF HPMV LIGHT FITTING | ILWR.HPMV.FT.S.F001 | ZCON_SUP | ZCON | NOS | 10 | 4800 | INR
0000 |  | 8600 | Stores & Services Circle,BBSR | 8601 | EHT Stores Division, BBSR | G103 | Stores Sub-Division, Choudwar | 2000000125 | CHOKE 400W LAMP OF HPMV LIGHT FITTING | ILWR.HPMV.FT.S.F002 | ZCON_SUP | ZCON | NOS | 10 | 6620 | INR
0000 |  | 8600 | Stores & Services Circle,BBSR | 8601 | EHT Stores Division, BBSR | G103 | Stores Sub-Division, Choudwar | 2000000231 | HAND GLOVES STORAGE BAG | MISC.GLOVES.B001 | ZCON_SUP | ZCON | PAA | 89 | 17444 | INR
0000 |  | 8600 | Stores & Services Circle,BBSR | 8601 | EHT Stores Division, BBSR | G103 | Stores Sub-Division, Choudwar | 2000000243 | N2 GAS CYLINDER | MISC.N2CYLNDR.A001 | ZCON_ACT | ZCON | NOS | 23 | 822857.66 | INR
0000 |  | 8600 | Stores & Services Circle,BBSR | 8601 | EHT Stores Division, BBSR | G104 | Stores Sub Division, Meramundali | 3000000001 | 220V 350AH BATTERY CHARGER | BAT.220CHRG.T.A007 | ZSPR_ACT | ZSPR | SET | 4 | 2366267.64 | INR
0000 |  | 8600 | Stores & Services Circle,BBSR | 8601 | EHT Stores Division, BBSR | G102 | Stores Sub-Division,Mancheswar-BBSR | 3000000001 | 220V 350AH BATTERY CHARGER | BAT.220CHRG.T.A007 | ZSPR_ACT | ZSPR | SET | 1 | 591566.91 | INR
0000 |  | 8600 | Stores & Services Circle,BBSR | 8601 | EHT Stores Division, BBSR | G103 | Stores Sub-Division, Choudwar | 3000000001 | 220V 350AH BATTERY CHARGER | BAT.220CHRG.T.A007 | ZSPR_ACT | ZSPR | SET | 3 | 1774700.73 | INR
0000 |  | 8600 | Stores & Services Circle,BBSR | 8601 | EHT Stores Division, BBSR | G102 | Stores Sub-Division,Mancheswar-BBSR | 3000000100 | 1CX300 Sq.mm XLPE bonding cable | CBLE.BONDING.CU.A002 | ZSPR_ACT | ZSPR | KM | 0.439 | 1315911.28 | INR
0000 |  | 8600 | Stores & Services Circle,BBSR | 8601 | EHT Stores Division, BBSR | G102 | Stores Sub-Division,Mancheswar-BBSR | 3000000101 | Earth bonding cable 240sqmm XLPE | CBLE.BONDING.CU.A003 | ZSPR_ACT | ZSPR | KM | 0.997 | 2428512.54 | INR
0000 |  | 8600 | Stores & Services Circle,BBSR | 8601 | EHT Stores Division, BBSR | G102 | Stores Sub-Division,Mancheswar-BBSR | 3000000104 | 75 OHM HF COAXIAL CABLE | CBLE.COX.AR.G001 | ZSPR_ACT | ZSPR | KM | 0.808 | 162335.28 | INR
0000 |  | 8600 | Stores & Services Circle,BBSR | 8601 | EHT Stores Division, BBSR | G102 | Stores Sub-Division,Mancheswar-BBSR | 3000000111 | 2.5SQMM 12C CONTROL CABLE | CBLE.CTRL.AR.C012 | ZSPR_ACT | ZSPR | KM | 0.995 | 307614.2 | INR
0000 |  | 8600 | Stores & Services Circle,BBSR | 8601 | EHT Stores Division, BBSR | G102 | Stores Sub-Division,Mancheswar-BBSR | 3000000112 | 2.5SQMM 16C CONTROL CABLE | CBLE.CTRL.AR.C016 | ZSPR_ACT | ZSPR | KM | 1.145 | 456671.8 | INR
0000 |  | 8600 | Stores & Services Circle,BBSR | 8601 | EHT Stores Division, BBSR | G102 | Stores Sub-Division,Mancheswar-BBSR | 3000000113 | 2.5SQMM 19C CONTROL CABLE | CBLE.CTRL.AR.C019 | ZSPR_ACT | ZSPR | KM | 0.707 | 330366.96 | INR
0000 |  | 8600 | Stores & Services Circle,BBSR | 8601 | EHT Stores Division, BBSR | G102 | Stores Sub-Division,Mancheswar-BBSR | 3000000122 | 2.5sq.mm Control cable 10core | CBLE.CTRL.AR.D010 | ZSPR_ACT | ZSPR | KM | 0.209 | 58193.49 | INR
0000 |  | 8600 | Stores & Services Circle,BBSR | 8601 | EHT Stores Division, BBSR | G102 | Stores Sub-Division,Mancheswar-BBSR | 3000000127 | 2.5 SQMM 19C CONTROL CABLE AR | CBLE.CTRL.AR.D019 | ZSPR_ACT | ZSPR | KM | 0.44 | 211182.4 | INR
0000 |  | 8600 | Stores & Services Circle,BBSR | 8601 | EHT Stores Division, BBSR | G102 | Stores Sub-Division,Mancheswar-BBSR | 3000000139 | 2.5 SQMM 10C CONTROL CABLE | CBLE.CTRL.UAR.C010 | ZSPR_ACT | ZSPR | KM | 1.892 | 505926.62 | INR
0000 |  | 8600 | Stores & Services Circle,BBSR | 8601 | EHT Stores Division, BBSR | G102 | Stores Sub-Division,Mancheswar-BBSR | 3000000142 | 2.5 SQMM 19C UR CONTROL CABLE | CBLE.CTRL.UAR.C019 | ZSPR_ACT | ZSPR | KM | 0.3 | 201912.24 | INR
0000 |  | 8600 | Stores & Services Circle,BBSR | 8601 | EHT Stores Division, BBSR | G102 | Stores Sub-Division,Mancheswar-BBSR | 3000000142 | 2.5 SQMM 19C UR CONTROL CABLE | CBLE.CTRL.UAR.C019 | ZSPR_ACT | ZSPR | KM | 0.56 | 376902.84 | INR
0000 |  | 8600 | Stores & Services Circle,BBSR | 8601 | EHT Stores Division, BBSR | G102 | Stores Sub-Division,Mancheswar-BBSR | 3000000143 | 2.5 SQMM 24C CONTROL CABLE | CBLE.CTRL.UAR.C024 | ZSPR_ACT | ZSPR | KM | 18.807 | 10782009.39 | INR
0000 |  | 8600 | Stores & Services Circle,BBSR | 8601 | EHT Stores Division, BBSR | G103 | Stores Sub-Division, Choudwar | 3000000145 | 2C X 2.5SQMM CONTROL UNARMOURED CABLE | CBLE.CTRL.UAR.D002 | ZSPR_ACT | ZSPR | KM | 0.995 | 62655.15 | INR
0000 |  | 8600 | Stores & Services Circle,BBSR | 8601 | EHT Stores Division, BBSR | G102 | Stores Sub-Division,Mancheswar-BBSR | 3000000145 | 2C X 2.5SQMM CONTROL UNARMOURED CABLE | CBLE.CTRL.UAR.D002 | ZSPR_ACT | ZSPR | KM | 2.544 | 160195.69 | INR
0000 |  | 8600 | Stores & Services Circle,BBSR | 8601 | EHT Stores Division, BBSR | G102 | Stores Sub-Division,Mancheswar-BBSR | 3000000149 | 7C X 2.5SQMM CONTROL UNARMOURED CABLE | CBLE.CTRL.UAR.D007 | ZSPR_ACT | ZSPR | KM | 2.434 | 471476.04 | INR
0000 |  | 8600 | Stores & Services Circle,BBSR | 8601 | EHT Stores Division, BBSR | G102 | Stores Sub-Division,Mancheswar-BBSR | 3000000151 | 2.5 SQMM MSTRAND 10C AR CCABLE | CBLE.CTRL.UAR.D010 | ZSPR_ACT | ZSPR | KM | 0.084 | 20217.12 | INR
0000 |  | 8600 | Stores & Services Circle,BBSR | 8601 | EHT Stores Division, BBSR | G102 | Stores Sub-Division,Mancheswar-BBSR | 3000000152 | 16CX2.5SQMM CONTROL UNARMOURED CABLE | CBLE.CTRL.UAR.D016 | ZSPR_ACT | ZSPR | KM | 0.125 | 51000 | INR
0000 |  | 8600 | Stores & Services Circle,BBSR | 8601 | EHT Stores Division, BBSR | G102 | Stores Sub-Division,Mancheswar-BBSR | 3000000153 | 19CX2.5SQMM CONTROL UR CABLE | CBLE.CTRL.UAR.D019 | ZSPR_ACT | ZSPR | KM | 25.968 | 10566811.56 | INR
0000 |  | 8600 | Stores & Services Circle,BBSR | 8601 | EHT Stores Division, BBSR | G103 | Stores Sub-Division, Choudwar | 3000000154 | 24C X 2.5SQMM CONTROL UNARMOURED CABLE | CBLE.CTRL.UAR.D024 | ZSPR_ACT | ZSPR | KM | 0.949 | 588455.92 | INR
0000 |  | 8600 | Stores & Services Circle,BBSR | 8601 | EHT Stores Division, BBSR | G102 | Stores Sub-Division,Mancheswar-BBSR | 3000000157 | 4 SQMM 2C CONTROL CABLE | CBLE.CTRL.UAR.F002 | ZSPR_ACT | ZSPR | KM | 65.02 | 6412272.4 | INR
0000 |  | 8600 | Stores & Services Circle,BBSR | 8601 | EHT Stores Division, BBSR | G102 | Stores Sub-Division,Mancheswar-BBSR | 3000000174 | COPPER CABLE LUG OF DIFFERENT SIZES | CBLE.LUG.CU.A001 | ZSPR_SCRAP | ZSPR | NOS | 3100 | 0.01 | INR
0000 |  | 8600 | Stores & Services Circle,BBSR | 8601 | EHT Stores Division, BBSR | G102 | Stores Sub-Division,Mancheswar-BBSR | 3000000188 | 1Cx400SQMM AL POWER CABLE | CBLE.PWR.AL.AR.A012 | ZSPR_ACT | ZSPR | KM | 1.915 | 7319513 | INR
0000 |  | 8600 | Stores & Services Circle,BBSR | 8601 | EHT Stores Division, BBSR | G102 | Stores Sub-Division,Mancheswar-BBSR | 3000000190 | 2Cx16SQMM AL POWER CABLE | CBLE.PWR.AL.AR.B017 | ZSPR_ACT | ZSPR | KM | 0.239 | 15263.88 | INR
0000 |  | 8600 | Stores & Services Circle,BBSR | 8601 | EHT Stores Division, BBSR | G102 | Stores Sub-Division,Mancheswar-BBSR | 3000000190 | 2Cx16SQMM AL POWER CABLE | CBLE.PWR.AL.AR.B017 | ZSPR_ACT | ZSPR | KM | 11.651 | 744097.94 | INR
0000 |  | 8600 | Stores & Services Circle,BBSR | 8601 | EHT Stores Division, BBSR | G103 | Stores Sub-Division, Choudwar | 3000000191 | 3.5Cx16 Sqmm AL PWR cable | CBLE.PWR.AL.AR.D002 | ZSPR_ACT | ZSPR | KM | 11.98 | 1416515.2 | INR
0000 |  | 8600 | Stores & Services Circle,BBSR | 8601 | EHT Stores Division, BBSR | G102 | Stores Sub-Division,Mancheswar-BBSR | 3000000192 | 3.5Cx25Sqmm AL PWR cable | CBLE.PWR.AL.AR.D003 | ZSPR_ACT | ZSPR | KM | 0.963 | 246015.27 | INR
0000 |  | 8600 | Stores & Services Circle,BBSR | 8601 | EHT Stores Division, BBSR | G104 | Stores Sub Division, Meramundali | 3000000196 | 3.5Cx95 Sqmm AL PWR cable | CBLE.PWR.AL.AR.D007 | ZSPR_ACT | ZSPR | KM | 7.012 | 11358496.45 | INR
0000 |  | 8600 | Stores & Services Circle,BBSR | 8601 | EHT Stores Division, BBSR | G102 | Stores Sub-Division,Mancheswar-BBSR | 3000000196 | 3.5Cx95 Sqmm AL PWR cable | CBLE.PWR.AL.AR.D007 | ZSPR_ACT | ZSPR | KM | 22.3 | 36122999.26 | INR
0000 |  | 8600 | Stores & Services Circle,BBSR | 8601 | EHT Stores Division, BBSR | G103 | Stores Sub-Division, Choudwar | 3000000196 | 3.5Cx95 Sqmm AL PWR cable | CBLE.PWR.AL.AR.D007 | ZSPR_ACT | ZSPR | KM | 7 | 11339058.06 | INR
0000 |  | 8600 | Stores & Services Circle,BBSR | 8601 | EHT Stores Division, BBSR | G104 | Stores Sub Division, Meramundali | 3000000197 | 3.5Cx120 Sqmm AL PWR cable | CBLE.PWR.AL.AR.D008 | ZSPR_ACT | ZSPR | KM | 0.985 | 526143.84 | INR
0000 |  | 8600 | Stores & Services Circle,BBSR | 8601 | EHT Stores Division, BBSR | G102 | Stores Sub-Division,Mancheswar-BBSR | 3000000198 | 3.5Cx185 Sqmm AL PWR cable | CBLE.PWR.AL.AR.D010 | ZSPR_ACT | ZSPR | KM | 0.13 | 69185.4 | INR
0000 |  | 8600 | Stores & Services Circle,BBSR | 8601 | EHT Stores Division, BBSR | G102 | Stores Sub-Division,Mancheswar-BBSR | 3000000199 | 3.5Cx300 Sqmm AL PWR cable | CBLE.PWR.AL.AR.D011 | ZSPR_ACT | ZSPR | KM | 0.145 | 164084.9 | INR
0000 |  | 8600 | Stores & Services Circle,BBSR | 8601 | EHT Stores Division, BBSR | G102 | Stores Sub-Division,Mancheswar-BBSR | 3000000200 | 4Cx16 Sqmm AL PWR cable | CBLE.PWR.AL.AR.E002 | ZSPR_ACT | ZSPR | KM | 7.285 | 4215402.45 | INR
0000 |  | 8600 | Stores & Services Circle,BBSR | 8601 | EHT Stores Division, BBSR | G102 | Stores Sub-Division,Mancheswar-BBSR | 3000000208 | 4Cx6 Sqmm AL POWER CABLE | CBLE.PWR.AL.AR.E018 | ZSPR_ACT | ZSPR | KM | 5.058 | 467156.88 | INR
0000 |  | 8600 | Stores & Services Circle,BBSR | 8601 | EHT Stores Division, BBSR | G102 | Stores Sub-Division,Mancheswar-BBSR | 3000000231 | 50SQMMx1C SPECIAL CABLE AL | CBLE.SPL.AL.EHV.A005 | ZSPR_ACT | ZSPR | KM | 0.12 | 12000 | INR
0000 |  | 8600 | Stores & Services Circle,BBSR | 8601 | EHT Stores Division, BBSR | G102 | Stores Sub-Division,Mancheswar-BBSR | 3000000245 | 0.5 SQ.MM 4PTELEPHONE CABLE CU JF | CBLE.TEL.ARJ.A004 | ZSPR_ACT | ZSPR | KM | 0.5 | 69400 | INR
0000 |  | 8600 | Stores & Services Circle,BBSR | 8601 | EHT Stores Division, BBSR | G102 | Stores Sub-Division,Mancheswar-BBSR | 3000000247 | 0.5 SQ.MM 10PTELEPHONE CABLE CUJF | CBLE.TEL.ARJ.B010 | ZSPR_ACT | ZSPR | KM | 0.45 | 62716.5 | INR
0000 |  | 8600 | Stores & Services Circle,BBSR | 8601 | EHT Stores Division, BBSR | G102 | Stores Sub-Division,Mancheswar-BBSR | 3000000255 | 150x75x2500 cable tray in mtr | CBLE.TRAY.A016 | ZSPR_ACT | ZSPR | M | 81.33 | 578298.59 | INR
0000 |  | 8600 | Stores & Services Circle,BBSR | 8601 | EHT Stores Division, BBSR | G103 | Stores Sub-Division, Choudwar | 3000000296 | 132KV Isolator pad calmp for ACSR Zebra | CLMP.ISO.AL.A008 | ZSPR_SUP | ZSPR | NOS | 15 | 4786.95 | INR
0000 |  | 8600 | Stores & Services Circle,BBSR | 8601 | EHT Stores Division, BBSR | G103 | Stores Sub-Division, Choudwar | 3000000310 | 132KV LA calmp for Panther | CLMP.LPAD.AL.A002 | ZSPR_SUP | ZSPR | NOS | 12 | 3024 | INR
0000 |  | 8600 | Stores & Services Circle,BBSR | 8601 | EHT Stores Division, BBSR | G103 | Stores Sub-Division, Choudwar | 3000000331 | BIMETALIC PAD CLAMP FOR PANTHER | CLMP.PAD.BI.A001 | ZSPR_SUP | ZSPR | NOS | 6 | 1575 | INR
0000 |  | 8600 | Stores & Services Circle,BBSR | 8601 | EHT Stores Division, BBSR | G103 | Stores Sub-Division, Choudwar | 3000000344 | 1 BOLTED PG CLAMP FOR MOOSE - MOOSE | CLMP.PG.A004 | ZSPR_SUP | ZSPR | NOS | 30 | 9219.6 | INR
0000 |  | 8600 | Stores & Services Circle,BBSR | 8601 | EHT Stores Division, BBSR | G103 | Stores Sub-Division, Choudwar | 3000000346 | 1 BOLTED PG CLAMP FOR DOG - DOG | CLMP.PG.A007 | ZSPR_SUP | ZSPR | NOS | 160 | 12800 | INR
0000 |  | 8600 | Stores & Services Circle,BBSR | 8601 | EHT Stores Division, BBSR | G103 | Stores Sub-Division, Choudwar | 3000000371 | 1BOLTED POST INSULATOR CLAMP ALFOR ZEBRA | CLMP.PI.AL.A001 | ZSPR_SUP | ZSPR | NOS | 44 | 7870.72 | INR
0000 |  | 8600 | Stores & Services Circle,BBSR | 8601 | EHT Stores Division, BBSR | G103 | Stores Sub-Division, Choudwar | 3000000376 | 4BOLTED POST INSULATOR CLAMP ALFOR ZEBRA | CLMP.PI.AL.D001 | ZSPR_ACT | ZSPR | NOS | 317 | 79884 | INR
0000 |  | 8600 | Stores & Services Circle,BBSR | 8601 | EHT Stores Division, BBSR | G103 | Stores Sub-Division, Choudwar | 3000000377 | P.I Clamp for single ACSR Moose | CLMP.PI.AL.D002 | ZSPR_SUP | ZSPR | NOS | 45 | 12510 | INR
0000 |  | 8600 | Stores & Services Circle,BBSR | 8601 | EHT Stores Division, BBSR | G103 | Stores Sub-Division, Choudwar | 3000000388 | T Clamp for Panther run-Panther Drop | CLMP.T.AL.A001 | ZSPR_ACT | ZSPR | NOS | 71 | 116441.42 | INR
0000 |  | 8600 | Stores & Services Circle,BBSR | 8601 | EHT Stores Division, BBSR | G103 | Stores Sub-Division, Choudwar | 3000000392 | T-CLAMP AL- ZEBRA-PANTHER | CLMP.T.AL.A005 | ZSPR_SUP | ZSPR | NOS | 12 | 3516 | INR
0000 |  | 8600 | Stores & Services Circle,BBSR | 8601 | EHT Stores Division, BBSR | G102 | Stores Sub-Division,Mancheswar-BBSR | 3000000427 | PA ROD ACSR PANTHER IN SET | COND.ACCES.B002 | ZSPR_ACT | ZSPR | NOS | 797 | 522274.1 | INR
0000 |  | 8600 | Stores & Services Circle,BBSR | 8601 | EHT Stores Division, BBSR | G102 | Stores Sub-Division,Mancheswar-BBSR | 3000000428 | PA ROD ACSR ZEBRA IN SET | COND.ACCES.B003 | ZSPR_ACT | ZSPR | NOS | 92 | 136506.21 | INR
0000 |  | 8600 | Stores & Services Circle,BBSR | 8601 | EHT Stores Division, BBSR | G104 | Stores Sub Division, Meramundali | 3000000428 | PA ROD ACSR ZEBRA IN SET | COND.ACCES.B003 | ZSPR_ACT | ZSPR | NOS | 6 | 8902.58 | INR
0000 |  | 8600 | Stores & Services Circle,BBSR | 8601 | EHT Stores Division, BBSR | G103 | Stores Sub-Division, Choudwar | 3000000428 | PA ROD ACSR ZEBRA IN SET | COND.ACCES.B003 | ZSPR_ACT | ZSPR | NOS | 149 | 221080.71 | INR
0000 |  | 8600 | Stores & Services Circle,BBSR | 8601 | EHT Stores Division, BBSR | G102 | Stores Sub-Division,Mancheswar-BBSR | 3000000431 | PA ROD AAAC ZEBRA EQUIVALENT IN SET | COND.ACCES.B008 | ZSPR_ACT | ZSPR | NOS | 271 | 333839.48 | INR
0000 |  | 8600 | Stores & Services Circle,BBSR | 8601 | EHT Stores Division, BBSR | G102 | Stores Sub-Division,Mancheswar-BBSR | 3000000432 | PA ROD AAAC MOOSE EQUIVALENT IN SET | COND.ACCES.B009 | ZSPR_ACT | ZSPR | NOS | 32 | 51386.24 | INR
0000 |  | 8600 | Stores & Services Circle,BBSR | 8601 | EHT Stores Division, BBSR | G103 | Stores Sub-Division, Choudwar | 3000000436 | MS JOINT FOR ACSR HORSE CONDUCTOR | COND.ACCES.C001 | ZSPR_ACT | ZSPR | NOS | 33 | 2258.52 | INR
0000 |  | 8600 | Stores & Services Circle,BBSR | 8601 | EHT Stores Division, BBSR | G104 | Stores Sub Division, Meramundali | 3000000437 | MS JOINT FOR ACSR PANTHER CONDUCTOR | COND.ACCES.C002 | ZSPR_ACT | ZSPR | NOS | 430 | 216827.5 | INR
0000 |  | 8600 | Stores & Services Circle,BBSR | 8601 | EHT Stores Division, BBSR | G103 | Stores Sub-Division, Choudwar | 3000000437 | MS JOINT FOR ACSR PANTHER CONDUCTOR | COND.ACCES.C002 | ZSPR_ACT | ZSPR | NOS | 343 | 172957.75 | INR
0000 |  | 8600 | Stores & Services Circle,BBSR | 8601 | EHT Stores Division, BBSR | G102 | Stores Sub-Division,Mancheswar-BBSR | 3000000437 | MS JOINT FOR ACSR PANTHER CONDUCTOR | COND.ACCES.C002 | ZSPR_ACT | ZSPR | NOS | 140 | 70595 | INR
0000 |  | 8600 | Stores & Services Circle,BBSR | 8601 | EHT Stores Division, BBSR | G102 | Stores Sub-Division,Mancheswar-BBSR | 3000000438 | MS JOINT FOR ACSR ZEBRA CONDUCTOR | COND.ACCES.C003 | ZSPR_ACT | ZSPR | NOS | 584 | 511423.04 | INR
0000 |  | 8600 | Stores & Services Circle,BBSR | 8601 | EHT Stores Division, BBSR | G102 | Stores Sub-Division,Mancheswar-BBSR | 3000000439 | MS JOINT FOR ACSR MOOSE CONDUCTOR | COND.ACCES.C004 | ZSPR_ACT | ZSPR | NOS | 251 | 266275.86 | INR
0000 |  | 8600 | Stores & Services Circle,BBSR | 8601 | EHT Stores Division, BBSR | G103 | Stores Sub-Division, Choudwar | 3000000442 | MS JOINT AAAC PANTHER EQUIVALENT | COND.ACCES.C007 | ZSPR_ACT | ZSPR | NOS | 102 | 38132.7 | INR
0000 |  | 8600 | Stores & Services Circle,BBSR | 8601 | EHT Stores Division, BBSR | G102 | Stores Sub-Division,Mancheswar-BBSR | 3000000442 | MS JOINT AAAC PANTHER EQUIVALENT | COND.ACCES.C007 | ZSPR_ACT | ZSPR | NOS | 119 | 44488.15 | INR
0000 |  | 8600 | Stores & Services Circle,BBSR | 8601 | EHT Stores Division, BBSR | G102 | Stores Sub-Division,Mancheswar-BBSR | 3000000443 | MS JOINT AAAC ZEBRA EQUIVALENT | COND.ACCES.C008 | ZSPR_ACT | ZSPR | NOS | 543 | 390373.56 | INR
0000 |  | 8600 | Stores & Services Circle,BBSR | 8601 | EHT Stores Division, BBSR | G103 | Stores Sub-Division, Choudwar | 3000000443 | MS JOINT AAAC ZEBRA EQUIVALENT | COND.ACCES.C008 | ZSPR_ACT | ZSPR | NOS | 73 | 52481.16 | INR
0000 |  | 8600 | Stores & Services Circle,BBSR | 8601 | EHT Stores Division, BBSR | G102 | Stores Sub-Division,Mancheswar-BBSR | 3000000444 | MS JOINT AAAC MOOSE EQUIVALENT | COND.ACCES.C009 | ZSPR_ACT | ZSPR | NOS | 40 | 30192.45 | INR
0000 |  | 8600 | Stores & Services Circle,BBSR | 8601 | EHT Stores Division, BBSR | G104 | Stores Sub Division, Meramundali | 3000000444 | MS JOINT AAAC MOOSE EQUIVALENT | COND.ACCES.C009 | ZSPR_ACT | ZSPR | NOS | 12 | 9057.73 | INR
0000 |  | 8600 | Stores & Services Circle,BBSR | 8601 | EHT Stores Division, BBSR | G104 | Stores Sub Division, Meramundali | 3000000444 | MS JOINT AAAC MOOSE EQUIVALENT | COND.ACCES.C009 | ZSPR_SUP | ZSPR | NOS | 115 | 88318.85 | INR
0000 |  | 8600 | Stores & Services Circle,BBSR | 8601 | EHT Stores Division, BBSR | G103 | Stores Sub-Division, Choudwar | 3000000444 | MS JOINT AAAC MOOSE EQUIVALENT | COND.ACCES.C009 | ZSPR_ACT | ZSPR | NOS | 28 | 21134.71 | INR
0000 |  | 8600 | Stores & Services Circle,BBSR | 8601 | EHT Stores Division, BBSR | G103 | Stores Sub-Division, Choudwar | 3000000454 | VD FOR ACSR HORSE CONDUCTOR | COND.ACCES.E001 | ZSPR_ACT | ZSPR | NOS | 45 | 38163.15 | INR
0000 |  | 8600 | Stores & Services Circle,BBSR | 8601 | EHT Stores Division, BBSR | G104 | Stores Sub Division, Meramundali | 3000000456 | VD OF ACSR ZEBRA CONDUCTOR | COND.ACCES.E003 | ZSPR_ACT | ZSPR | NOS | 1173 | 932535 | INR
0000 |  | 8600 | Stores & Services Circle,BBSR | 8601 | EHT Stores Division, BBSR | G102 | Stores Sub-Division,Mancheswar-BBSR | 3000000456 | VD OF ACSR ZEBRA CONDUCTOR | COND.ACCES.E003 | ZSPR_ACT | ZSPR | NOS | 43 | 34185 | INR
0000 |  | 8600 | Stores & Services Circle,BBSR | 8601 | EHT Stores Division, BBSR | G103 | Stores Sub-Division, Choudwar | 3000000456 | VD OF ACSR ZEBRA CONDUCTOR | COND.ACCES.E003 | ZSPR_ACT | ZSPR | NOS | 767 | 609765 | INR
0000 |  | 8600 | Stores & Services Circle,BBSR | 8601 | EHT Stores Division, BBSR | G102 | Stores Sub-Division,Mancheswar-BBSR | 3000000457 | VD OF ACSR MOOSE CONDUCTOR | COND.ACCES.E004 | ZSPR_ACT | ZSPR | NOS | 12 | 21864.36 | INR
0000 |  | 8600 | Stores & Services Circle,BBSR | 8601 | EHT Stores Division, BBSR | G103 | Stores Sub-Division, Choudwar | 3000000460 | VD AAAC PANTHER EQUIVALENT | COND.ACCES.E007 | ZSPR_ACT | ZSPR | NOS | 30 | 13897.5 | INR
0000 |  | 8600 | Stores & Services Circle,BBSR | 8601 | EHT Stores Division, BBSR | G102 | Stores Sub-Division,Mancheswar-BBSR | 3000000461 | VD AAAC ZEBRA EQUIVALENT | COND.ACCES.E008 | ZSPR_ACT | ZSPR | NOS | 685 | 303365.95 | INR
0000 |  | 8600 | Stores & Services Circle,BBSR | 8601 | EHT Stores Division, BBSR | G103 | Stores Sub-Division, Choudwar | 3000000461 | VD AAAC ZEBRA EQUIVALENT | COND.ACCES.E008 | ZSPR_ACT | ZSPR | NOS | 60 | 26572.2 | INR
0000 |  | 8600 | Stores & Services Circle,BBSR | 8601 | EHT Stores Division, BBSR | G102 | Stores Sub-Division,Mancheswar-BBSR | 3000000462 | VD AAAC MOOSE EQUIVALENT | COND.ACCES.E009 | ZSPR_ACT | ZSPR | NOS | 12 | 11549.76 | INR
0000 |  | 8600 | Stores & Services Circle,BBSR | 8601 | EHT Stores Division, BBSR | G103 | Stores Sub-Division, Choudwar | 3000000462 | VD AAAC MOOSE EQUIVALENT | COND.ACCES.E009 | ZSPR_ACT | ZSPR | NOS | 150 | 144372 | INR
0000 |  | 8600 | Stores & Services Circle,BBSR | 8601 | EHT Stores Division, BBSR | G103 | Stores Sub-Division, Choudwar | 3000000464 | REPAIR SLEEVE FOR ACSR HORSE CONDUCTOR | COND.ACCES.F001 | ZSPR_SUP | ZSPR | NOS | 43 | 3010 | INR
0000 |  | 8600 | Stores & Services Circle,BBSR | 8601 | EHT Stores Division, BBSR | G103 | Stores Sub-Division, Choudwar | 3000000465 | REPAIR SLEEVE FOR ACSR PANTHER CONDUCTOR | COND.ACCES.F002 | ZSPR_ACT | ZSPR | NOS | 241 | 42199.1 | INR
0000 |  | 8600 | Stores & Services Circle,BBSR | 8601 | EHT Stores Division, BBSR | G104 | Stores Sub Division, Meramundali | 3000000465 | REPAIR SLEEVE FOR ACSR PANTHER CONDUCTOR | COND.ACCES.F002 | ZSPR_ACT | ZSPR | NOS | 583 | 102083.3 | INR
0000 |  | 8600 | Stores & Services Circle,BBSR | 8601 | EHT Stores Division, BBSR | G104 | Stores Sub Division, Meramundali | 3000000466 | REPAIR SLEEVE FOR ACSR ZEBRA CONDUCTOR | COND.ACCES.F003 | ZSPR_ACT | ZSPR | NOS | 982 | 204529.29 | INR
0000 |  | 8600 | Stores & Services Circle,BBSR | 8601 | EHT Stores Division, BBSR | G103 | Stores Sub-Division, Choudwar | 3000000466 | REPAIR SLEEVE FOR ACSR ZEBRA CONDUCTOR | COND.ACCES.F003 | ZSPR_ACT | ZSPR | NOS | 91 | 18953.33 | INR
0000 |  | 8600 | Stores & Services Circle,BBSR | 8601 | EHT Stores Division, BBSR | G102 | Stores Sub-Division,Mancheswar-BBSR | 3000000466 | REPAIR SLEEVE FOR ACSR ZEBRA CONDUCTOR | COND.ACCES.F003 | ZSPR_ACT | ZSPR | NOS | 1398 | 291173.07 | INR
0000 |  | 8600 | Stores & Services Circle,BBSR | 8601 | EHT Stores Division, BBSR | G102 | Stores Sub-Division,Mancheswar-BBSR | 3000000467 | REPAIR SLEEVE FOR ACSR MOOSE CONDUCTOR | COND.ACCES.F004 | ZSPR_ACT | ZSPR | NOS | 221 | 87703.85 | INR
0000 |  | 8600 | Stores & Services Circle,BBSR | 8601 | EHT Stores Division, BBSR | G103 | Stores Sub-Division, Choudwar | 3000000469 | REPAIR SLEEVE AAAC PANTHER EQUIVALENT | COND.ACCES.F007 | ZSPR_ACT | ZSPR | NOS | 91 | 16429.14 | INR
0000 |  | 8600 | Stores & Services Circle,BBSR | 8601 | EHT Stores Division, BBSR | G102 | Stores Sub-Division,Mancheswar-BBSR | 3000000469 | REPAIR SLEEVE AAAC PANTHER EQUIVALENT | COND.ACCES.F007 | ZSPR_ACT | ZSPR | NOS | 19 | 3430.26 | INR
0000 |  | 8600 | Stores & Services Circle,BBSR | 8601 | EHT Stores Division, BBSR | G103 | Stores Sub-Division, Choudwar | 3000000470 | REPAIR SLEEVE FOR AAAC ZEBRA | COND.ACCES.F008 | ZSPR_ACT | ZSPR | NOS | 147 | 46554.9 | INR
0000 |  | 8600 | Stores & Services Circle,BBSR | 8601 | EHT Stores Division, BBSR | G102 | Stores Sub-Division,Mancheswar-BBSR | 3000000470 | REPAIR SLEEVE FOR AAAC ZEBRA | COND.ACCES.F008 | ZSPR_ACT | ZSPR | NOS | 7 | 2216.9 | INR
0000 |  | 8600 | Stores & Services Circle,BBSR | 8601 | EHT Stores Division, BBSR | G103 | Stores Sub-Division, Choudwar | 3000000471 | REPAIR SLEEVE FOR AAAC MOOSE CONDUCTOR | COND.ACCES.F009 | ZSPR_ACT | ZSPR | NOS | 38 | 7716.66 | INR
0000 |  | 8600 | Stores & Services Circle,BBSR | 8601 | EHT Stores Division, BBSR | G104 | Stores Sub Division, Meramundali | 3000000471 | REPAIR SLEEVE FOR AAAC MOOSE CONDUCTOR | COND.ACCES.F009 | ZSPR_ACT | ZSPR | NOS | 500 | 101535 | INR
0000 |  | 8600 | Stores & Services Circle,BBSR | 8601 | EHT Stores Division, BBSR | G102 | Stores Sub-Division,Mancheswar-BBSR | 3000000488 | 25000 KIP RTI SUSPENSION INSULATOR | ERS.INS.A001 | ZSPR_ACT | ZSPR | NOS | 4 | 131028 | INR
0000 |  | 8600 | Stores & Services Circle,BBSR | 8601 | EHT Stores Division, BBSR | G102 | Stores Sub-Division,Mancheswar-BBSR | 3000000489 | 60 KIP Adjustable strap Key | ERS.NBW.A001 | ZSPR_ACT | ZSPR | NOS | 50 | 51000 | INR
0000 |  | 8600 | Stores & Services Circle,BBSR | 8601 | EHT Stores Division, BBSR | G102 | Stores Sub-Division,Mancheswar-BBSR | 3000000490 | Marsh Anchor part no. R-14384-2 | ERS.NBW.A002 | ZSPR_ACT | ZSPR | NOS | 30 | 662126.4 | INR
0000 |  | 8600 | Stores & Services Circle,BBSR | 8601 | EHT Stores Division, BBSR | G102 | Stores Sub-Division,Mancheswar-BBSR | 3000000491 | Adopter part no.R-14384-1 | ERS.NBW.A003 | ZSPR_ACT | ZSPR | NOS | 71 | 506159.71 | INR
0000 |  | 8600 | Stores & Services Circle,BBSR | 8601 | EHT Stores Division, BBSR | G102 | Stores Sub-Division,Mancheswar-BBSR | 3000000492 | END CAP ADOPTER (NUT & BOLT PIS) | ERS.NBW.A004 | ZSPR_ACT | ZSPR | NOS | 50 | 16100 | INR
0000 |  | 8600 | Stores & Services Circle,BBSR | 8601 | EHT Stores Division, BBSR | G102 | Stores Sub-Division,Mancheswar-BBSR | 3000000493 | NUT & BOLT MARSH ANCHOR ASSEMBLY | ERS.NBW.A005 | ZSPR_ACT | ZSPR | NOS | 50 | 26316 | INR
0000 |  | 8600 | Stores & Services Circle,BBSR | 8601 | EHT Stores Division, BBSR | G102 | Stores Sub-Division,Mancheswar-BBSR | 3000000494 | NUT & BOLT MARSHANCHOR INSTALLATION TOOL | ERS.NBW.A006 | ZSPR_ACT | ZSPR | NOS | 50 | 28450 | INR
0000 |  | 8600 | Stores & Services Circle,BBSR | 8601 | EHT Stores Division, BBSR | G102 | Stores Sub-Division,Mancheswar-BBSR | 3000000495 | 3'1/2 LONG ERS BOLT PART NO 75003 | ERS.NBW.A007 | ZSPR_ACT | ZSPR | NOS | 108 | 23220 | INR
0000 |  | 8600 | Stores & Services Circle,BBSR | 8601 | EHT Stores Division, BBSR | G102 | Stores Sub-Division,Mancheswar-BBSR | 3000000496 | 5/8 Lock washer part no. 3-206 | ERS.NBW.A008 | ZSPR_ACT | ZSPR | NOS | 296 | 13550.88 | INR
0000 |  | 8600 | Stores & Services Circle,BBSR | 8601 | EHT Stores Division, BBSR | G102 | Stores Sub-Division,Mancheswar-BBSR | 3000000497 | 30ft Gin pole part no. R-16289 | ERS.TNP.A001 | ZSPR_ACT | ZSPR | NOS | 2 | 5028257 | INR
0000 |  | 8600 | Stores & Services Circle,BBSR | 8601 | EHT Stores Division, BBSR | G102 | Stores Sub-Division,Mancheswar-BBSR | 3000000498 | ZIN POLE PIVOT ROLLER BASE | ERS.TNP.A002 | ZSPR_ACT | ZSPR | NOS | 4 | 835232 | INR
0000 |  | 8600 | Stores & Services Circle,BBSR | 8601 | EHT Stores Division, BBSR | G102 | Stores Sub-Division,Mancheswar-BBSR | 3000000499 | MARSH ANCHOR INSTALLATION TOOLS R14384-4 | ERS.TNP.A003 | ZSPR_ACT | ZSPR | NOS | 20 | 87640 | INR
0000 |  | 8600 | Stores & Services Circle,BBSR | 8601 | EHT Stores Division, BBSR | G102 | Stores Sub-Division,Mancheswar-BBSR | 3000000500 | WIRE ROPE THIMBLE-7950 | ERS.TNP.A004 | ZSPR_ACT | ZSPR | NOS | 222 | 95460 | INR
0000 |  | 8600 | Stores & Services Circle,BBSR | 8601 | EHT Stores Division, BBSR | G102 | Stores Sub-Division,Mancheswar-BBSR | 3000000501 | BIG ROPE ARMOUR ROD R14384-4 | ERS.TNP.A005 | ZSPR_ACT | ZSPR | NOS | 173 | 509485 | INR
0000 |  | 8600 | Stores & Services Circle,BBSR | 8601 | EHT Stores Division, BBSR | G102 | Stores Sub-Division,Mancheswar-BBSR | 3000000502 | CHAIN LINK 3405 | ERS.TNP.A006 | ZSPR_ACT | ZSPR | NOS | 96 | 110400 | INR
0000 |  | 8600 | Stores & Services Circle,BBSR | 8601 | EHT Stores Division, BBSR | G102 | Stores Sub-Division,Mancheswar-BBSR | 3000000503 | ANCHOR SHACKLE PART | ERS.TNP.A007 | ZSPR_ACT | ZSPR | NOS | 70 | 100520 | INR
0000 |  | 8600 | Stores & Services Circle,BBSR | 8601 | EHT Stores Division, BBSR | G102 | Stores Sub-Division,Mancheswar-BBSR | 3000000504 | 5/8 Polister Rope 600 Spool | ERS.TNP.A008 | ZSPR_ACT | ZSPR | NOS | 14 | 736627.92 | INR
0000 |  | 8600 | Stores & Services Circle,BBSR | 8601 | EHT Stores Division, BBSR | G102 | Stores Sub-Division,Mancheswar-BBSR | 3000000505 | Foundation stack (Crow bar 1.2mX1"D) | ERS.TNP.A009 | ZSPR_ACT | ZSPR | NOS | 13 | 55666 | INR
0000 |  | 8600 | Stores & Services Circle,BBSR | 8601 | EHT Stores Division, BBSR | G102 | Stores Sub-Division,Mancheswar-BBSR | 3000000506 | Six Ft Inch steel cable sling | ERS.TNP.A010 | ZSPR_ACT | ZSPR | NOS | 7 | 42279.3 | INR
0000 |  | 8600 | Stores & Services Circle,BBSR | 8601 | EHT Stores Division, BBSR | G102 | Stores Sub-Division,Mancheswar-BBSR | 3000000510 | Metal Stake 1.5M part no. R-14304 | ERS.TNP.A014 | ZSPR_ACT | ZSPR | NOS | 30 | 241861.5 | INR
0000 |  | 8600 | Stores & Services Circle,BBSR | 8601 | EHT Stores Division, BBSR | G102 | Stores Sub-Division,Mancheswar-BBSR | 3000000511 | Mantaray installation tools | ERS.TNP.A016 | ZSPR_ACT | ZSPR | NOS | 4 | 12717714.33 | INR
0000 |  | 8600 | Stores & Services Circle,BBSR | 8601 | EHT Stores Division, BBSR | G102 | Stores Sub-Division,Mancheswar-BBSR | 3000000512 | 12 inch adjustable Spanner wrench | ERS.TNP.A017 | ZSPR_ACT | ZSPR | NOS | 8 | 109550 | INR
0000 |  | 8600 | Stores & Services Circle,BBSR | 8601 | EHT Stores Division, BBSR | G102 | Stores Sub-Division,Mancheswar-BBSR | 3000000513 | Pulling EYE part no. R-14300 | ERS.TNP.A018 | ZSPR_ACT | ZSPR | NOS | 6 | 157839 | INR
0000 |  | 8600 | Stores & Services Circle,BBSR | 8601 | EHT Stores Division, BBSR | G102 | Stores Sub-Division,Mancheswar-BBSR | 3000000514 | 10Ft Metal Sling part no. R-14302 | ERS.TNP.A019 | ZSPR_ACT | ZSPR | NOS | 2 | 31180 | INR
0000 |  | 8600 | Stores & Services Circle,BBSR | 8601 | EHT Stores Division, BBSR | G102 | Stores Sub-Division,Mancheswar-BBSR | 3000000515 | 10Ft Nylon Sling part no. R-14303 | ERS.TNP.A020 | ZSPR_ACT | ZSPR | NOS | 2 | 28064 | INR
0000 |  | 8600 | Stores & Services Circle,BBSR | 8601 | EHT Stores Division, BBSR | G102 | Stores Sub-Division,Mancheswar-BBSR | 3000000516 | 3 Ton Chain Hoist part no. R-15107 | ERS.TNP.A021 | ZSPR_ACT | ZSPR | NOS | 1 | 85817.34 | INR
0000 |  | 8600 | Stores & Services Circle,BBSR | 8601 | EHT Stores Division, BBSR | G102 | Stores Sub-Division,Mancheswar-BBSR | 3000000517 | 12LB Sledge Hammer part no. R-15037 | ERS.TNP.A022 | ZSPR_ACT | ZSPR | NOS | 4 | 27925 | INR
0000 |  | 8600 | Stores & Services Circle,BBSR | 8601 | EHT Stores Division, BBSR | G102 | Stores Sub-Division,Mancheswar-BBSR | 3000000518 | Snatch Block part no. R-16780 | ERS.TNP.A023 | ZSPR_ACT | ZSPR | NOS | 19 | 491422.65 | INR
0000 |  | 8600 | Stores & Services Circle,BBSR | 8601 | EHT Stores Division, BBSR | G102 | Stores Sub-Division,Mancheswar-BBSR | 3000000519 | Marsh Anchor Installation Tool | ERS.TNP.A024 | ZSPR_ACT | ZSPR | NOS | 4 | 82083 | INR
0000 |  | 8600 | Stores & Services Circle,BBSR | 8601 | EHT Stores Division, BBSR | G102 | Stores Sub-Division,Mancheswar-BBSR | 3000000520 | 10 FT. EXTENSION ROD R 14384-3 | ERS.TWR.A001 | ZSPR_ACT | ZSPR | NOS | 5 | 58185 | INR
0000 |  | 8600 | Stores & Services Circle,BBSR | 8601 | EHT Stores Division, BBSR | G102 | Stores Sub-Division,Mancheswar-BBSR | 3000000521 | 5 FT. EXTENSION ROD R 14384-6 | ERS.TWR.A002 | ZSPR_ACT | ZSPR | NOS | 103 | 1151952 | INR
0000 |  | 8600 | Stores & Services Circle,BBSR | 8601 | EHT Stores Division, BBSR | G102 | Stores Sub-Division,Mancheswar-BBSR | 3000000522 | 14' COLUMN PART NO 7152 / PART NO 14304 | ERS.TWR.A003 | ZSPR_ACT | ZSPR | NOS | 4 | 1080432 | INR
0000 |  | 8600 | Stores & Services Circle,BBSR | 8601 | EHT Stores Division, BBSR | G102 | Stores Sub-Division,Mancheswar-BBSR | 3000000523 | 7' COLUMN PART NO 7153 | ERS.TWR.A004 | ZSPR_ACT | ZSPR | NOS | 6 | 1275114 | INR
0000 |  | 8600 | Stores & Services Circle,BBSR | 8601 | EHT Stores Division, BBSR | G102 | Stores Sub-Division,Mancheswar-BBSR | 3000000524 | BOX SECTION PART NO 7155 | ERS.TWR.A005 | ZSPR_ACT | ZSPR | NOS | 8 | 4113178 | INR
0000 |  | 8600 | Stores & Services Circle,BBSR | 8601 | EHT Stores Division, BBSR | G102 | Stores Sub-Division,Mancheswar-BBSR | 3000000525 | 35 Kip Turn Buckle Eye- Eye | ERS.TWR.A008 | ZSPR_ACT | ZSPR | NOS | 143 | 1654997.63 | INR
0000 |  | 8600 | Stores & Services Circle,BBSR | 8601 | EHT Stores Division, BBSR | G102 | Stores Sub-Division,Mancheswar-BBSR | 3000000529 | Triple Thimble EYE part no.R-16624-3 | ERS.TWR.A012 | ZSPR_ACT | ZSPR | NOS | 26 | 54777.06 | INR
0000 |  | 8600 | Stores & Services Circle,BBSR | 8601 | EHT Stores Division, BBSR | G102 | Stores Sub-Division,Mancheswar-BBSR | 3000000541 | 25 Kip Suspension Clamp W/SE & YCP | ERS.TWR.A024 | ZSPR_ACT | ZSPR | NOS | 5 | 63708.6 | INR
0000 |  | 8600 | Stores & Services Circle,BBSR | 8601 | EHT Stores Division, BBSR | G102 | Stores Sub-Division,Mancheswar-BBSR | 3000000544 | Guy plate part No.7158 | ERS.TWR.A027 | ZSPR_ACT | ZSPR | NOS | 114 | 10848038.91 | INR
0000 |  | 8600 | Stores & Services Circle,BBSR | 8601 | EHT Stores Division, BBSR | G102 | Stores Sub-Division,Mancheswar-BBSR | 3000000545 | Guy plate 45/45 PART NO 7157 | ERS.TWR.A028 | ZSPR_ACT | ZSPR | NOS | 94 | 10353107.58 | INR
0000 |  | 8600 | Stores & Services Circle,BBSR | 8601 | EHT Stores Division, BBSR | G102 | Stores Sub-Division,Mancheswar-BBSR | 3000000549 | Rigid / Gimbal joint part no. 7424 | ERS.TWR.A033 | ZSPR_ACT | ZSPR | NOS | 4 | 4390488 | INR
0000 |  | 8600 | Stores & Services Circle,BBSR | 8601 | EHT Stores Division, BBSR | G102 | Stores Sub-Division,Mancheswar-BBSR | 3000000550 | 27 Kip Strain Clamp W/SE & YCP | ERS.TWR.A034 | ZSPR_ACT | ZSPR | NOS | 74 | 2172261.86 | INR
0000 |  | 8600 | Stores & Services Circle,BBSR | 8601 | EHT Stores Division, BBSR | G102 | Stores Sub-Division,Mancheswar-BBSR | 3000000551 | 15 Kip OHGW Strain Clamp W/SE & YCP | ERS.TWR.A035 | ZSPR_ACT | ZSPR | NOS | 15 | 200146.95 | INR
0000 |  | 8600 | Stores & Services Circle,BBSR | 8601 | EHT Stores Division, BBSR | G102 | Stores Sub-Division,Mancheswar-BBSR | 3000000552 | 25 Kip RTL. Poly Suspension Insulator | ERS.TWR.A036 | ZSPR_ACT | ZSPR | NOS | 81 | 4407278.04 | INR
0000 |  | 8600 | Stores & Services Circle,BBSR | 8601 | EHT Stores Division, BBSR | G102 | Stores Sub-Division,Mancheswar-BBSR | 3000000553 | Hot End CoronaRing Suspension Insulator | ERS.TWR.A037 | ZSPR_ACT | ZSPR | NOS | 32 | 327934.08 | INR
0000 |  | 8600 | Stores & Services Circle,BBSR | 8601 | EHT Stores Division, BBSR | G102 | Stores Sub-Division,Mancheswar-BBSR | 3000000554 | 220KV Poly Station Post Insulator | ERS.TWR.A038 | ZSPR_ACT | ZSPR | NOS | 118 | 13902729.04 | INR
0000 |  | 8600 | Stores & Services Circle,BBSR | 8601 | EHT Stores Division, BBSR | G102 | Stores Sub-Division,Mancheswar-BBSR | 3000000555 | End Cap Adaptor part no. R-10850 | ERS.TWR.A039 | ZSPR_ACT | ZSPR | NOS | 72 | 790776 | INR
0000 |  | 8600 | Stores & Services Circle,BBSR | 8601 | EHT Stores Division, BBSR | G102 | Stores Sub-Division,Mancheswar-BBSR | 3000000556 | ERS Washer. | ERS.TWR.A040 | ZSPR_ACT | ZSPR | NOS | 511 | 12718.79 | INR
0000 |  | 8600 | Stores & Services Circle,BBSR | 8601 | EHT Stores Division, BBSR | G102 | Stores Sub-Division,Mancheswar-BBSR | 3000000557 | 30 KIP Guy Strain Insulator 100 in. long | ERS.TWR.A041 | ZSPR_ACT | ZSPR | NOS | 10 | 118543.2 | INR
0000 |  | 8600 | Stores & Services Circle,BBSR | 8601 | EHT Stores Division, BBSR | G102 | Stores Sub-Division,Mancheswar-BBSR | 3000000558 | MR-120 KIP Manta Ray Anchor | ERS.TWR.A042 | ZSPR_ACT | ZSPR | NOS | 101 | 1078124.5 | INR
0000 |  | 8600 | Stores & Services Circle,BBSR | 8601 | EHT Stores Division, BBSR | G102 | Stores Sub-Division,Mancheswar-BBSR | 3000000559 | 7Ft rod for Mantaray Anchor. | ERS.TWR.A043 | ZSPR_ACT | ZSPR | NOS | 5 | 46209 | INR
0000 |  | 8600 | Stores & Services Circle,BBSR | 8601 | EHT Stores Division, BBSR | G102 | Stores Sub-Division,Mancheswar-BBSR | 3000000560 | 10 Ft. Rod part no. R-14384-3 | ERS.TWR.A044 | ZSPR_ACT | ZSPR | NOS | 40 | 1224216 | INR
0000 |  | 8600 | Stores & Services Circle,BBSR | 8601 | EHT Stores Division, BBSR | G102 | Stores Sub-Division,Mancheswar-BBSR | 3000000561 | 9/16-19 EHS Guy wire X 2000Mtrs | ERS.TWR.A045 | ZSPR_ACT | ZSPR | KM | 2.217 | 2000098.01 | INR
0000 |  | 8600 | Stores & Services Circle,BBSR | 8601 | EHT Stores Division, BBSR | G102 | Stores Sub-Division,Mancheswar-BBSR | 3000000574 | EARTHING DEVICE | ERTH.DEVICE.A001 | ZSPR_ACT | ZSPR | NOS | 1 | 4965.26 | INR
0000 |  | 8600 | Stores & Services Circle,BBSR | 8601 | EHT Stores Division, BBSR | G102 | Stores Sub-Division,Mancheswar-BBSR | 3000000583 | 75 X 10 MM GI EARTH FLAT in KG | ERTH.FLAT.GI.A006 | ZSPR_ACT | ZSPR | KG | 631.19 | 53440.81 | INR
0000 |  | 8600 | Stores & Services Circle,BBSR | 8601 | EHT Stores Division, BBSR | G104 | Stores Sub Division, Meramundali | 3000000592 | 50 MM GI PERFORATED EARTHING PIPE | ERTH.PIPE.GI.A005 | ZSPR_SUP | ZSPR | NOS | 2 | 2700 | INR
0000 |  | 8600 | Stores & Services Circle,BBSR | 8601 | EHT Stores Division, BBSR | G102 | Stores Sub-Division,Mancheswar-BBSR | 3000000598 | 50 MM GI SPIKE EARTHING PIPE | ERTH.PIPE.GI.C005 | ZSPR_ACT | ZSPR | NOS | 1 | 4000 | INR
0000 |  | 8600 | Stores & Services Circle,BBSR | 8601 | EHT Stores Division, BBSR | G104 | Stores Sub Division, Meramundali | 3000000613 | MID SPAN JOINT FOR 7/3.15MM EARTH WIRE | EW.ACCES.A002 | ZSPR_ACT | ZSPR | NOS | 221 | 20815.99 | INR
0000 |  | 8600 | Stores & Services Circle,BBSR | 8601 | EHT Stores Division, BBSR | G102 | Stores Sub-Division,Mancheswar-BBSR | 3000000616 | VD FOR 7/3.15MM GI EARTHWIRE | EW.ACCES.B002 | ZSPR_ACT | ZSPR | NOS | 854 | 334042.1 | INR
0000 |  | 8600 | Stores & Services Circle,BBSR | 8601 | EHT Stores Division, BBSR | G102 | Stores Sub-Division,Mancheswar-BBSR | 3000000618 | REPAIR SLEEVE FOR 7/3.15 MM EARTH WIRE | EW.ACCES.C002 | ZSPR_ACT | ZSPR | NOS | 26 | 10944.96 | INR
0000 |  | 8600 | Stores & Services Circle,BBSR | 8601 | EHT Stores Division, BBSR | G102 | Stores Sub-Division,Mancheswar-BBSR | 3000000740 | DS HARDWARE FITTING ACSR ZEBRA | HWF.DS.A003 | ZSPR_ACT | ZSPR | NOS | 488 | 2913303.47 | INR
0000 |  | 8600 | Stores & Services Circle,BBSR | 8601 | EHT Stores Division, BBSR | G102 | Stores Sub-Division,Mancheswar-BBSR | 3000000741 | DS HARDWARE FITTING ACSR MOOSE | HWF.DS.A004 | ZSPR_ACT | ZSPR | NOS | 201 | 1150797.88 | INR
0000 |  | 8600 | Stores & Services Circle,BBSR | 8601 | EHT Stores Division, BBSR | G103 | Stores Sub-Division, Choudwar | 3000000743 | DS HWF FOR AAAC PANTHER CONDUCTOR | HWF.DS.A009 | ZSPR_ACT | ZSPR | NOS | 8 | 27319.98 | INR
0000 |  | 8600 | Stores & Services Circle,BBSR | 8601 | EHT Stores Division, BBSR | G102 | Stores Sub-Division,Mancheswar-BBSR | 3000000743 | DS HWF FOR AAAC PANTHER CONDUCTOR | HWF.DS.A009 | ZSPR_ACT | ZSPR | NOS | 314 | 1072309.22 | INR
0000 |  | 8600 | Stores & Services Circle,BBSR | 8601 | EHT Stores Division, BBSR | G103 | Stores Sub-Division, Choudwar | 3000000744 | DS HARDWARE FITTING AAAC ZEBRA | HWF.DS.A010 | ZSPR_ACT | ZSPR | NOS | 19 | 88862.97 | INR
0000 |  | 8600 | Stores & Services Circle,BBSR | 8601 | EHT Stores Division, BBSR | G102 | Stores Sub-Division,Mancheswar-BBSR | 3000000744 | DS HARDWARE FITTING AAAC ZEBRA | HWF.DS.A010 | ZSPR_ACT | ZSPR | NOS | 15 | 70154.97 | INR
0000 |  | 8600 | Stores & Services Circle,BBSR | 8601 | EHT Stores Division, BBSR | G102 | Stores Sub-Division,Mancheswar-BBSR | 3000000745 | DS HARDWARE FITTING AAAC MOOSE | HWF.DS.A011 | ZSPR_ACT | ZSPR | NOS | 62 | 342183.58 | INR
0000 |  | 8600 | Stores & Services Circle,BBSR | 8601 | EHT Stores Division, BBSR | G103 | Stores Sub-Division, Choudwar | 3000000747 | DS HWF AGS FOR AAAC TWIN MOOSE CONDUCTOR | HWF.DS.A013 | ZSPR_ACT | ZSPR | NOS | 9 | 65439.63 | INR
0000 |  | 8600 | Stores & Services Circle,BBSR | 8601 | EHT Stores Division, BBSR | G102 | Stores Sub-Division,Mancheswar-BBSR | 3000000747 | DS HWF AGS FOR AAAC TWIN MOOSE CONDUCTOR | HWF.DS.A013 | ZSPR_ACT | ZSPR | NOS | 80 | 581685.6 | INR
0000 |  | 8600 | Stores & Services Circle,BBSR | 8601 | EHT Stores Division, BBSR | G104 | Stores Sub Division, Meramundali | 3000000748 | DS HWF AGS for 90 KN insulator | HWF.DS.A016 | ZSPR_ACT | ZSPR | SET | 175 | 537162.5 | INR
0000 |  | 8600 | Stores & Services Circle,BBSR | 8601 | EHT Stores Division, BBSR | G102 | Stores Sub-Division,Mancheswar-BBSR | 3000000748 | DS HWF AGS for 90 KN insulator | HWF.DS.A016 | ZSPR_ACT | ZSPR | SET | 175 | 537162.5 | INR
0000 |  | 8600 | Stores & Services Circle,BBSR | 8601 | EHT Stores Division, BBSR | G103 | Stores Sub-Division, Choudwar | 3000000748 | DS HWF AGS for 90 KN insulator | HWF.DS.A016 | ZSPR_ACT | ZSPR | SET | 114 | 349923 | INR
0000 |  | 8600 | Stores & Services Circle,BBSR | 8601 | EHT Stores Division, BBSR | G102 | Stores Sub-Division,Mancheswar-BBSR | 3000000749 | DS HWF OF AGS FOR ACSR ZEBRA CONDUCTOR | HWF.DS.A017 | ZSPR_ACT | ZSPR | SET | 49 | 497448.08 | INR
0000 |  | 8600 | Stores & Services Circle,BBSR | 8601 | EHT Stores Division, BBSR | G102 | Stores Sub-Division,Mancheswar-BBSR | 3000000750 | DS HWF AGS FOR ACSR TWIN MOOSE CONDUCTOR | HWF.DS.A018 | ZSPR_ACT | ZSPR | SET | 64 | 306850.56 | INR
0000 |  | 8600 | Stores & Services Circle,BBSR | 8601 | EHT Stores Division, BBSR | G102 | Stores Sub-Division,Mancheswar-BBSR | 3000000800 | DT HARDWARE FITTING ACSR ZEBRA | HWF.DT.A003 | ZSPR_ACT | ZSPR | NOS | 19 | 110842.63 | INR
0000 |  | 8600 | Stores & Services Circle,BBSR | 8601 | EHT Stores Division, BBSR | G102 | Stores Sub-Division,Mancheswar-BBSR | 3000000801 | DT HARDWARE FITTING ACSR MOOSE | HWF.DT.A004 | ZSPR_ACT | ZSPR | NOS | 293 | 1822301.78 | INR
0000 |  | 8600 | Stores & Services Circle,BBSR | 8601 | EHT Stores Division, BBSR | G103 | Stores Sub-Division, Choudwar | 3000000804 | DT HARDWARE FITTING AAAC PANTHER | HWF.DT.A009 | ZSPR_ACT | ZSPR | NOS | 11 | 34509.53 | INR
0000 |  | 8600 | Stores & Services Circle,BBSR | 8601 | EHT Stores Division, BBSR | G102 | Stores Sub-Division,Mancheswar-BBSR | 3000000804 | DT HARDWARE FITTING AAAC PANTHER | HWF.DT.A009 | ZSPR_ACT | ZSPR | NOS | 187 | 586662.01 | INR
0000 |  | 8600 | Stores & Services Circle,BBSR | 8601 | EHT Stores Division, BBSR | G104 | Stores Sub Division, Meramundali | 3000000805 | DT HARDWARE FITTING AAAC ZEBRA | HWF.DT.A010 | ZSPR_ACT | ZSPR | NOS | 40 | 141993.08 | INR
0000 |  | 8600 | Stores & Services Circle,BBSR | 8601 | EHT Stores Division, BBSR | G103 | Stores Sub-Division, Choudwar | 3000000805 | DT HARDWARE FITTING AAAC ZEBRA | HWF.DT.A010 | ZSPR_ACT | ZSPR | NOS | 35 | 124243.94 | INR
0000 |  | 8600 | Stores & Services Circle,BBSR | 8601 | EHT Stores Division, BBSR | G102 | Stores Sub-Division,Mancheswar-BBSR | 3000000805 | DT HARDWARE FITTING AAAC ZEBRA | HWF.DT.A010 | ZSPR_ACT | ZSPR | NOS | 93 | 330133.91 | INR
0000 |  | 8600 | Stores & Services Circle,BBSR | 8601 | EHT Stores Division, BBSR | G102 | Stores Sub-Division,Mancheswar-BBSR | 3000000806 | DT HARDWARE FITTING AAAC MOOSE | HWF.DT.A011 | ZSPR_ACT | ZSPR | NOS | 208 | 877445.92 | INR
0000 |  | 8600 | Stores & Services Circle,BBSR | 8601 | EHT Stores Division, BBSR | G102 | Stores Sub-Division,Mancheswar-BBSR | 3000000807 | DT HWF FOR AAAC TWIN MOOSE | HWF.DT.A013 | ZSPR_ACT | ZSPR | NOS | 6 | 35680.2 | INR
0000 |  | 8600 | Stores & Services Circle,BBSR | 8601 | EHT Stores Division, BBSR | G103 | Stores Sub-Division, Choudwar | 3000000807 | DT HWF FOR AAAC TWIN MOOSE | HWF.DT.A013 | ZSPR_ACT | ZSPR | NOS | 12 | 71360.4 | INR
0000 |  | 8600 | Stores & Services Circle,BBSR | 8601 | EHT Stores Division, BBSR | G102 | Stores Sub-Division,Mancheswar-BBSR | 3000000824 | SUSPENSION CLAMP FOR 7/3.15MM EARTHWIRE | HWF.SC.EW.A002 | ZSPR_ACT | ZSPR | NOS | 107 | 34145.84 | INR
0000 |  | 8600 | Stores & Services Circle,BBSR | 8601 | EHT Stores Division, BBSR | G103 | Stores Sub-Division, Choudwar | 3000000846 | SS HARDWARE FITTING ACSR PANTHER | HWF.SS.A002 | ZSPR_ACT | ZSPR | NOS | 64 | 105083.52 | INR
0000 |  | 8600 | Stores & Services Circle,BBSR | 8601 | EHT Stores Division, BBSR | G102 | Stores Sub-Division,Mancheswar-BBSR | 3000000847 | SS HARDWARE FITTING ACSR ZEBRA | HWF.SS.A003 | ZSPR_ACT | ZSPR | NOS | 214 | 852100.79 | INR
0000 |  | 8600 | Stores & Services Circle,BBSR | 8601 | EHT Stores Division, BBSR | G103 | Stores Sub-Division, Choudwar | 3000000847 | SS HARDWARE FITTING ACSR ZEBRA | HWF.SS.A003 | ZSPR_ACT | ZSPR | NOS | 41 | 163252.96 | INR
0000 |  | 8600 | Stores & Services Circle,BBSR | 8601 | EHT Stores Division, BBSR | G102 | Stores Sub-Division,Mancheswar-BBSR | 3000000853 | SS HWF FOR AAAC MOOSE | HWF.SS.A011 | ZSPR_ACT | ZSPR | NOS | 64 | 221203.84 | INR
0000 |  | 8600 | Stores & Services Circle,BBSR | 8601 | EHT Stores Division, BBSR | G103 | Stores Sub-Division, Choudwar | 3000000853 | SS HWF FOR AAAC MOOSE | HWF.SS.A011 | ZSPR_ACT | ZSPR | NOS | 48 | 165902.88 | INR
0000 |  | 8600 | Stores & Services Circle,BBSR | 8601 | EHT Stores Division, BBSR | G102 | Stores Sub-Division,Mancheswar-BBSR | 3000000855 | SS HWF FOR AAAC TWIN MOOSE CONDUCTOR | HWF.SS.A013 | ZSPR_ACT | ZSPR | NOS | 51 | 285059.91 | INR
0000 |  | 8600 | Stores & Services Circle,BBSR | 8601 | EHT Stores Division, BBSR | G102 | Stores Sub-Division,Mancheswar-BBSR | 3000000857 | SS HWF AGS type for 90 KN insulator | HWF.SS.A016 | ZSPR_ACT | ZSPR | NOS | 209 | 683342.22 | INR
0000 |  | 8600 | Stores & Services Circle,BBSR | 8601 | EHT Stores Division, BBSR | G104 | Stores Sub Division, Meramundali | 3000000858 | SS HWF AGS TYPE FOR ACSR ZEBRA | HWF.SS.A017 | ZSPR_ACT | ZSPR | SET | 476 | 1110688.88 | INR
0000 |  | 8600 | Stores & Services Circle,BBSR | 8601 | EHT Stores Division, BBSR | G102 | Stores Sub-Division,Mancheswar-BBSR | 3000000858 | SS HWF AGS TYPE FOR ACSR ZEBRA | HWF.SS.A017 | ZSPR_ACT | ZSPR | SET | 4 | 9333.52 | INR
0000 |  | 8600 | Stores & Services Circle,BBSR | 8601 | EHT Stores Division, BBSR | G102 | Stores Sub-Division,Mancheswar-BBSR | 3000000859 | SS HWF AGS TYPE FOR ACSR MOOSE | HWF.SS.A018 | ZSPR_ACT | ZSPR | SET | 71 | 291565.05 | INR
0000 |  | 8600 | Stores & Services Circle,BBSR | 8601 | EHT Stores Division, BBSR | G103 | Stores Sub-Division, Choudwar | 3000000860 | SS HWF AGS TYPE FOR AAAC ZEBRA | HWF.SS.A020 | ZSPR_ACT | ZSPR | SET | 38 | 102308.16 | INR
0000 |  | 8600 | Stores & Services Circle,BBSR | 8601 | EHT Stores Division, BBSR | G103 | Stores Sub-Division, Choudwar | 3000000884 | ST HARDWARE FITTING AAAC ZEBRA | HWF.ST.A010 | ZSPR_ACT | ZSPR | NOS | 11 | 26919.97 | INR
0000 |  | 8600 | Stores & Services Circle,BBSR | 8601 | EHT Stores Division, BBSR | G103 | Stores Sub-Division, Choudwar | 3000000885 | ST HWF ACSR S. MOOSE W/O TB | HWF.ST.A011 | ZSPR_ACT | ZSPR | NOS | 26 | 97477.12 | INR
0000 |  | 8600 | Stores & Services Circle,BBSR | 8601 | EHT Stores Division, BBSR | G102 | Stores Sub-Division,Mancheswar-BBSR | 3000000886 | ST HWF ACSR S. MOOSE With TB | HWF.ST.A013 | ZSPR_ACT | ZSPR | NOS | 50 | 199056.5 | INR
0000 |  | 8600 | Stores & Services Circle,BBSR | 8601 | EHT Stores Division, BBSR | G102 | Stores Sub-Division,Mancheswar-BBSR | 3000000909 | U CLAMP | HWF.UC.EW.A002 | ZSPR_ACT | ZSPR | NOS | 8 | 1047.76 | INR
0000 |  | 8600 | Stores & Services Circle,BBSR | 8601 | EHT Stores Division, BBSR | G104 | Stores Sub Division, Meramundali | 3000000931 | 90KN ANTIFOG DISC INSULATOR | INS.AF.DISC.B002 | ZSPR_ACT | ZSPR | NOS | 1036 | 906220.28 | INR
0000 |  | 8600 | Stores & Services Circle,BBSR | 8601 | EHT Stores Division, BBSR | G102 | Stores Sub-Division,Mancheswar-BBSR | 3000000931 | 90KN ANTIFOG DISC INSULATOR | INS.AF.DISC.B002 | ZSPR_ACT | ZSPR | NOS | 202 | 176695.46 | INR
0000 |  | 8600 | Stores & Services Circle,BBSR | 8601 | EHT Stores Division, BBSR | G102 | Stores Sub-Division,Mancheswar-BBSR | 3000000933 | 160KN ANTIFOG DISC INSULATOR | INS.AF.DISC.B004 | ZSPR_ACT | ZSPR | NOS | 1468 | 1383810.2 | INR
0000 |  | 8600 | Stores & Services Circle,BBSR | 8601 | EHT Stores Division, BBSR | G103 | Stores Sub-Division, Choudwar | 3000000933 | 160KN ANTIFOG DISC INSULATOR | INS.AF.DISC.B004 | ZSPR_ACT | ZSPR | NOS | 16 | 15082.4 | INR
0000 |  | 8600 | Stores & Services Circle,BBSR | 8601 | EHT Stores Division, BBSR | G103 | Stores Sub-Division, Choudwar | 3000000943 | 33 KV Bus Post Insulator | INS.POR.BPI.C001 | ZSPR_SUP | ZSPR | NOS | 21 | 38258.22 | INR
0000 |  | 8600 | Stores & Services Circle,BBSR | 8601 | EHT Stores Division, BBSR | G102 | Stores Sub-Division,Mancheswar-BBSR | 3000000944 | 132 KV BUS POST INSULATORS | INS.POR.BPI.D001 | ZSPR_ACT | ZSPR | NOS | 85 | 949567.3 | INR
0000 |  | 8600 | Stores & Services Circle,BBSR | 8601 | EHT Stores Division, BBSR | G102 | Stores Sub-Division,Mancheswar-BBSR | 3000000944 | 132 KV BUS POST INSULATORS | INS.POR.BPI.D001 | ZSPR_SCRAP | ZSPR | NOS | 23 | 256941.74 | INR
0000 |  | 8600 | Stores & Services Circle,BBSR | 8601 | EHT Stores Division, BBSR | G103 | Stores Sub-Division, Choudwar | 3000000944 | 132 KV BUS POST INSULATORS | INS.POR.BPI.D001 | ZSPR_SUP | ZSPR | NOS | 8 | 89371.04 | INR
0000 |  | 8600 | Stores & Services Circle,BBSR | 8601 | EHT Stores Division, BBSR | G104 | Stores Sub Division, Meramundali | 3000000945 | 220KV Bus Post Insulator | INS.POR.BPI.E001 | ZSPR_ACT | ZSPR | NOS | 95 | 735919.34 | INR
0000 |  | 8600 | Stores & Services Circle,BBSR | 8601 | EHT Stores Division, BBSR | G102 | Stores Sub-Division,Mancheswar-BBSR | 3000000945 | 220KV Bus Post Insulator | INS.POR.BPI.E001 | ZSPR_ACT | ZSPR | NOS | 24 | 185916.46 | INR
0000 |  | 8600 | Stores & Services Circle,BBSR | 8601 | EHT Stores Division, BBSR | G102 | Stores Sub-Division,Mancheswar-BBSR | 3000000945 | 220KV Bus Post Insulator | INS.POR.BPI.E001 | ZSPR_SCRAP | ZSPR | NOS | 2 | 15493.04 | INR
0000 |  | 8600 | Stores & Services Circle,BBSR | 8601 | EHT Stores Division, BBSR | G103 | Stores Sub-Division, Choudwar | 3000000945 | 220KV Bus Post Insulator | INS.POR.BPI.E001 | ZSPR_SUP | ZSPR | NOS | 520 | 3705876 | INR
0000 |  | 8600 | Stores & Services Circle,BBSR | 8601 | EHT Stores Division, BBSR | G102 | Stores Sub-Division,Mancheswar-BBSR | 3000000946 | 70KN PORCELAIN DISC INSULATOR | INS.POR.DISC.B001 | ZSPR_ACT | ZSPR | NOS | 865 | 670591.25 | INR
0000 |  | 8600 | Stores & Services Circle,BBSR | 8601 | EHT Stores Division, BBSR | G104 | Stores Sub Division, Meramundali | 3000000947 | 90KN PORCELAIN DISC INSULATOR | INS.POR.DISC.B002 | ZSPR_SUP | ZSPR | NOS | 1986 | 1003446.36 | INR
0000 |  | 8600 | Stores & Services Circle,BBSR | 8601 | EHT Stores Division, BBSR | G102 | Stores Sub-Division,Mancheswar-BBSR | 3000000947 | 90KN PORCELAIN DISC INSULATOR | INS.POR.DISC.B002 | ZSPR_ACT | ZSPR | NOS | 482 | 243535.32 | INR
0000 |  | 8600 | Stores & Services Circle,BBSR | 8601 | EHT Stores Division, BBSR | G102 | Stores Sub-Division,Mancheswar-BBSR | 3000000950 | 160KN 220 KV PORCELAIN LONG ROD INSULATO | INS.POR.LR.B004 | ZSPR_ACT | ZSPR | NOS | 164 | 2811513.98 | INR
0000 |  | 8600 | Stores & Services Circle,BBSR | 8601 | EHT Stores Division, BBSR | G102 | Stores Sub-Division,Mancheswar-BBSR | 3000000953 | 90KN 220KV PORCELAIN LONG ROD | INS.POR.LR.B001 | ZSPR_ACT | ZSPR | NOS | 12 | 156486.02 | INR
0000 |  | 8600 | Stores & Services Circle,BBSR | 8601 | EHT Stores Division, BBSR | G103 | Stores Sub-Division, Choudwar | 3000000953 | 90KN 220KV PORCELAIN LONG ROD | INS.POR.LR.B001 | ZSPR_ACT | ZSPR | NOS | 586 | 7641733.8 | INR
0000 |  | 8600 | Stores & Services Circle,BBSR | 8601 | EHT Stores Division, BBSR | G104 | Stores Sub Division, Meramundali | 3000000953 | 90KN 220KV PORCELAIN LONG ROD | INS.POR.LR.B001 | ZSPR_ACT | ZSPR | NOS | 396 | 5164038.54 | INR
0000 |  | 8600 | Stores & Services Circle,BBSR | 8601 | EHT Stores Division, BBSR | G104 | Stores Sub Division, Meramundali | 3000000953 | 90KN 220KV PORCELAIN LONG ROD | INS.POR.LR.B001 | ZSPR_SUP | ZSPR | NOS | 602 | 7912573.62 | INR
0000 |  | 8600 | Stores & Services Circle,BBSR | 8601 | EHT Stores Division, BBSR | G103 | Stores Sub-Division, Choudwar | 3000000954 | 132KV LR 90KN PORCELAIN INSULATOR | INS.POR.LR.D002 | ZSPR_ACT | ZSPR | NOS | 14 | 126265.05 | INR
0000 |  | 8600 | Stores & Services Circle,BBSR | 8601 | EHT Stores Division, BBSR | G104 | Stores Sub Division, Meramundali | 3000000954 | 132KV LR 90KN PORCELAIN INSULATOR | INS.POR.LR.D002 | ZSPR_ACT | ZSPR | NOS | 193 | 1740653.94 | INR
0000 |  | 8600 | Stores & Services Circle,BBSR | 8601 | EHT Stores Division, BBSR | G102 | Stores Sub-Division,Mancheswar-BBSR | 3000000955 | 120KN 132 KV PORCELAIN LONG ROD | INS.POR.LR.D003 | ZSPR_ACT | ZSPR | NOS | 10 | 108846.83 | INR
0000 |  | 8600 | Stores & Services Circle,BBSR | 8601 | EHT Stores Division, BBSR | G103 | Stores Sub-Division, Choudwar | 3000000956 | 120KN 220 KV PORCELAIN LONG ROD | INS.POR.LR.E003 | ZSPR_ACT | ZSPR | NOS | 133 | 1794158.84 | INR
0000 |  | 8600 | Stores & Services Circle,BBSR | 8601 | EHT Stores Division, BBSR | G104 | Stores Sub Division, Meramundali | 3000000956 | 120KN 220 KV PORCELAIN LONG ROD | INS.POR.LR.E003 | ZSPR_ACT | ZSPR | NOS | 181 | 2441674.81 | INR
0000 |  | 8600 | Stores & Services Circle,BBSR | 8601 | EHT Stores Division, BBSR | G102 | Stores Sub-Division,Mancheswar-BBSR | 3000000956 | 120KN 220 KV PORCELAIN LONG ROD | INS.POR.LR.E003 | ZSPR_ACT | ZSPR | NOS | 24 | 323757.99 | INR
0000 |  | 8600 | Stores & Services Circle,BBSR | 8601 | EHT Stores Division, BBSR | G104 | Stores Sub Division, Meramundali | 3000000957 | 160KN 132 KV PORCELAIN LONG ROD | INS.POR.LR.E004 | ZSPR_ACT | ZSPR | NOS | 525 | 9000273.41 | INR
0000 |  | 8600 | Stores & Services Circle,BBSR | 8601 | EHT Stores Division, BBSR | G103 | Stores Sub-Division, Choudwar | 3000000957 | 160KN 132 KV PORCELAIN LONG ROD | INS.POR.LR.E004 | ZSPR_ACT | ZSPR | NOS | 889 | 15240462.96 | INR
0000 |  | 8600 | Stores & Services Circle,BBSR | 8601 | EHT Stores Division, BBSR | G102 | Stores Sub-Division,Mancheswar-BBSR | 3000000957 | 160KN 132 KV PORCELAIN LONG ROD | INS.POR.LR.E004 | ZSPR_ACT | ZSPR | NOS | 184 | 3154381.54 | INR
0000 |  | 8600 | Stores & Services Circle,BBSR | 8601 | EHT Stores Division, BBSR | G103 | Stores Sub-Division, Choudwar | 3000000960 | 90KN 132KV SILICON RUBBER LR INSULATOR | INS.S.RUBBERLR.D001 | ZSPR_ACT | ZSPR | NOS | 4 | 10785.2 | INR
0000 |  | 8600 | Stores & Services Circle,BBSR | 8601 | EHT Stores Division, BBSR | G102 | Stores Sub-Division,Mancheswar-BBSR | 3000000961 | 120KN 132 KV SILICON RUBBER LR INSULATOR | INS.S.RUBBERLR.D002 | ZSPR_ACT | ZSPR | NOS | 5 | 14519.9 | INR
0000 |  | 8600 | Stores & Services Circle,BBSR | 8601 | EHT Stores Division, BBSR | G103 | Stores Sub-Division, Choudwar | 3000000961 | 120KN 132 KV SILICON RUBBER LR INSULATOR | INS.S.RUBBERLR.D002 | ZSPR_ACT | ZSPR | NOS | 4 | 11615.92 | INR
0000 |  | 8600 | Stores & Services Circle,BBSR | 8601 | EHT Stores Division, BBSR | G102 | Stores Sub-Division,Mancheswar-BBSR | 3000000962 | 220KV 90KN Silicon Rubber LR Insulator. | INS.S.RUBBERLR.E001 | ZSPR_ACT | ZSPR | NOS | 165 | 787804.88 | INR
0000 |  | 8600 | Stores & Services Circle,BBSR | 8601 | EHT Stores Division, BBSR | G103 | Stores Sub-Division, Choudwar | 3000000962 | 220KV 90KN Silicon Rubber LR Insulator. | INS.S.RUBBERLR.E001 | ZSPR_ACT | ZSPR | NOS | 225 | 1074279.37 | INR
0000 |  | 8600 | Stores & Services Circle,BBSR | 8601 | EHT Stores Division, BBSR | G103 | Stores Sub-Division, Choudwar | 3000000963 | 220KV 160KN Silicon Rubber LR Insulator. | INS.S.RUBBERLR.E002 | ZSPR_ACT | ZSPR | NOS | 300 | 1717267.5 | INR
0000 |  | 8600 | Stores & Services Circle,BBSR | 8601 | EHT Stores Division, BBSR | G102 | Stores Sub-Division,Mancheswar-BBSR | 3000001002 | EMPTY Tfr OIL BARREL | MISC.EMPTYBRL.A001 | ZSPR_ACT | ZSPR | NOS | 220 | 220 | INR
0000 |  | 8600 | Stores & Services Circle,BBSR | 8601 | EHT Stores Division, BBSR | G103 | Stores Sub-Division, Choudwar | 3000001005 | FIRE ALARAM BELL | MISC.F.ALRMBELL.A001 | ZSPR_ACT | ZSPR | NOS | 27 | 439062.66 | INR
0000 |  | 8600 | Stores & Services Circle,BBSR | 8601 | EHT Stores Division, BBSR | G104 | Stores Sub Division, Meramundali | 3000001013 | GROUND SWITCH ROLLER | MISC.G.ROLLER.A001 | ZSPR_ACT | ZSPR | NOS | 8 | 640 | INR
0000 |  | 8600 | Stores & Services Circle,BBSR | 8601 | EHT Stores Division, BBSR | G103 | Stores Sub-Division, Choudwar | 3000001082 | METALLIC TAPE 3 METER | MISC.TAPE.B001 | ZSPR_SUP | ZSPR | NOS | 1 | 31 | INR
0000 |  | 8600 | Stores & Services Circle,BBSR | 8601 | EHT Stores Division, BBSR | G103 | Stores Sub-Division, Choudwar | 3000001083 | METALLIC TAPE 30 METER | MISC.TAPE.B002 | ZSPR_SUP | ZSPR | NOS | 1 | 187 | INR
0000 |  | 8600 | Stores & Services Circle,BBSR | 8601 | EHT Stores Division, BBSR | G102 | Stores Sub-Division,Mancheswar-BBSR | 3000001092 | 2KVA Constant Voltage Tfr (CVT) | MISC.TEL.CVT.A002 | ZSPR_SCRAP | ZSPR | NOS | 1 | 0.01 | INR
0000 |  | 8600 | Stores & Services Circle,BBSR | 8601 | EHT Stores Division, BBSR | G104 | Stores Sub Division, Meramundali | 3000001094 | NEW EHV GRADE Napthelin based Tfr OIL | MISC.TFROIL.A001 | ZSPR_ACT | ZSPR | L | 25 | 33.88 | INR
0000 |  | 8600 | Stores & Services Circle,BBSR | 8601 | EHT Stores Division, BBSR | G102 | Stores Sub-Division,Mancheswar-BBSR | 3000001105 | 0.2s ACCURACY CLASS AEM WITH ACCESSORIES | MTR.0.2S.AEM.A001 | ZSPR_ACT | ZSPR | NOS | 38 | 3845030 | INR
0000 |  | 8600 | Stores & Services Circle,BBSR | 8601 | EHT Stores Division, BBSR | G102 | Stores Sub-Division,Mancheswar-BBSR | 3000001116 | 3 PHASE 3 WIRE 110VOLT 1AMP APEX METER | MTR.APEX.A001 | ZSPR_SCRAP | ZSPR | NOS | 15 | 1167901.05 | INR
0000 |  | 8600 | Stores & Services Circle,BBSR | 8601 | EHT Stores Division, BBSR | G102 | Stores Sub-Division,Mancheswar-BBSR | 3000001117 | Seal Tracking software for Apex Meter. | MTR.APEX.B001 | ZSPR_ACT | ZSPR | NOS | 21 | 6.09 | INR
0000 |  | 8600 | Stores & Services Circle,BBSR | 8601 | EHT Stores Division, BBSR | G102 | Stores Sub-Division,Mancheswar-BBSR | 3000001118 | Software M-Cube-100 for Apex Meter. | MTR.APEX.B002 | ZSPR_ACT | ZSPR | NOS | 48 | 15.36 | INR
0000 |  | 8600 | Stores & Services Circle,BBSR | 8601 | EHT Stores Division, BBSR | G103 | Stores Sub-Division, Choudwar | 3000001120 | APEX METERING PANEL | MTR.APEXPNL.A001 | ZSPR_ACT | ZSPR | NOS | 9 | 913611.42 | INR
0000 |  | 8600 | Stores & Services Circle,BBSR | 8601 | EHT Stores Division, BBSR | G104 | Stores Sub Division, Meramundali | 3000001120 | APEX METERING PANEL | MTR.APEXPNL.A001 | ZSPR_SUP | ZSPR | NOS | 10 | 940607.54 | INR
0000 |  | 8600 | Stores & Services Circle,BBSR | 8601 | EHT Stores Division, BBSR | G102 | Stores Sub-Division,Mancheswar-BBSR | 3000001120 | APEX METERING PANEL | MTR.APEXPNL.A001 | ZSPR_SCRAP | ZSPR | NOS | 3 | 282182.26 | INR
0000 |  | 8600 | Stores & Services Circle,BBSR | 8601 | EHT Stores Division, BBSR | G102 | Stores Sub-Division,Mancheswar-BBSR | 3000001120 | APEX METERING PANEL | MTR.APEXPNL.A001 | ZSPR_ACT | ZSPR | NOS | 7 | 710586.66 | INR
0000 |  | 8600 | Stores & Services Circle,BBSR | 8601 | EHT Stores Division, BBSR | G102 | Stores Sub-Division,Mancheswar-BBSR | 3000001121 | APEX PANEL MODEM | MTR.APEXPNL.A002 | ZSPR_SCRAP | ZSPR | NOS | 8 | 89558 | INR
0000 |  | 8600 | Stores & Services Circle,BBSR | 8601 | EHT Stores Division, BBSR | G102 | Stores Sub-Division,Mancheswar-BBSR | 3000001122 | APEX METERING RACK | MTR.APEXRCK.A001 | ZSPR_SCRAP | ZSPR | NOS | 3 | 531761.01 | INR
0000 |  | 8600 | Stores & Services Circle,BBSR | 8601 | EHT Stores Division, BBSR | G102 | Stores Sub-Division,Mancheswar-BBSR | 3000001127 | 3P 4wire 240Volt 100/5A CTSecure Meter | MTR.KWHMETER.D.A002 | ZSPR_SCRAP | ZSPR | NOS | 3 | 0.01 | INR
0000 |  | 8600 | Stores & Services Circle,BBSR | 8601 | EHT Stores Division, BBSR | G102 | Stores Sub-Division,Mancheswar-BBSR | 3000001140 | AC SP 2wire 240V 20-40A Static Meter | MTR.SECURE.A001 | ZSPR_SCRAP | ZSPR | NOS | 100 | 0.01 | INR
0000 |  | 8600 | Stores & Services Circle,BBSR | 8601 | EHT Stores Division, BBSR | G102 | Stores Sub-Division,Mancheswar-BBSR | 3000001142 | 3P 4W L.T Static W/C energy Meter | MTR.STATIC.E.A001 | ZSPR_SCRAP | ZSPR | NOS | 94 | 0.01 | INR
0000 |  | 8600 | Stores & Services Circle,BBSR | 8601 | EHT Stores Division, BBSR | G104 | Stores Sub Division, Meramundali | 3000001154 | NUTS AND BOLTS | NBW.ASRT.GINB.A001 | ZSPR_SUP | ZSPR | KG | 13066.68 | 1773148.47 | INR
0000 |  | 8600 | Stores & Services Circle,BBSR | 8601 | EHT Stores Division, BBSR | G104 | Stores Sub Division, Meramundali | 3000001154 | NUTS AND BOLTS | NBW.ASRT.GINB.A001 | ZSPR_ACT | ZSPR | KG | 1843.112 | 245506.12 | INR
0000 |  | 8600 | Stores & Services Circle,BBSR | 8601 | EHT Stores Division, BBSR | G103 | Stores Sub-Division, Choudwar | 3000001154 | NUTS AND BOLTS | NBW.ASRT.GINB.A001 | ZSPR_ACT | ZSPR | KG | 4837.5 | 644364.46 | INR
0000 |  | 8600 | Stores & Services Circle,BBSR | 8601 | EHT Stores Division, BBSR | G102 | Stores Sub-Division,Mancheswar-BBSR | 3000001154 | NUTS AND BOLTS | NBW.ASRT.GINB.A001 | ZSPR_ACT | ZSPR | KG | 63620.93 | 8474432.29 | INR
0000 |  | 8600 | Stores & Services Circle,BBSR | 8601 | EHT Stores Division, BBSR | G102 | Stores Sub-Division,Mancheswar-BBSR | 3000001155 | ASSORTED SIZE GI WASHER | NBW.ASRT.GIWSR.A001 | ZSPR_ACT | ZSPR | KG | 2084 | 166324.04 | INR
0000 |  | 8600 | Stores & Services Circle,BBSR | 8601 | EHT Stores Division, BBSR | G102 | Stores Sub-Division,Mancheswar-BBSR | 3000001160 | 20 X 600 BOTHEND THREAD FNB | NBW.FDN.NB.A014 | ZSPR_ACT | ZSPR | NOS | 346 | 58020.74 | INR
0000 |  | 8600 | Stores & Services Circle,BBSR | 8601 | EHT Stores Division, BBSR | G102 | Stores Sub-Division,Mancheswar-BBSR | 3000001167 | ASSORTED FOUNDATION NUT & BOLT in Kg | NBW.FDN.NB.A022 | ZSPR_ACT | ZSPR | KG | 1.84 | 102.25 | INR
0000 |  | 8600 | Stores & Services Circle,BBSR | 8601 | EHT Stores Division, BBSR | G102 | Stores Sub-Division,Mancheswar-BBSR | 3000001177 | 12 X 30 MM GI HALF THREAD NUT & BOLT | NBW.GINB.A001 | ZSPR_ACT | ZSPR | KG | 37.82 | 4635.98 | INR
0000 |  | 8600 | Stores & Services Circle,BBSR | 8601 | EHT Stores Division, BBSR | G102 | Stores Sub-Division,Mancheswar-BBSR | 3000001178 | 12 X 35 MM GI HALF THREAD NUT & BOLT | NBW.GINB.A002 | ZSPR_ACT | ZSPR | KG | 311 | 39039.83 | INR
0000 |  | 8600 | Stores & Services Circle,BBSR | 8601 | EHT Stores Division, BBSR | G102 | Stores Sub-Division,Mancheswar-BBSR | 3000001179 | 12 X 40 MM GI HALF THREAD NUT & BOLT | NBW.GINB.A003 | ZSPR_ACT | ZSPR | KG | 216 | 27114.48 | INR
0000 |  | 8600 | Stores & Services Circle,BBSR | 8601 | EHT Stores Division, BBSR | G102 | Stores Sub-Division,Mancheswar-BBSR | 3000001180 | 12 X 45 MM GI HALF THREAD NUT & BOLT | NBW.GINB.A004 | ZSPR_ACT | ZSPR | KG | 162 | 16122.24 | INR
0000 |  | 8600 | Stores & Services Circle,BBSR | 8601 | EHT Stores Division, BBSR | G102 | Stores Sub-Division,Mancheswar-BBSR | 3000001182 | 16 X 35 MM GI HALF THREAD NUT & BOLT | NBW.GINB.A006 | ZSPR_ACT | ZSPR | KG | 2327.545 | 246730.1 | INR
0000 |  | 8600 | Stores & Services Circle,BBSR | 8601 | EHT Stores Division, BBSR | G102 | Stores Sub-Division,Mancheswar-BBSR | 3000001183 | 16 X 40 MM GI HALF THREAD NUT & BOLT | NBW.GINB.A007 | ZSPR_ACT | ZSPR | KG | 1396 | 165572.8 | INR
0000 |  | 8600 | Stores & Services Circle,BBSR | 8601 | EHT Stores Division, BBSR | G102 | Stores Sub-Division,Mancheswar-BBSR | 3000001184 | 16 X 45 MM GI HALF THREAD NUT & BOLT | NBW.GINB.A008 | ZSPR_ACT | ZSPR | KG | 2199.125 | 238390.35 | INR
0000 |  | 8600 | Stores & Services Circle,BBSR | 8601 | EHT Stores Division, BBSR | G102 | Stores Sub-Division,Mancheswar-BBSR | 3000001185 | 16X50MM GI HALF THREAD NUT & BOLT | NBW.GINB.A009 | ZSPR_ACT | ZSPR | KG | 2733.086 | 276916.63 | INR
0000 |  | 8600 | Stores & Services Circle,BBSR | 8601 | EHT Stores Division, BBSR | G102 | Stores Sub-Division,Mancheswar-BBSR | 3000001186 | 16X55MM GI HALF THREAD NUT & BOLT | NBW.GINB.A010 | ZSPR_ACT | ZSPR | KG | 3507.319 | 369838.81 | INR
0000 |  | 8600 | Stores & Services Circle,BBSR | 8601 | EHT Stores Division, BBSR | G102 | Stores Sub-Division,Mancheswar-BBSR | 3000001187 | 16X60MM GI HALF THREAD NUT & BOLT | NBW.GINB.A011 | ZSPR_ACT | ZSPR | KG | 1500 | 156845.6 | INR
0000 |  | 8600 | Stores & Services Circle,BBSR | 8601 | EHT Stores Division, BBSR | G102 | Stores Sub-Division,Mancheswar-BBSR | 3000001188 | 16X65MM GI HALF THREAD NUT & BOLT | NBW.GINB.A012 | ZSPR_ACT | ZSPR | KG | 880 | 87058.4 | INR
0000 |  | 8600 | Stores & Services Circle,BBSR | 8601 | EHT Stores Division, BBSR | G102 | Stores Sub-Division,Mancheswar-BBSR | 3000001195 | 20 X 50 MM GI HALF THREAD NUT & BOLT | NBW.GINB.A019 | ZSPR_ACT | ZSPR | KG | 220 | 13222 | INR
0000 |  | 8600 | Stores & Services Circle,BBSR | 8601 | EHT Stores Division, BBSR | G102 | Stores Sub-Division,Mancheswar-BBSR | 3000001200 | 20 X 55 MM GI HALF THREAD NUT & BOLT | NBW.GINB.A024 | ZSPR_ACT | ZSPR | KG | 1928 | 115872.8 | INR
0000 |  | 8600 | Stores & Services Circle,BBSR | 8601 | EHT Stores Division, BBSR | G102 | Stores Sub-Division,Mancheswar-BBSR | 3000001201 | 20 X 70 MM GI HALF THREAD NUT & BOLT | NBW.GINB.A025 | ZSPR_ACT | ZSPR | KG | 350 | 21035 | INR
0000 |  | 8600 | Stores & Services Circle,BBSR | 8601 | EHT Stores Division, BBSR | G102 | Stores Sub-Division,Mancheswar-BBSR | 3000001203 | 16 X 200 MM GI HALF THREAD NUT & BOLT | NBW.GINB.A030 | ZSPR_ACT | ZSPR | KG | 62 | 5633.32 | INR
0000 |  | 8600 | Stores & Services Circle,BBSR | 8601 | EHT Stores Division, BBSR | G102 | Stores Sub-Division,Mancheswar-BBSR | 3000001206 | 16x175mm GI HALF THREAD NUT & BOLT SIZE | NBW.GINB.A036 | ZSPR_ACT | ZSPR | KG | 1428.17 | 119552.11 | INR
0000 |  | 8600 | Stores & Services Circle,BBSR | 8601 | EHT Stores Division, BBSR | G102 | Stores Sub-Division,Mancheswar-BBSR | 3000001245 | 16 X 5MM THICK PACK / FLAT GI WASHER | NBW.GIWSR.A015 | ZSPR_ACT | ZSPR | KG | 652.8 | 60312.19 | INR
0000 |  | 8600 | Stores & Services Circle,BBSR | 8601 | EHT Stores Division, BBSR | G102 | Stores Sub-Division,Mancheswar-BBSR | 3000001246 | 16 X 6MM THICK PACK / FLAT GI WASHER | NBW.GIWSR.A016 | ZSPR_ACT | ZSPR | KG | 572.145 | 47648.24 | INR
0000 |  | 8600 | Stores & Services Circle,BBSR | 8601 | EHT Stores Division, BBSR | G102 | Stores Sub-Division,Mancheswar-BBSR | 3000001247 | 16 X 8MM THICK PACK / FLAT GI WASHER | NBW.GIWSR.A017 | ZSPR_ACT | ZSPR | KG | 1128.014 | 93433.4 | INR
0000 |  | 8600 | Stores & Services Circle,BBSR | 8601 | EHT Stores Division, BBSR | G102 | Stores Sub-Division,Mancheswar-BBSR | 3000001248 | 16 X 10MM THICK PACK / FLAT GI WASHER | NBW.GIWSR.A018 | ZSPR_ACT | ZSPR | KG | 1855.05 | 150036.44 | INR
0000 |  | 8600 | Stores & Services Circle,BBSR | 8601 | EHT Stores Division, BBSR | G102 | Stores Sub-Division,Mancheswar-BBSR | 3000001249 | 16 X 12MM THICK PACK / FLAT GI WASHER | NBW.GIWSR.A019 | ZSPR_ACT | ZSPR | KG | 853.74 | 72226.4 | INR
0000 |  | 8600 | Stores & Services Circle,BBSR | 8601 | EHT Stores Division, BBSR | G102 | Stores Sub-Division,Mancheswar-BBSR | 3000001250 | 16 X 16MM THICK PACK / FLAT GI WASHER | NBW.GIWSR.A020 | ZSPR_ACT | ZSPR | KG | 1496 | 131034.64 | INR
0000 |  | 8600 | Stores & Services Circle,BBSR | 8601 | EHT Stores Division, BBSR | G102 | Stores Sub-Division,Mancheswar-BBSR | 3000001251 | GI packing washer for 20 mm bolt | NBW.GIWSR.A024 | ZSPR_ACT | ZSPR | NOS | 169 | 14146.99 | INR
0000 |  | 8600 | Stores & Services Circle,BBSR | 8601 | EHT Stores Division, BBSR | G102 | Stores Sub-Division,Mancheswar-BBSR | 3000001261 | 3.5X12mm spring washer | NBW.GIWSR.B007 | ZSPR_ACT | ZSPR | KG | 145 | 9440.95 | INR
0000 |  | 8600 | Stores & Services Circle,BBSR | 8601 | EHT Stores Division, BBSR | G104 | Stores Sub Division, Meramundali | 3000001263 | Different size HDG Nut bolt | NBW.HTNB.A002 | ZSPR_SUP | ZSPR | KG | 11583.426 | 1482446.86 | INR
0000 |  | 8600 | Stores & Services Circle,BBSR | 8601 | EHT Stores Division, BBSR | G102 | Stores Sub-Division,Mancheswar-BBSR | 3000001263 | Different size HDG Nut bolt | NBW.HTNB.A002 | ZSPR_ACT | ZSPR | KG | 414 | 51432.89 | INR
0000 |  | 8600 | Stores & Services Circle,BBSR | 8601 | EHT Stores Division, BBSR | G104 | Stores Sub Division, Meramundali | 3000001263 | Different size HDG Nut bolt | NBW.HTNB.A002 | ZSPR_ACT | ZSPR | KG | 1430.744 | 177747.11 | INR
0000 |  | 8600 | Stores & Services Circle,BBSR | 8601 | EHT Stores Division, BBSR | G102 | Stores Sub-Division,Mancheswar-BBSR | 3000001264 | 32X1200 SP FOUNDATION NUT & BOLT | NBW.HTNB.A003 | ZSPR_ACT | ZSPR | KG | 12 | 8392.56 | INR
0000 |  | 8600 | Stores & Services Circle,BBSR | 8601 | EHT Stores Division, BBSR | G102 | Stores Sub-Division,Mancheswar-BBSR | 3000001265 | 32X1300 SP FOUNDATION NUT & BOLT | NBW.HTNB.A004 | ZSPR_ACT | ZSPR | KG | 71 | 45184.4 | INR
0000 |  | 8600 | Stores & Services Circle,BBSR | 8601 | EHT Stores Division, BBSR | G103 | Stores Sub-Division, Choudwar | 3000001275 | 132KV DUPLEX FEEDER C&R PANEL | PNL.132.D.A001 | ZSPR_ACT | ZSPR | NOS | 3 | 1735083.99 | INR
0000 |  | 8600 | Stores & Services Circle,BBSR | 8601 | EHT Stores Division, BBSR | G103 | Stores Sub-Division, Choudwar | 3000001277 | 132KV DUPLEX BUS COUPLER C&R PANEL | PNL.132.D.C001 | ZSPR_ACT | ZSPR | NOS | 1 | 514179 | INR
0000 |  | 8600 | Stores & Services Circle,BBSR | 8601 | EHT Stores Division, BBSR | G102 | Stores Sub-Division,Mancheswar-BBSR | 3000001325 | 8 WINDOW FACIA ANNUNCIATOR RELAY | RLAY.ANCITOR.A001 | ZSPR_SCRAP | ZSPR | NOS | 2 | 6952.76 | INR
0000 |  | 8600 | Stores & Services Circle,BBSR | 8601 | EHT Stores Division, BBSR | G102 | Stores Sub-Division,Mancheswar-BBSR | 3000001330 | AXU RELAY FOR ALARM AND TRIP | RLAY.AUX.A002 | ZSPR_SCRAP | ZSPR | NOS | 2 | 3620 | INR
0000 |  | 8600 | Stores & Services Circle,BBSR | 8601 | EHT Stores Division, BBSR | G102 | Stores Sub-Division,Mancheswar-BBSR | 3000001333 | Auxiliary relay | RLAY.AUX.A023 | ZSPR_SUP | ZSPR | NOS | 13 | 30985.97 | INR
0000 |  | 8600 | Stores & Services Circle,BBSR | 8601 | EHT Stores Division, BBSR | G103 | Stores Sub-Division, Choudwar | 3000001333 | Auxiliary relay | RLAY.AUX.A023 | ZSPR_ACT | ZSPR | NOS | 5 | 17998.93 | INR
0000 |  | 8600 | Stores & Services Circle,BBSR | 8601 | EHT Stores Division, BBSR | G102 | Stores Sub-Division,Mancheswar-BBSR | 3000001333 | Auxiliary relay | RLAY.AUX.A023 | ZSPR_ACT | ZSPR | NOS | 3 | 10799.36 | INR
0000 |  | 8600 | Stores & Services Circle,BBSR | 8601 | EHT Stores Division, BBSR | G102 | Stores Sub-Division,Mancheswar-BBSR | 3000001347 | NUMERIC DIFFERENTIAL RELAY | RLAY.DIFFTIAL.C001 | ZSPR_ACT | ZSPR | NOS | 21 | 5502826.98 | INR
0000 |  | 8600 | Stores & Services Circle,BBSR | 8601 | EHT Stores Division, BBSR | G103 | Stores Sub-Division, Choudwar | 3000001347 | NUMERIC DIFFERENTIAL RELAY | RLAY.DIFFTIAL.C001 | ZSPR_ACT | ZSPR | NOS | 18 | 4716708.84 | INR
0000 |  | 8600 | Stores & Services Circle,BBSR | 8601 | EHT Stores Division, BBSR | G103 | Stores Sub-Division, Choudwar | 3000001364 | CDD 31 OC DIRECTIONAL BACK UP RELAY | RLAY.EMBACKUP.D007 | ZSPR_ACT | ZSPR | NOS | 17 | 145435 | INR
0000 |  | 8600 | Stores & Services Circle,BBSR | 8601 | EHT Stores Division, BBSR | G103 | Stores Sub-Division, Choudwar | 3000001365 | OC DIR BACK-UP RELAY | RLAY.EMBACKUP.D008 | ZSPR_ACT | ZSPR | NOS | 1 | 8555 | INR
0000 |  | 8600 | Stores & Services Circle,BBSR | 8601 | EHT Stores Division, BBSR | G103 | Stores Sub-Division, Choudwar | 3000001370 | CDD 21 EARTH FAULT DIR BACK UP RELAY | RLAY.EMBACKUP.F001 | ZSPR_ACT | ZSPR | NOS | 5 | 59736.02 | INR
0000 |  | 8600 | Stores & Services Circle,BBSR | 8601 | EHT Stores Division, BBSR | G103 | Stores Sub-Division, Choudwar | 3000001385 | ELECTROMAGNETIC MASTER TRIP RELAY | RLAY.MTRIP.A001 | ZSPR_ACT | ZSPR | NOS | 2 | 9129.52 | INR
0000 |  | 8600 | Stores & Services Circle,BBSR | 8601 | EHT Stores Division, BBSR | G102 | Stores Sub-Division,Mancheswar-BBSR | 3000001390 | High Burden Master Trip Relay | RLAY.MTRIP.A007 | ZSPR_ACT | ZSPR | NOS | 6 | 22920.45 | INR
0000 |  | 8600 | Stores & Services Circle,BBSR | 8601 | EHT Stores Division, BBSR | G103 | Stores Sub-Division, Choudwar | 3000001404 | Numerical Back up Relay | RLAY.NUMBACKUP.B002 | ZSPR_ACT | ZSPR | NOS | 59 | 4334468.75 | INR
0000 |  | 8600 | Stores & Services Circle,BBSR | 8601 | EHT Stores Division, BBSR | G102 | Stores Sub-Division,Mancheswar-BBSR | 3000001404 | Numerical Back up Relay | RLAY.NUMBACKUP.B002 | ZSPR_ACT | ZSPR | NOS | 46 | 3379416.32 | INR
0000 |  | 8600 | Stores & Services Circle,BBSR | 8601 | EHT Stores Division, BBSR | G102 | Stores Sub-Division,Mancheswar-BBSR | 3000001413 | POLE DISCREPANCY RELAY YTGM15PFA4A | RLAY.PD.A001 | ZSPR_SCRAP | ZSPR | NOS | 3 | 207722.13 | INR
0000 |  | 8600 | Stores & Services Circle,BBSR | 8601 | EHT Stores Division, BBSR | G104 | Stores Sub Division, Meramundali | 3000001413 | POLE DISCREPANCY RELAY YTGM15PFA4A | RLAY.PD.A001 | ZSPR_US | ZSPR | NOS | 1 | 69240.71 | INR
0000 |  | 8600 | Stores & Services Circle,BBSR | 8601 | EHT Stores Division, BBSR | G102 | Stores Sub-Division,Mancheswar-BBSR | 3000001567 | CLOSING COIL FOR 132KV CGL MAKE SF6 CB | SPR.BKR132CGL.D005 | ZSPR_ACT | ZSPR | NOS | 16 | 54770.88 | INR
0000 |  | 8600 | Stores & Services Circle,BBSR | 8601 | EHT Stores Division, BBSR | G102 | Stores Sub-Division,Mancheswar-BBSR | 3000001568 | TRIPPING/CLOSING COIL 132KV CGL SF6 CB | SPR.BKR132CGL.D006 | ZSPR_ACT | ZSPR | NOS | 36 | 123234.48 | INR
0000 |  | 8600 | Stores & Services Circle,BBSR | 8601 | EHT Stores Division, BBSR | G102 | Stores Sub-Division,Mancheswar-BBSR | 3000001584 | Single pole limb set of 132KV CGL SF6 CB | SPR.BKR132CGL.D023 | ZSPR_ACT | ZSPR | NOS | 6 | 290332.86 | INR
0000 |  | 8600 | Stores & Services Circle,BBSR | 8601 | EHT Stores Division, BBSR | G102 | Stores Sub-Division,Mancheswar-BBSR | 3000001590 | GasPressureLock contactor 132KV CGL SF6 | SPR.BKR132CGL.D030 | ZSPR_ACT | ZSPR | NOS | 17 | 53477.58 | INR
0000 |  | 8600 | Stores & Services Circle,BBSR | 8601 | EHT Stores Division, BBSR | G102 | Stores Sub-Division,Mancheswar-BBSR | 3000001594 | AUXILARY SWITCH 4NO+4NC 132KV CGL SF6 CB | SPR.BKR132CGL.D035 | ZSPR_ACT | ZSPR | NOS | 3 | 92427 | INR
0000 |  | 8600 | Stores & Services Circle,BBSR | 8601 | EHT Stores Division, BBSR | G102 | Stores Sub-Division,Mancheswar-BBSR | 3000001601 | TRIP COIL OF 132KV SF6 CGL | SPR.BKR132CGL.D044 | ZSPR_ACT | ZSPR | NOS | 3 | 51348 | INR
0000 |  | 8600 | Stores & Services Circle,BBSR | 8601 | EHT Stores Division, BBSR | G102 | Stores Sub-Division,Mancheswar-BBSR | 3000001624 | GAS FILLING DEVICE 132KV CGL SF6 CB | SPR.BKR132CGL.D087 | ZSPR_ACT | ZSPR | NOS | 12 | 176422.56 | INR
0000 |  | 8600 | Stores & Services Circle,BBSR | 8601 | EHT Stores Division, BBSR | G102 | Stores Sub-Division,Mancheswar-BBSR | 3000001627 | Spring charging Motor 132KV SF6 CGL | SPR.BKR132CGL.D090 | ZSPR_ACT | ZSPR | NOS | 16 | 113348.64 | INR
0000 |  | 8600 | Stores & Services Circle,BBSR | 8601 | EHT Stores Division, BBSR | G102 | Stores Sub-Division,Mancheswar-BBSR | 3000001638 | LIMIT SWITCH FOR 132KV CGL MAKE SF6 CB | SPR.BKR132CGL.D106 | ZSPR_ACT | ZSPR | NOS | 11 | 21723.46 | INR
0000 |  | 8600 | Stores & Services Circle,BBSR | 8601 | EHT Stores Division, BBSR | G102 | Stores Sub-Division,Mancheswar-BBSR | 3000001652 | MARSELLING BOX GASKET 132KV SMNS SF6 CB | SPR.BKR132SMNS.D001 | ZSPR_SUP | ZSPR | NOS | 14 | 6548.41 | INR
0000 |  | 8600 | Stores & Services Circle,BBSR | 8601 | EHT Stores Division, BBSR | G102 | Stores Sub-Division,Mancheswar-BBSR | 3000001652 | MARSELLING BOX GASKET 132KV SMNS SF6 CB | SPR.BKR132SMNS.D001 | ZSPR_SCRAP | ZSPR | NOS | 28 | 13096.81 | INR
0000 |  | 8600 | Stores & Services Circle,BBSR | 8601 | EHT Stores Division, BBSR | G102 | Stores Sub-Division,Mancheswar-BBSR | 3000001655 | FIXED CONTACT 132KV SIEMENS MAKE SF6 CB | SPR.BKR132SMNS.D004 | ZSPR_SCRAP | ZSPR | NOS | 74 | 353114.68 | INR
0000 |  | 8600 | Stores & Services Circle,BBSR | 8601 | EHT Stores Division, BBSR | G102 | Stores Sub-Division,Mancheswar-BBSR | 3000001656 | MOVING CONTACT 132KV SIEMENS SF6 CB | SPR.BKR132SMNS.D005 | ZSPR_SCRAP | ZSPR | NOS | 74 | 842480.38 | INR
0000 |  | 8600 | Stores & Services Circle,BBSR | 8601 | EHT Stores Division, BBSR | G102 | Stores Sub-Division,Mancheswar-BBSR | 3000001657 | MOLECULAR FILTERS 132KV SIEMENS SF6 CB | SPR.BKR132SMNS.D006 | ZSPR_SCRAP | ZSPR | NOS | 142 | 282744.72 | INR
0000 |  | 8600 | Stores & Services Circle,BBSR | 8601 | EHT Stores Division, BBSR | G102 | Stores Sub-Division,Mancheswar-BBSR | 3000001658 | DENSITY MONITOR 132KV SIEMENS SF6 CB | SPR.BKR132SMNS.D007 | ZSPR_ACT | ZSPR | NOS | 16 | 256947.84 | INR
0000 |  | 8600 | Stores & Services Circle,BBSR | 8601 | EHT Stores Division, BBSR | G102 | Stores Sub-Division,Mancheswar-BBSR | 3000001659 | INSULATING NOZZEL 132KV SIEMENS SF6 CB | SPR.BKR132SMNS.D008 | ZSPR_SCRAP | ZSPR | NOS | 16 | 133139.68 | INR
0000 |  | 8600 | Stores & Services Circle,BBSR | 8601 | EHT Stores Division, BBSR | G102 | Stores Sub-Division,Mancheswar-BBSR | 3000001660 | Relay PC for 132KV SMNS Bkr | SPR.BKR132SMNS.D009 | ZSPR_ACT | ZSPR | NOS | 41 | 179179.43 | INR
0000 |  | 8600 | Stores & Services Circle,BBSR | 8601 | EHT Stores Division, BBSR | G102 | Stores Sub-Division,Mancheswar-BBSR | 3000001661 | ONE POLE ASSEMBLE 132KV SIEMENS SF6 CB | SPR.BKR132SMNS.D011 | ZSPR_ACT | ZSPR | NOS | 14 | 1265393.92 | INR
0000 |  | 8600 | Stores & Services Circle,BBSR | 8601 | EHT Stores Division, BBSR | G102 | Stores Sub-Division,Mancheswar-BBSR | 3000001662 | SUPPORT INSULATOR 132KV SIEMENS SF6 CB | SPR.BKR132SMNS.D012 | ZSPR_SCRAP | ZSPR | NOS | 19 | 1242118.54 | INR
0000 |  | 8600 | Stores & Services Circle,BBSR | 8601 | EHT Stores Division, BBSR | G102 | Stores Sub-Division,Mancheswar-BBSR | 3000001663 | CHAMBER INSULATOR 132KV SIEMENS SF6 CB | SPR.BKR132SMNS.D013 | ZSPR_SUP | ZSPR | NOS | 8 | 323145.04 | INR
0000 |  | 8600 | Stores & Services Circle,BBSR | 8601 | EHT Stores Division, BBSR | G102 | Stores Sub-Division,Mancheswar-BBSR | 3000001664 | AUXILIARY SWITCH 132KV SIEMENS SF6 CB | SPR.BKR132SMNS.D014 | ZSPR_ACT | ZSPR | NOS | 10 | 20102.6 | INR
0000 |  | 8600 | Stores & Services Circle,BBSR | 8601 | EHT Stores Division, BBSR | G102 | Stores Sub-Division,Mancheswar-BBSR | 3000001683 | SPRING CHARGING MOTOR 220KV ABB SF6 CB | SPR.BKR220ABB.D006 | ZSPR_ACT | ZSPR | NOS | 17 | 69772.08 | INR
0000 |  | 8600 | Stores & Services Circle,BBSR | 8601 | EHT Stores Division, BBSR | G102 | Stores Sub-Division,Mancheswar-BBSR | 3000001695 | CLOSING COIL FOR 220KV ABB MAKE SF6 CB | SPR.BKR220ABB.D018 | ZSPR_ACT | ZSPR | NOS | 13 | 24385.66 | INR
0000 |  | 8600 | Stores & Services Circle,BBSR | 8601 | EHT Stores Division, BBSR | G102 | Stores Sub-Division,Mancheswar-BBSR | 3000001696 | TRIPPING COIL FOR 220KV ABB MAKE SF6 CB | SPR.BKR220ABB.D019 | ZSPR_ACT | ZSPR | NOS | 1 | 1875.82 | INR
0000 |  | 8600 | Stores & Services Circle,BBSR | 8601 | EHT Stores Division, BBSR | G102 | Stores Sub-Division,Mancheswar-BBSR | 3000001700 | ANTI PUMPING RELAY 220KV ABB SF6 CB | SPR.BKR220ABB.D023 | ZSPR_ACT | ZSPR | NOS | 4 | 4241.48 | INR
0000 |  | 8600 | Stores & Services Circle,BBSR | 8601 | EHT Stores Division, BBSR | G102 | Stores Sub-Division,Mancheswar-BBSR | 3000001705 | Motor limit switch 220KV SF6 ABB CB | SPR.BKR220ABB.D029 | ZSPR_ACT | ZSPR | NOS | 46 | 62472.6 | INR
0000 |  | 8600 | Stores & Services Circle,BBSR | 8601 | EHT Stores Division, BBSR | G102 | Stores Sub-Division,Mancheswar-BBSR | 3000001730 | PRESSURE LOCKOUT CONTACT220KV ABB SF6CB | SPR.BKR220ABB.D056 | ZSPR_ACT | ZSPR | NOS | 15 | 10230.45 | INR
0000 |  | 8600 | Stores & Services Circle,BBSR | 8601 | EHT Stores Division, BBSR | G102 | Stores Sub-Division,Mancheswar-BBSR | 3000001797 | SF6 GAS FILLING DEVICE 220KV SF6 CB ABB | SPR.BKR220ABB.D162 | ZSPR_ACT | ZSPR | NOS | 21 | 164298.75 | INR
0000 |  | 8600 | Stores & Services Circle,BBSR | 8601 | EHT Stores Division, BBSR | G102 | Stores Sub-Division,Mancheswar-BBSR | 3000001813 | Single pole limb 220KV Areva/GE T&D | SPR.BKR220ARVA.D002 | ZSPR_ACT | ZSPR | NOS | 2 | 466111.8 | INR
0000 |  | 8600 | Stores & Services Circle,BBSR | 8601 | EHT Stores Division, BBSR | G102 | Stores Sub-Division,Mancheswar-BBSR | 3000001813 | Single pole limb 220KV Areva/GE T&D | SPR.BKR220ARVA.D002 | ZSPR_SCRAP | ZSPR | NOS | 1 | 101915 | INR
0000 |  | 8600 | Stores & Services Circle,BBSR | 8601 | EHT Stores Division, BBSR | G102 | Stores Sub-Division,Mancheswar-BBSR | 3000001814 | AUXILIARY CONTACT220KV AREVA SF6 CB | SPR.BKR220ARVA.D004 | ZSPR_ACT | ZSPR | NOS | 1 | 1126 | INR
0000 |  | 8600 | Stores & Services Circle,BBSR | 8601 | EHT Stores Division, BBSR | G102 | Stores Sub-Division,Mancheswar-BBSR | 3000001815 | Spring charging motor 220KV | SPR.BKR220ARVA.D005 | ZSPR_ACT | ZSPR | NOS | 5 | 27889.35 | INR
0000 |  | 8600 | Stores & Services Circle,BBSR | 8601 | EHT Stores Division, BBSR | G102 | Stores Sub-Division,Mancheswar-BBSR | 3000001816 | FIXED CONTACT A. 220KV AREVA MAKE SF6 CB | SPR.BKR220ARVA.D006 | ZSPR_SCRAP | ZSPR | NOS | 5 | 11260 | INR
0000 |  | 8600 | Stores & Services Circle,BBSR | 8601 | EHT Stores Division, BBSR | G102 | Stores Sub-Division,Mancheswar-BBSR | 3000001817 | MOVING CONTACTASMBLY 220KV ARVA SF6CB | SPR.BKR220ARVA.D007 | ZSPR_SCRAP | ZSPR | NOS | 5 | 56305 | INR
0000 |  | 8600 | Stores & Services Circle,BBSR | 8601 | EHT Stores Division, BBSR | G102 | Stores Sub-Division,Mancheswar-BBSR | 3000001818 | RELAY CONTACTOR 220KV AREVA SF6 CB | SPR.BKR220ARVA.D008 | ZSPR_ACT | ZSPR | NOS | 4 | 45044 | INR
0000 |  | 8600 | Stores & Services Circle,BBSR | 8601 | EHT Stores Division, BBSR | G102 | Stores Sub-Division,Mancheswar-BBSR | 3000001819 | SET OF GASKET 220KV AREVA MAKE SF6 CB | SPR.BKR220ARVA.D009 | ZSPR_SCRAP | ZSPR | NOS | 3 | 3378 | INR
0000 |  | 8600 | Stores & Services Circle,BBSR | 8601 | EHT Stores Division, BBSR | G102 | Stores Sub-Division,Mancheswar-BBSR | 3000001820 | RUBBER RING & SEALS 220KV AREVA SF6 CB | SPR.BKR220ARVA.D010 | ZSPR_SCRAP | ZSPR | NOS | 5 | 5630 | INR
0000 |  | 8600 | Stores & Services Circle,BBSR | 8601 | EHT Stores Division, BBSR | G102 | Stores Sub-Division,Mancheswar-BBSR | 3000001821 | MOLECULAR FILTERS 220KV AREVA SF6 CB | SPR.BKR220ARVA.D011 | ZSPR_SCRAP | ZSPR | NOS | 3 | 5406 | INR
0000 |  | 8600 | Stores & Services Circle,BBSR | 8601 | EHT Stores Division, BBSR | G102 | Stores Sub-Division,Mancheswar-BBSR | 3000001823 | INSULATING NOZZLE 220KV AREVA SF6 CB | SPR.BKR220ARVA.D013 | ZSPR_SCRAP | ZSPR | NOS | 2 | 22522 | INR
0000 |  | 8600 | Stores & Services Circle,BBSR | 8601 | EHT Stores Division, BBSR | G102 | Stores Sub-Division,Mancheswar-BBSR | 3000001825 | Motor Limit Switch 220KV Areva/GE T&D | SPR.BKR220ARVA.D015 | ZSPR_ACT | ZSPR | NOS | 5 | 8761.5 | INR
0000 |  | 8600 | Stores & Services Circle,BBSR | 8601 | EHT Stores Division, BBSR | G102 | Stores Sub-Division,Mancheswar-BBSR | 3000001826 | GP Luckout contactor for 220KV GE CB | SPR.BKR220ARVA.D018 | ZSPR_ACT | ZSPR | NOS | 5 | 8761.5 | INR
0000 |  | 8600 | Stores & Services Circle,BBSR | 8601 | EHT Stores Division, BBSR | G102 | Stores Sub-Division,Mancheswar-BBSR | 3000001831 | AUX CONTACTORS 220 KV CGL SF6 CB | SPR.BKR220CGL.D013 | ZSPR_ACT | ZSPR | NOS | 3 | 81238 | INR
0000 |  | 8600 | Stores & Services Circle,BBSR | 8601 | EHT Stores Division, BBSR | G102 | Stores Sub-Division,Mancheswar-BBSR | 3000001835 | TRIPPING COIL FOR 220 KV CGL MAKE SF6 CB | SPR.BKR220CGL.D018 | ZSPR_ACT | ZSPR | NOS | 31 | 88976.82 | INR
0000 |  | 8600 | Stores & Services Circle,BBSR | 8601 | EHT Stores Division, BBSR | G102 | Stores Sub-Division,Mancheswar-BBSR | 3000001836 | CLOSING COIL FOR 220 KV CGL MAKE SF6 CB | SPR.BKR220CGL.D019 | ZSPR_ACT | ZSPR | NOS | 18 | 51672.24 | INR
0000 |  | 8600 | Stores & Services Circle,BBSR | 8601 | EHT Stores Division, BBSR | G102 | Stores Sub-Division,Mancheswar-BBSR | 3000001837 | LATCH ASSEMBLY 220 KV CGL MAKE SF6 CB | SPR.BKR220CGL.D020 | ZSPR_ACT | ZSPR | NOS | 3 | 34129.47 | INR
0000 |  | 8600 | Stores & Services Circle,BBSR | 8601 | EHT Stores Division, BBSR | G102 | Stores Sub-Division,Mancheswar-BBSR | 3000001841 | Limb W/O mechnism box 220KV CGL SF6 CB | SPR.BKR220CGL.D030 | ZSPR_ACT | ZSPR | NOS | 2 | 394338.3 | INR
0000 |  | 8600 | Stores & Services Circle,BBSR | 8601 | EHT Stores Division, BBSR | G102 | Stores Sub-Division,Mancheswar-BBSR | 3000001851 | GPL contactor Of 220KV SF6 CB SIEMENS | SPR.BKR220SMNS.D002 | ZSPR_ACT | ZSPR | NOS | 5 | 12631.6 | INR
0000 |  | 8600 | Stores & Services Circle,BBSR | 8601 | EHT Stores Division, BBSR | G102 | Stores Sub-Division,Mancheswar-BBSR | 3000001852 | FIXED CONTACT 220KV SIEMENS MAKE SF6 CB | SPR.BKR220SMNS.D004 | ZSPR_SCRAP | ZSPR | NOS | 11 | 137520.02 | INR
0000 |  | 8600 | Stores & Services Circle,BBSR | 8601 | EHT Stores Division, BBSR | G102 | Stores Sub-Division,Mancheswar-BBSR | 3000001853 | INSULATING NOZZEL 220KV SIEMENS SF6 CB | SPR.BKR220SMNS.D008 | ZSPR_SCRAP | ZSPR | NOS | 2 | 24443 | INR
0000 |  | 8600 | Stores & Services Circle,BBSR | 8601 | EHT Stores Division, BBSR | G102 | Stores Sub-Division,Mancheswar-BBSR | 3000001859 | GAS FILLING DEVICE 220KV SIEMENS SF6 CB | SPR.BKR220SMNS.D017 | ZSPR_ACT | ZSPR | NOS | 1 | 16696.25 | INR
0000 |  | 8600 | Stores & Services Circle,BBSR | 8601 | EHT Stores Division, BBSR | G102 | Stores Sub-Division,Mancheswar-BBSR | 3000001861 | Gaskets for 220KV SF6 CB Siemens. | SPR.BKR220SMNS.D019 | ZSPR_SUP | ZSPR | NOS | 7 | 17151.4 | INR
0000 |  | 8600 | Stores & Services Circle,BBSR | 8601 | EHT Stores Division, BBSR | G102 | Stores Sub-Division,Mancheswar-BBSR | 3000001862 | MOVING CONTACT 220KV SIEMENS SF6 CB | SPR.BKR220SMNS.D021 | ZSPR_SCRAP | ZSPR | NOS | 11 | 216855.98 | INR
0000 |  | 8600 | Stores & Services Circle,BBSR | 8601 | EHT Stores Division, BBSR | G102 | Stores Sub-Division,Mancheswar-BBSR | 3000001863 | SUPPORT INSULATOR 220KV SIEMENS SF6 CB | SPR.BKR220SMNS.D022 | ZSPR_SCRAP | ZSPR | NOS | 2 | 393956 | INR
0000 |  | 8600 | Stores & Services Circle,BBSR | 8601 | EHT Stores Division, BBSR | G102 | Stores Sub-Division,Mancheswar-BBSR | 3000001864 | TERMINAL CONNECTOR 220KV SIEMENS SF6 CB | SPR.BKR220SMNS.D023 | ZSPR_ACT | ZSPR | NOS | 2 | 74255.34 | INR
0000 |  | 8600 | Stores & Services Circle,BBSR | 8601 | EHT Stores Division, BBSR | G102 | Stores Sub-Division,Mancheswar-BBSR | 3000001865 | Pole assembly for 220KV SF6 CB SIEMENS | SPR.BKR220SMNS.D027 | ZSPR_ACT | ZSPR | NOS | 2 | 882843.34 | INR
0000 |  | 8600 | Stores & Services Circle,BBSR | 8601 | EHT Stores Division, BBSR | G102 | Stores Sub-Division,Mancheswar-BBSR | 3000001866 | Motor limit switch 220KV SF6 CB SIEMENS | SPR.BKR220SMNS.D029 | ZSPR_ACT | ZSPR | NOS | 26 | 52893.88 | INR
0000 |  | 8600 | Stores & Services Circle,BBSR | 8601 | EHT Stores Division, BBSR | G102 | Stores Sub-Division,Mancheswar-BBSR | 3000001917 | SET OF GASKET FOR 36 KV BHEL MAKE VCB | SPR.BKR36BHEL.E003 | ZSPR_SCRAP | ZSPR | NOS | 5 | 16473 | INR
0000 |  | 8600 | Stores & Services Circle,BBSR | 8601 | EHT Stores Division, BBSR | G102 | Stores Sub-Division,Mancheswar-BBSR | 3000001918 | OPERATING ROD FOR 36KV BHEL VCB | SPR.BKR36BHEL.E004 | ZSPR_ACT | ZSPR | NOS | 2 | 4241.62 | INR
0000 |  | 8600 | Stores & Services Circle,BBSR | 8601 | EHT Stores Division, BBSR | G102 | Stores Sub-Division,Mancheswar-BBSR | 3000001919 | TERMINAL PAD FOR 36 KV BHEL MAKE VCB | SPR.BKR36BHEL.E005 | ZSPR_ACT | ZSPR | NOS | 1 | 3535 | INR
0000 |  | 8600 | Stores & Services Circle,BBSR | 8601 | EHT Stores Division, BBSR | G103 | Stores Sub-Division, Choudwar | 3000001928 | PORCILENE ROD FOR 36KV MOCB | SPR.BKR36BHEL.E068 | ZSPR_ACT | ZSPR | NOS | 4 | 8483.24 | INR
0000 |  | 8600 | Stores & Services Circle,BBSR | 8601 | EHT Stores Division, BBSR | G102 | Stores Sub-Division,Mancheswar-BBSR | 3000001931 | SET OF GASKET FOR 36KV CGL MAKE VCB | SPR.BKR36CGL.E003 | ZSPR_SCRAP | ZSPR | NOS | 1 | 1689 | INR
0000 |  | 8600 | Stores & Services Circle,BBSR | 8601 | EHT Stores Division, BBSR | G102 | Stores Sub-Division,Mancheswar-BBSR | 3000001932 | SCM FOR 36KV CGL VCB | SPR.BKR36CGL.E004 | ZSPR_ACT | ZSPR | NOS | 4 | 17116 | INR
0000 |  | 8600 | Stores & Services Circle,BBSR | 8601 | EHT Stores Division, BBSR | G102 | Stores Sub-Division,Mancheswar-BBSR | 3000001941 | Limit switch for 36 KV CGL VCB Breaker | SPR.BKR36CGL.E014 | ZSPR_ACT | ZSPR | NOS | 3 | 2055.36 | INR
0000 |  | 8600 | Stores & Services Circle,BBSR | 8601 | EHT Stores Division, BBSR | G102 | Stores Sub-Division,Mancheswar-BBSR | 3000001952 | spring charging motor for 36 KV CGL VCB | SPR.BKR36CGL.EA02 | ZSPR_ACT | ZSPR | NOS | 1 | 5708.41 | INR
0000 |  | 8600 | Stores & Services Circle,BBSR | 8601 | EHT Stores Division, BBSR | G102 | Stores Sub-Division,Mancheswar-BBSR | 3000001953 | SET OF GASKET FOR 36 KV MEGAWIN MAKE VCB | SPR.BKR36MGWN.E002 | ZSPR_SCRAP | ZSPR | NOS | 1 | 3294.6 | INR
0000 |  | 8600 | Stores & Services Circle,BBSR | 8601 | EHT Stores Division, BBSR | G102 | Stores Sub-Division,Mancheswar-BBSR | 3000001954 | TERMINAL PAD FOR 36 KV MEGAWIN MAKE VCB | SPR.BKR36MGWN.E003 | ZSPR_ACT | ZSPR | NOS | 2 | 7070 | INR
0000 |  | 8600 | Stores & Services Circle,BBSR | 8601 | EHT Stores Division, BBSR | G102 | Stores Sub-Division,Mancheswar-BBSR | 3000001958 | Motor limit switch for 36 KV VCB SEIL | SPR.BKR36SEIL.E004 | ZSPR_ACT | ZSPR | NOS | 39 | 63797.37 | INR
0000 |  | 8600 | Stores & Services Circle,BBSR | 8601 | EHT Stores Division, BBSR | G102 | Stores Sub-Division,Mancheswar-BBSR | 3000001959 | Spring charging motor for 36KV VCB SEIL | SPR.BKR36SEIL.E005 | ZSPR_ACT | ZSPR | NOS | 42 | 326252.64 | INR
0000 |  | 8600 | Stores & Services Circle,BBSR | 8601 | EHT Stores Division, BBSR | G102 | Stores Sub-Division,Mancheswar-BBSR | 3000001963 | Motor Limit Switch 36KV VCB of Stelmec | SPR.BKR36SL.E001 | ZSPR_ACT | ZSPR | NOS | 19 | 20073.12 | INR
0000 |  | 8600 | Stores & Services Circle,BBSR | 8601 | EHT Stores Division, BBSR | G102 | Stores Sub-Division,Mancheswar-BBSR | 3000001964 | Spring Charging Motor 36KV VCB Stelmec | SPR.BKR36SL.E002 | ZSPR_ACT | ZSPR | NOS | 2 | 7249.8 | INR
0000 |  | 8600 | Stores & Services Circle,BBSR | 8601 | EHT Stores Division, BBSR | G102 | Stores Sub-Division,Mancheswar-BBSR | 3000001965 | Tripping coil for 36KV Stelmec make VCB. | SPR.BKR36SL.E004 | ZSPR_ACT | ZSPR | NOS | 32 | 67756.8 | INR
0000 |  | 8600 | Stores & Services Circle,BBSR | 8601 | EHT Stores Division, BBSR | G102 | Stores Sub-Division,Mancheswar-BBSR | 3000001966 | Closing coil for 36KV Stelmec make VCB. | SPR.BKR36SL.E005 | ZSPR_ACT | ZSPR | NOS | 6 | 12714.66 | INR
0000 |  | 8600 | Stores & Services Circle,BBSR | 8601 | EHT Stores Division, BBSR | G102 | Stores Sub-Division,Mancheswar-BBSR | 3000001967 | One Pole Limb for 36KV VCB of SL | SPR.BKR36SL.E006 | ZSPR_ACT | ZSPR | NOS | 1 | 63623.42 | INR
0000 |  | 8600 | Stores & Services Circle,BBSR | 8601 | EHT Stores Division, BBSR | G102 | Stores Sub-Division,Mancheswar-BBSR | 3000002085 | Gas filling kit 420KV GE circuit | SPR.BKR420GE.D004 | ZSPR_ACT | ZSPR | NOS | 1 | 24519 | INR
0000 |  | 8600 | Stores & Services Circle,BBSR | 8601 | EHT Stores Division, BBSR | G102 | Stores Sub-Division,Mancheswar-BBSR | 3000002089 | Tripping coil 420KV SF6 CB of Simens | SPR.BKR420SMNS.D003 | ZSPR_ACT | ZSPR | NOS | 11 | 32187.21 | INR
0000 |  | 8600 | Stores & Services Circle,BBSR | 8601 | EHT Stores Division, BBSR | G102 | Stores Sub-Division,Mancheswar-BBSR | 3000002090 | Closing coil 420KV SF6 CB of Simens | SPR.BKR420SMNS.D004 | ZSPR_ACT | ZSPR | NOS | 14 | 40965.68 | INR
0000 |  | 8600 | Stores & Services Circle,BBSR | 8601 | EHT Stores Division, BBSR | G102 | Stores Sub-Division,Mancheswar-BBSR | 3000002091 | SC motor for 420KV SF6 CB Smns | SPR.BKR420SMNS.D005 | ZSPR_ACT | ZSPR | NOS | 4 | 23409.32 | INR
0000 |  | 8600 | Stores & Services Circle,BBSR | 8601 | EHT Stores Division, BBSR | G102 | Stores Sub-Division,Mancheswar-BBSR | 3000002092 | Limit switch for 420KV SF6 CB Simens | SPR.BKR420SMNS.D006 | ZSPR_ACT | ZSPR | NOS | 4 | 9363.2 | INR
0000 |  | 8600 | Stores & Services Circle,BBSR | 8601 | EHT Stores Division, BBSR | G102 | Stores Sub-Division,Mancheswar-BBSR | 3000002093 | GP lockout contactor-420KV SF6 CB Smns | SPR.BKR420SMNS.D007 | ZSPR_ACT | ZSPR | NOS | 2 | 3511 | INR
0000 |  | 8600 | Stores & Services Circle,BBSR | 8601 | EHT Stores Division, BBSR | G102 | Stores Sub-Division,Mancheswar-BBSR | 3000002094 | Gas Filling Device 420KV SF6 Siemens CB | SPR.BKR420SMNS.D008 | ZSPR_ACT | ZSPR | NOS | 1 | 8778 | INR
0000 |  | 8600 | Stores & Services Circle,BBSR | 8601 | EHT Stores Division, BBSR | G103 | Stores Sub-Division, Choudwar | 3000002219 | CONTACTSIMAPHORE INDICATOR 33KV CRP | SPR.CRPNL33.A005 | ZSPR_SUP | ZSPR | NOS | 8 | 21200 | INR
0000 |  | 8600 | Stores & Services Circle,BBSR | 8601 | EHT Stores Division, BBSR | G102 | Stores Sub-Division,Mancheswar-BBSR | 3000002280 | Copper Contactor Fingure | SPR.ISO.33SS.A005 | ZSPR_ACT | ZSPR | NOS | 19 | 150701.73 | INR
0000 |  | 8600 | Stores & Services Circle,BBSR | 8601 | EHT Stores Division, BBSR | G102 | Stores Sub-Division,Mancheswar-BBSR | 3000002286 | Discrepancy Control switch for Isolator | SPR.ISO.MISC.A001 | ZSPR_ACT | ZSPR | NOS | 2 | 12170.52 | INR
0000 |  | 8600 | Stores & Services Circle,BBSR | 8601 | EHT Stores Division, BBSR | G102 | Stores Sub-Division,Mancheswar-BBSR | 3000002287 | RPC,switch fuse for 132KV Isolator | SPR.ISO.MISC.A002 | ZSPR_ACT | ZSPR | NOS | 1 | 6085.26 | INR
0000 |  | 8600 | Stores & Services Circle,BBSR | 8601 | EHT Stores Division, BBSR | G102 | Stores Sub-Division,Mancheswar-BBSR | 3000002288 | Support one pole of 132KV Isolator | SPR.ISO.MISC.A003 | ZSPR_SUP | ZSPR | NOS | 2 | 54767.34 | INR
0000 |  | 8600 | Stores & Services Circle,BBSR | 8601 | EHT Stores Division, BBSR | G102 | Stores Sub-Division,Mancheswar-BBSR | 3000002289 | Terminal pad 2000A for 132KV Isolators. | SPR.ISO.MISC.A004 | ZSPR_ACT | ZSPR | NOS | 2 | 2028.42 | INR
0000 |  | 8600 | Stores & Services Circle,BBSR | 8601 | EHT Stores Division, BBSR | G102 | Stores Sub-Division,Mancheswar-BBSR | 3000002294 | RPC,switch fuse for 36KV Isolator | SPR.ISO.MISC.A009 | ZSPR_ACT | ZSPR | SET | 1 | 6085.26 | INR
0000 |  | 8600 | Stores & Services Circle,BBSR | 8601 | EHT Stores Division, BBSR | G102 | Stores Sub-Division,Mancheswar-BBSR | 3000002296 | Terminal Pad 2000A for 36 KV Isolators | SPR.ISO.MISC.A011 | ZSPR_ACT | ZSPR | SET | 2 | 2028.42 | INR
0000 |  | 8600 | Stores & Services Circle,BBSR | 8601 | EHT Stores Division, BBSR | G102 | Stores Sub-Division,Mancheswar-BBSR | 3000002298 | Terminal connectors 2000A 36KV Isolator | SPR.ISO.MISC.A013 | ZSPR_ACT | ZSPR | SET | 2 | 2028.42 | INR
0000 |  | 8600 | Stores & Services Circle,BBSR | 8601 | EHT Stores Division, BBSR | G103 | Stores Sub-Division, Choudwar | 3000002304 | MALE&FEMALECONTACTFOR132KV ABB ISOLATOR | SPR.ISO132ABB.A002 | ZSPR_SUP | ZSPR | NOS | 5 | 177845 | INR
0000 |  | 8600 | Stores & Services Circle,BBSR | 8601 | EHT Stores Division, BBSR | G103 | Stores Sub-Division, Choudwar | 3000002360 | ES OF MALE CONTACT 132KV SS ISOLATOR | SPR.ISO132SS.A008 | ZSPR_SUP | ZSPR | NOS | 5 | 430.45 | INR
0000 |  | 8600 | Stores & Services Circle,BBSR | 8601 | EHT Stores Division, BBSR | G103 | Stores Sub-Division, Choudwar | 3000002361 | MOVING CONTACTSPRING 132KV SS ISOLATOR | SPR.ISO132SS.A009 | ZSPR_SUP | ZSPR | NOS | 5 | 775 | INR
0000 |  | 8600 | Stores & Services Circle,BBSR | 8601 | EHT Stores Division, BBSR | G103 | Stores Sub-Division, Choudwar | 3000002362 | FEMALE CONTACTSPRING 132KV SS ISOLATOR | SPR.ISO132SS.A010 | ZSPR_SUP | ZSPR | NOS | 6 | 270 | INR
0000 |  | 8600 | Stores & Services Circle,BBSR | 8601 | EHT Stores Division, BBSR | G103 | Stores Sub-Division, Choudwar | 3000002365 | STRIP & NUT & BOLTS 132KV ISOLATOR SS | SPR.ISO132SS.A013 | ZSPR_SUP | ZSPR | NOS | 38 | 1140 | INR
0000 |  | 8600 | Stores & Services Circle,BBSR | 8601 | EHT Stores Division, BBSR | G103 | Stores Sub-Division, Choudwar | 3000002366 | SUPPORTING CHANNEL 132KV SS ISOLATOR | SPR.ISO132SS.A014 | ZSPR_SUP | ZSPR | NOS | 7 | 1540 | INR
0000 |  | 8600 | Stores & Services Circle,BBSR | 8601 | EHT Stores Division, BBSR | G102 | Stores Sub-Division,Mancheswar-BBSR | 3000002367 | TERMINAL PAD 132KV SS ISOLATOR | SPR.ISO132SS.A015 | ZSPR_ACT | ZSPR | NOS | 31 | 129606.04 | INR
0000 |  | 8600 | Stores & Services Circle,BBSR | 8601 | EHT Stores Division, BBSR | G103 | Stores Sub-Division, Choudwar | 3000002368 | LIMIT SWITCH FOR 132KV SS MAKE ISOLATOR | SPR.ISO132SS.A016 | ZSPR_SUP | ZSPR | NOS | 4 | 12016 | INR
0000 |  | 8600 | Stores & Services Circle,BBSR | 8601 | EHT Stores Division, BBSR | G103 | Stores Sub-Division, Choudwar | 3000002369 | MECHANISM BOX 132KV SS ISOLATOR | SPR.ISO132SS.A017 | ZSPR_SUP | ZSPR | NOS | 1 | 75490 | INR
0000 |  | 8600 | Stores & Services Circle,BBSR | 8601 | EHT Stores Division, BBSR | G102 | Stores Sub-Division,Mancheswar-BBSR | 3000002373 | PC,RELAY,MCB,SWITCH,FUSE FOR 132KVSS ISO | SPR.ISO132SS.A021 | ZSPR_ACT | ZSPR | NOS | 28 | 286235.04 | INR
0000 |  | 8600 | Stores & Services Circle,BBSR | 8601 | EHT Stores Division, BBSR | G103 | Stores Sub-Division, Choudwar | 3000002376 | Shourd fixed contact 132KV SS Isolator | SPR.ISO132SS.A025 | ZSPR_SUP | ZSPR | NOS | 12 | 1200 | INR
0000 |  | 8600 | Stores & Services Circle,BBSR | 8601 | EHT Stores Division, BBSR | G103 | Stores Sub-Division, Choudwar | 3000002382 | PI CLAMP W/O NUTS 132KV SS ISOLATOR | SPR.ISO132SS.A033 | ZSPR_SUP | ZSPR | NOS | 64 | 11448.96 | INR
0000 |  | 8600 | Stores & Services Circle,BBSR | 8601 | EHT Stores Division, BBSR | G102 | Stores Sub-Division,Mancheswar-BBSR | 3000002383 | ContaCTfinger FC 132KV SS Isolator | SPR.ISO132SS.A035 | ZSPR_ACT | ZSPR | NOS | 4 | 22664 | INR
0000 |  | 8600 | Stores & Services Circle,BBSR | 8601 | EHT Stores Division, BBSR | G104 | Stores Sub Division, Meramundali | 3000002429 | FEMALE CONTACT 220KV SS MAKE ISOLATOR | SPR.ISO220SS.A001 | ZSPR_SUP | ZSPR | NOS | 2 | 2000 | INR
0000 |  | 8600 | Stores & Services Circle,BBSR | 8601 | EHT Stores Division, BBSR | G102 | Stores Sub-Division,Mancheswar-BBSR | 3000002436 | RPC,SWITCH&FUSES FOR 220KV SS ISOLATOR | SPR.ISO220SS.A011 | ZSPR_ACT | ZSPR | NOS | 7 | 138186.16 | INR
0000 |  | 8600 | Stores & Services Circle,BBSR | 8601 | EHT Stores Division, BBSR | G103 | Stores Sub-Division, Choudwar | 3000002436 | RPC,SWITCH&FUSES FOR 220KV SS ISOLATOR | SPR.ISO220SS.A011 | ZSPR_SUP | ZSPR | NOS | 5 | 94671.05 | INR
0000 |  | 8600 | Stores & Services Circle,BBSR | 8601 | EHT Stores Division, BBSR | G102 | Stores Sub-Division,Mancheswar-BBSR | 3000002438 | TERMINAL PAD FOR 220KV SS MAKE ISOLATOR | SPR.ISO220SS.A013 | ZSPR_ACT | ZSPR | NOS | 2 | 7427.82 | INR
0000 |  | 8600 | Stores & Services Circle,BBSR | 8601 | EHT Stores Division, BBSR | G103 | Stores Sub-Division, Choudwar | 3000002438 | TERMINAL PAD FOR 220KV SS MAKE ISOLATOR | SPR.ISO220SS.A013 | ZSPR_SUP | ZSPR | NOS | 5 | 15228.1 | INR
0000 |  | 8600 | Stores & Services Circle,BBSR | 8601 | EHT Stores Division, BBSR | G103 | Stores Sub-Division, Choudwar | 3000002439 | LIMIT&AUXILIARY SWITCH-220KV SS ISOLATOR | SPR.ISO220SS.A014 | ZSPR_SUP | ZSPR | NOS | 5 | 36772.7 | INR
0000 |  | 8600 | Stores & Services Circle,BBSR | 8601 | EHT Stores Division, BBSR | G102 | Stores Sub-Division,Mancheswar-BBSR | 3000002440 | TERMINAL CONNECTOR 220KV SS ISOLATOR | SPR.ISO220SS.A015 | ZSPR_ACT | ZSPR | NOS | 4 | 33080.16 | INR
0000 |  | 8600 | Stores & Services Circle,BBSR | 8601 | EHT Stores Division, BBSR | G103 | Stores Sub-Division, Choudwar | 3000002440 | TERMINAL CONNECTOR 220KV SS ISOLATOR | SPR.ISO220SS.A015 | ZSPR_SUP | ZSPR | NOS | 5 | 39524.1 | INR
0000 |  | 8600 | Stores & Services Circle,BBSR | 8601 | EHT Stores Division, BBSR | G102 | Stores Sub-Division,Mancheswar-BBSR | 3000002441 | CU CONTACTFINGER FC 220KV SS ISOLATOR | SPR.ISO220SS.A018 | ZSPR_ACT | ZSPR | NOS | 2 | 19939.24 | INR
0000 |  | 8600 | Stores & Services Circle,BBSR | 8601 | EHT Stores Division, BBSR | G103 | Stores Sub-Division, Choudwar | 3000002482 | MECHANISM BOX FOR 33KV ISOLATOR | SPR.ISO33SS.A004 | ZSPR_SUP | ZSPR | NOS | 2 | 10300 | INR
0000 |  | 8600 | Stores & Services Circle,BBSR | 8601 | EHT Stores Division, BBSR | G102 | Stores Sub-Division,Mancheswar-BBSR | 3000002487 | TERMINAL PAD 33KV SS ISOLATOR | SPR.ISO33SS.A012 | ZSPR_ACT | ZSPR | NOS | 24 | 116418.48 | INR
0000 |  | 8600 | Stores & Services Circle,BBSR | 8601 | EHT Stores Division, BBSR | G102 | Stores Sub-Division,Mancheswar-BBSR | 3000002489 | RPC,switch fuses for 33KV SS Isolator | SPR.ISO33SS.A015 | ZSPR_ACT | ZSPR | NOS | 47 | 430327.3 | INR
0000 |  | 8600 | Stores & Services Circle,BBSR | 8601 | EHT Stores Division, BBSR | G102 | Stores Sub-Division,Mancheswar-BBSR | 3000002490 | Cu. Finger FC for 33KV SS Isolator | SPR.ISO33SS.A016 | ZSPR_ACT | ZSPR | NOS | 30 | 223791 | INR
0000 |  | 8600 | Stores & Services Circle,BBSR | 8601 | EHT Stores Division, BBSR | G103 | Stores Sub-Division, Choudwar | 3000002493 | JAW BACK STRIP FOR 33KV SS MAKE ISOLATOR | SPR.ISO33SS.A019 | ZSPR_SUP | ZSPR | NOS | 30 | 900 | INR
0000 |  | 8600 | Stores & Services Circle,BBSR | 8601 | EHT Stores Division, BBSR | G102 | Stores Sub-Division,Mancheswar-BBSR | 3000002559 | AUXILIARY SWITCH CONTACTS ASSEMBLY | SPR.MISC.A012 | ZSPR_ACT | ZSPR | NOS | 8 | 16966.56 | INR
0000 |  | 8600 | Stores & Services Circle,BBSR | 8601 | EHT Stores Division, BBSR | G103 | Stores Sub-Division, Choudwar | 3000002566 | Interrepter | SPR.MISC.A021 | ZSPR_SUP | ZSPR | NOS | 9 | 1800 | INR
0000 |  | 8600 | Stores & Services Circle,BBSR | 8601 | EHT Stores Division, BBSR | G102 | Stores Sub-Division,Mancheswar-BBSR | 3000002600 | User Mannual of Energy Meter | SPR.MISC.A107 | ZSPR_SUP | ZSPR | NOS | 89 | 0.01 | INR
0000 |  | 8600 | Stores & Services Circle,BBSR | 8601 | EHT Stores Division, BBSR | G103 | Stores Sub-Division, Choudwar | 3000002643 | TCIV-80NB Valve | SPR.MISC.A223 | ZSPR_ACT | ZSPR | NOS | 5 | 460760 | INR
0000 |  | 8600 | Stores & Services Circle,BBSR | 8601 | EHT Stores Division, BBSR | G104 | Stores Sub Division, Meramundali | 3000002696 | BDB 3 WAY | SPR.MISC.A306 | ZSPR_ACT | ZSPR | NOS | 37 | 5550 | INR
0000 |  | 8600 | Stores & Services Circle,BBSR | 8601 | EHT Stores Division, BBSR | G103 | Stores Sub-Division, Choudwar | 3000002697 | VACUUM INTERRUPTER | SPR.MISC.A307 | ZSPR_ACT | ZSPR | NOS | 4 | 169664.8 | INR
0000 |  | 8600 | Stores & Services Circle,BBSR | 8601 | EHT Stores Division, BBSR | G102 | Stores Sub-Division,Mancheswar-BBSR | 3000002697 | VACUUM INTERRUPTER | SPR.MISC.A307 | ZSPR_ACT | ZSPR | NOS | 2 | 84832.4 | INR
0000 |  | 8600 | Stores & Services Circle,BBSR | 8601 | EHT Stores Division, BBSR | G103 | Stores Sub-Division, Choudwar | 3000002718 | Dead end clamp | SPR.MISC.A350 | ZSPR_ACT | ZSPR | NOS | 11 | 825 | INR
0000 |  | 8600 | Stores & Services Circle,BBSR | 8601 | EHT Stores Division, BBSR | G103 | Stores Sub-Division, Choudwar | 3000002757 | Electronic Trivector meter | SPR.MISC.A478 | ZSPR_SUP | ZSPR | NOS | 1 | 18940 | INR
0000 |  | 8600 | Stores & Services Circle,BBSR | 8601 | EHT Stores Division, BBSR | G103 | Stores Sub-Division, Choudwar | 3000002767 | Tension clamp | SPR.MISC.A507 | ZSPR_SUP | ZSPR | NOS | 4 | 8928 | INR
0000 |  | 8600 | Stores & Services Circle,BBSR | 8601 | EHT Stores Division, BBSR | G102 | Stores Sub-Division,Mancheswar-BBSR | 3000002800 | Meter to PC Cable for Apex Meter. | SPR.MISC.AB14 | ZSPR_ACT | ZSPR | NOS | 391 | 105.57 | INR
0000 |  | 8600 | Stores & Services Circle,BBSR | 8601 | EHT Stores Division, BBSR | G102 | Stores Sub-Division,Mancheswar-BBSR | 3000002933 | PRV of 160MVA 220/132/33KV BHEL AT | SPR.TFR160BHEL.DC01 | ZSPR_ACT | ZSPR | NOS | 2 | 18222.98 | INR
0000 |  | 8600 | Stores & Services Circle,BBSR | 8601 | EHT Stores Division, BBSR | G102 | Stores Sub-Division,Mancheswar-BBSR | 3000002936 | MOLG of 160MVA 220/132/33KV BHEL AT | SPR.TFR160BHEL.DC04 | ZSPR_ACT | ZSPR | NOS | 3 | 27334.47 | INR
0000 |  | 8600 | Stores & Services Circle,BBSR | 8601 | EHT Stores Division, BBSR | G102 | Stores Sub-Division,Mancheswar-BBSR | 3000002937 | OFI FOR 160MVA 220/132/33KV BHEL AT | SPR.TFR160BHEL.DC05 | ZSPR_ACT | ZSPR | NOS | 3 | 34346.31 | INR
0000 |  | 8600 | Stores & Services Circle,BBSR | 8601 | EHT Stores Division, BBSR | G102 | Stores Sub-Division,Mancheswar-BBSR | 3000002938 | LV Bushing-160 MVA,220/132/33KV BHEL AT | SPR.TFR160BHEL.DC06 | ZSPR_ACT | ZSPR | NOS | 3 | 447080.58 | INR
0000 |  | 8600 | Stores & Services Circle,BBSR | 8601 | EHT Stores Division, BBSR | G102 | Stores Sub-Division,Mancheswar-BBSR | 3000002940 | N.Bushing&Rod-160MVA 220/132/33KVBHEL AT | SPR.TFR160BHEL.DC08 | ZSPR_ACT | ZSPR | NOS | 3 | 293569.71 | INR
0000 |  | 8600 | Stores & Services Circle,BBSR | 8601 | EHT Stores Division, BBSR | G102 | Stores Sub-Division,Mancheswar-BBSR | 3000002943 | spares 160MVA 220/13233KV BHEL AT | SPR.TFR160BHEL.DC12 | ZSPR_ACT | ZSPR | NOS | 3 | 104992.86 | INR
0000 |  | 8600 | Stores & Services Circle,BBSR | 8601 | EHT Stores Division, BBSR | G102 | Stores Sub-Division,Mancheswar-BBSR | 3000002947 | BR of 160MVA 220/132/33KV BHEL AT | SPR.TFR160BHEL.DC18 | ZSPR_ACT | ZSPR | NOS | 13 | 92436.5 | INR
0000 |  | 8600 | Stores & Services Circle,BBSR | 8601 | EHT Stores Division, BBSR | G102 | Stores Sub-Division,Mancheswar-BBSR | 3000002948 | TPI -160MVA 220/132/33KVBHEL AT | SPR.TFR160BHEL.DC19 | ZSPR_ACT | ZSPR | NOS | 2 | 20456 | INR
0000 |  | 8600 | Stores & Services Circle,BBSR | 8601 | EHT Stores Division, BBSR | G102 | Stores Sub-Division,Mancheswar-BBSR | 3000002963 | LV Bushing&Rod-160MVA220/132/33KV T&R AT | SPR.TFR160T&R.DC02 | ZSPR_ACT | ZSPR | NOS | 2 | 169575.92 | INR
0000 |  | 8600 | Stores & Services Circle,BBSR | 8601 | EHT Stores Division, BBSR | G102 | Stores Sub-Division,Mancheswar-BBSR | 3000002964 | OIP N.Bushing-160MVA 220/132/33KV T&R AT | SPR.TFR160T&R.DC03 | ZSPR_ACT | ZSPR | NOS | 2 | 20841.6 | INR
0000 |  | 8600 | Stores & Services Circle,BBSR | 8601 | EHT Stores Division, BBSR | G102 | Stores Sub-Division,Mancheswar-BBSR | 3000002965 | LV N.Bushing -160MVA 220/132/33KV T&R AT | SPR.TFR160T&R.DC04 | ZSPR_ACT | ZSPR | NOS | 3 | 48955.2 | INR
0000 |  | 8600 | Stores & Services Circle,BBSR | 8601 | EHT Stores Division, BBSR | G102 | Stores Sub-Division,Mancheswar-BBSR | 3000002968 | PRD -160MVA 220/132/33KV T&R AT | SPR.TFR160T&R.DC07 | ZSPR_ACT | ZSPR | NOS | 7 | 56827.96 | INR
0000 |  | 8600 | Stores & Services Circle,BBSR | 8601 | EHT Stores Division, BBSR | G102 | Stores Sub-Division,Mancheswar-BBSR | 3000002969 | MOLG -160MVA 220/132/33KV T&R AT | SPR.TFR160T&R.DC08 | ZSPR_ACT | ZSPR | NOS | 2 | 5380.8 | INR
0000 |  | 8600 | Stores & Services Circle,BBSR | 8601 | EHT Stores Division, BBSR | G102 | Stores Sub-Division,Mancheswar-BBSR | 3000002970 | OFI-160MVA 220/132/33KV T&R AT | SPR.TFR160T&R.DC09 | ZSPR_ACT | ZSPR | NOS | 2 | 21738.44 | INR
0000 |  | 8600 | Stores & Services Circle,BBSR | 8601 | EHT Stores Division, BBSR | G102 | Stores Sub-Division,Mancheswar-BBSR | 3000002971 | CP&motor -160MVA 220/132/33KV T&R AT | SPR.TFR160T&R.DC11 | ZSPR_ACT | ZSPR | NOS | 2 | 594465.28 | INR
0000 |  | 8600 | Stores & Services Circle,BBSR | 8601 | EHT Stores Division, BBSR | G102 | Stores Sub-Division,Mancheswar-BBSR | 3000002972 | BR of 160MVA,220/132/33KV T&R AT | SPR.TFR160T&R.DC12 | ZSPR_ACT | ZSPR | NOS | 7 | 23109.38 | INR
0000 |  | 8600 | Stores & Services Circle,BBSR | 8601 | EHT Stores Division, BBSR | G102 | Stores Sub-Division,Mancheswar-BBSR | 3000002973 | TPI -160MVA 220/132/33KV T&R AT | SPR.TFR160T&R.DC13 | ZSPR_ACT | ZSPR | NOS | 7 | 342666.17 | INR
0000 |  | 8600 | Stores & Services Circle,BBSR | 8601 | EHT Stores Division, BBSR | G102 | Stores Sub-Division,Mancheswar-BBSR | 3000003076 | HV Bushing &Rod-20MVA 220/33 kV Tfr | SPR.TFR20T&R.DB01 | ZSPR_ACT | ZSPR | NOS | 1 | 246171.6 | INR
0000 |  | 8600 | Stores & Services Circle,BBSR | 8601 | EHT Stores Division, BBSR | G102 | Stores Sub-Division,Mancheswar-BBSR | 3000003077 | LV Bushing&Rod for 20MVA 220/33kV Tfr | SPR.TFR20T&R.DB02 | ZSPR_ACT | ZSPR | NOS | 1 | 11463.35 | INR
0000 |  | 8600 | Stores & Services Circle,BBSR | 8601 | EHT Stores Division, BBSR | G102 | Stores Sub-Division,Mancheswar-BBSR | 3000003078 | HV N. Bushing for 20MVA,220/33kVT&R Tfr | SPR.TFR20T&R.DB03 | ZSPR_ACT | ZSPR | NOS | 3 | 34390.05 | INR
0000 |  | 8600 | Stores & Services Circle,BBSR | 8601 | EHT Stores Division, BBSR | G102 | Stores Sub-Division,Mancheswar-BBSR | 3000003079 | LV N. Bushing for 20MVA,220/33kVT&R Tfr | SPR.TFR20T&R.DB04 | ZSPR_ACT | ZSPR | NOS | 3 | 53851.71 | INR
0000 |  | 8600 | Stores & Services Circle,BBSR | 8601 | EHT Stores Division, BBSR | G102 | Stores Sub-Division,Mancheswar-BBSR | 3000003081 | OTI for 20MVA,220/33kVT&R Tfr | SPR.TFR20T&R.DB06 | ZSPR_ACT | ZSPR | SET | 1 | 19444.87 | INR
0000 |  | 8600 | Stores & Services Circle,BBSR | 8601 | EHT Stores Division, BBSR | G102 | Stores Sub-Division,Mancheswar-BBSR | 3000003082 | PRD for 20MVA,220/33kVT&R Tfr | SPR.TFR20T&R.DB07 | ZSPR_ACT | ZSPR | NOS | 3 | 26789.67 | INR
0000 |  | 8600 | Stores & Services Circle,BBSR | 8601 | EHT Stores Division, BBSR | G102 | Stores Sub-Division,Mancheswar-BBSR | 3000003083 | MOLG for 20MVA,220/33kVT&R Tfr | SPR.TFR20T&R.DB08 | ZSPR_ACT | ZSPR | NOS | 1 | 8705.69 | INR
0000 |  | 8600 | Stores & Services Circle,BBSR | 8601 | EHT Stores Division, BBSR | G102 | Stores Sub-Division,Mancheswar-BBSR | 3000003085 | B. Relay of for 20MVA,220/33kVT&R Tfr | SPR.TFR20T&R.DB10 | ZSPR_ACT | ZSPR | NOS | 3 | 10896.12 | INR
0000 |  | 8600 | Stores & Services Circle,BBSR | 8601 | EHT Stores Division, BBSR | G102 | Stores Sub-Division,Mancheswar-BBSR | 3000003087 | TPI for 20MVA,220/33kVT&R Tfr | SPR.TFR20T&R.DB12 | ZSPR_ACT | ZSPR | NOS | 3 | 67260 | INR
0000 |  | 8600 | Stores & Services Circle,BBSR | 8601 | EHT Stores Division, BBSR | G102 | Stores Sub-Division,Mancheswar-BBSR | 3000003090 | HV Bushing&Rod of 20MVA 220/33kV T&R Tfr | SPR.TFR20T&R.EB01 | ZSPR_ACT | ZSPR | NOS | 1 | 82294.85 | INR
0000 |  | 8600 | Stores & Services Circle,BBSR | 8601 | EHT Stores Division, BBSR | G102 | Stores Sub-Division,Mancheswar-BBSR | 3000003091 | HV N Bushing of 20MVA 220/33kV T&R Tfr | SPR.TFR20T&R.EB03 | ZSPR_ACT | ZSPR | NOS | 1 | 15839.73 | INR
0000 |  | 8600 | Stores & Services Circle,BBSR | 8601 | EHT Stores Division, BBSR | G102 | Stores Sub-Division,Mancheswar-BBSR | 3000003094 | PRD 20MVA 132/33KV Trf | SPR.TFR20T&R.EB07 | ZSPR_ACT | ZSPR | NOS | 1 | 7880.63 | INR
0000 |  | 8600 | Stores & Services Circle,BBSR | 8601 | EHT Stores Division, BBSR | G102 | Stores Sub-Division,Mancheswar-BBSR | 3000003095 | Buchholz relay 20MVA 132/33KV Trf | SPR.TFR20T&R.EB10 | ZSPR_ACT | ZSPR | NOS | 2 | 4360.7 | INR
0000 |  | 8600 | Stores & Services Circle,BBSR | 8601 | EHT Stores Division, BBSR | G102 | Stores Sub-Division,Mancheswar-BBSR | 3000003096 | TPI 20MVA 132/33KV T & R Trf | SPR.TFR20T&R.EB11 | ZSPR_ACT | ZSPR | NOS | 1 | 10550.85 | INR
0000 |  | 8600 | Stores & Services Circle,BBSR | 8601 | EHT Stores Division, BBSR | G102 | Stores Sub-Division,Mancheswar-BBSR | 3000003238 | HV N Bushing for 40MVA 132/33KV BHELTfr | SPR.TFR40BHEL.EB02 | ZSPR_ACT | ZSPR | NOS | 2 | 39489.2 | INR
0000 |  | 8600 | Stores & Services Circle,BBSR | 8601 | EHT Stores Division, BBSR | G102 | Stores Sub-Division,Mancheswar-BBSR | 3000003244 | BUCHHOLZRELAY FOR 40MVA 132/33KV BHELTfr | SPR.TFR40BHEL.EC07 | ZSPR_ACT | ZSPR | NOS | 4 | 37855.04 | INR
0000 |  | 8600 | Stores & Services Circle,BBSR | 8601 | EHT Stores Division, BBSR | G102 | Stores Sub-Division,Mancheswar-BBSR | 3000003245 | MOLG FOR 40MVA 132/33KV BHEL Tfr | SPR.TFR40BHEL.EC08 | ZSPR_ACT | ZSPR | NOS | 3 | 29896.2 | INR
0000 |  | 8600 | Stores & Services Circle,BBSR | 8601 | EHT Stores Division, BBSR | G102 | Stores Sub-Division,Mancheswar-BBSR | 3000003246 | TPI FOR 132/33KV 40MVA BHEL Tfr | SPR.TFR40BHEL.EC10 | ZSPR_ACT | ZSPR | NOS | 1 | 12017.6 | INR
0000 |  | 8600 | Stores & Services Circle,BBSR | 8601 | EHT Stores Division, BBSR | G102 | Stores Sub-Division,Mancheswar-BBSR | 3000003249 | HV N bushing for 40MVA 132/33kV BHEL Tfr | SPR.TFR40BHEL.EF03 | ZSPR_ACT | ZSPR | NOS | 2 | 39489.2 | INR
0000 |  | 8600 | Stores & Services Circle,BBSR | 8601 | EHT Stores Division, BBSR | G102 | Stores Sub-Division,Mancheswar-BBSR | 3000003254 | Fan 40MVA or 20 MVA, 132/33kV PT-M/s ECE | SPR.TFR40ECE.EC01 | ZSPR_ACT | ZSPR | SET | 4 | 69488.23 | INR
0000 |  | 8600 | Stores & Services Circle,BBSR | 8601 | EHT Stores Division, BBSR | G102 | Stores Sub-Division,Mancheswar-BBSR | 3000003255 | OTI for 40MVA, 132/33KV ECE Tfr | SPR.TFR40ECE.EC02 | ZSPR_ACT | ZSPR | SET | 4 | 135044.13 | INR
0000 |  | 8600 | Stores & Services Circle,BBSR | 8601 | EHT Stores Division, BBSR | G102 | Stores Sub-Division,Mancheswar-BBSR | 3000003256 | PRD for 40MVA 132/33KV ECETfr | SPR.TFR40ECE.EC03 | ZSPR_ACT | ZSPR | NOS | 15 | 151087.21 | INR
0000 |  | 8600 | Stores & Services Circle,BBSR | 8601 | EHT Stores Division, BBSR | G102 | Stores Sub-Division,Mancheswar-BBSR | 3000003257 | MOLG for 40MVA 132/33KV ECETfr | SPR.TFR40ECE.EC04 | ZSPR_ACT | ZSPR | NOS | 9 | 80510.92 | INR
0000 |  | 8600 | Stores & Services Circle,BBSR | 8601 | EHT Stores Division, BBSR | G102 | Stores Sub-Division,Mancheswar-BBSR | 3000003258 | WTIfor 40MVA or 20 MVA, 132/33kV PT M/s | SPR.TFR40ECE.EC05 | ZSPR_ACT | ZSPR | NOS | 2 | 87011.99 | INR
0000 |  | 8600 | Stores & Services Circle,BBSR | 8601 | EHT Stores Division, BBSR | G102 | Stores Sub-Division,Mancheswar-BBSR | 3000003259 | Buchholz relay for 40MVA 132/33KV ECETfr | SPR.TFR40ECE.EC06 | ZSPR_ACT | ZSPR | NOS | 27 | 243503.73 | INR
0000 |  | 8600 | Stores & Services Circle,BBSR | 8601 | EHT Stores Division, BBSR | G102 | Stores Sub-Division,Mancheswar-BBSR | 3000003260 | TPI for 40MVA, 132/33KV ECE Tfr | SPR.TFR40ECE.EC07 | ZSPR_ACT | ZSPR | NOS | 10 | 86770.07 | INR
0000 |  | 8600 | Stores & Services Circle,BBSR | 8601 | EHT Stores Division, BBSR | G102 | Stores Sub-Division,Mancheswar-BBSR | 3000003261 | HV Bushing & Rod-40MVA 132/33KV ECE Tfr | SPR.TFR40ECE.EF01 | ZSPR_ACT | ZSPR | NOS | 11 | 4628616.32 | INR
0000 |  | 8600 | Stores & Services Circle,BBSR | 8601 | EHT Stores Division, BBSR | G102 | Stores Sub-Division,Mancheswar-BBSR | 3000003262 | LV Bushing &Rod-40MVA 132/33KV ECE Tfr | SPR.TFR40ECE.EF02 | ZSPR_ACT | ZSPR | NOS | 17 | 3337851.5 | INR
0000 |  | 8600 | Stores & Services Circle,BBSR | 8601 | EHT Stores Division, BBSR | G102 | Stores Sub-Division,Mancheswar-BBSR | 3000003263 | HV N. Bushing for 40MVA 132/33KV ECE Tfr | SPR.TFR40ECE.EF03 | ZSPR_ACT | ZSPR | NOS | 10 | 1633960.35 | INR
0000 |  | 8600 | Stores & Services Circle,BBSR | 8601 | EHT Stores Division, BBSR | G102 | Stores Sub-Division,Mancheswar-BBSR | 3000003264 | LV N Bushing of 40MVA 132/33KV ECE Tfr | SPR.TFR40ECE.EF04 | ZSPR_ACT | ZSPR | NOS | 10 | 967687.2 | INR
0000 |  | 8600 | Stores & Services Circle,BBSR | 8601 | EHT Stores Division, BBSR | G102 | Stores Sub-Division,Mancheswar-BBSR | 3000003270 | PRV FOR 40MVA 132/33KV GECA Tfr | SPR.TFR40GECA.EC04 | ZSPR_ACT | ZSPR | NOS | 12 | 118615.44 | INR
0000 |  | 8600 | Stores & Services Circle,BBSR | 8601 | EHT Stores Division, BBSR | G102 | Stores Sub-Division,Mancheswar-BBSR | 3000003273 | HV Bushing for 40 MVA 132/33kV TA Tfr | SPR.TFR40TA.DB01 | ZSPR_ACT | ZSPR | NOS | 4 | 424276.08 | INR
0000 |  | 8600 | Stores & Services Circle,BBSR | 8601 | EHT Stores Division, BBSR | G102 | Stores Sub-Division,Mancheswar-BBSR | 3000003274 | LV Bushing for 40MVA 132/33kV TA Tfr | SPR.TFR40TA.DB02 | ZSPR_ACT | ZSPR | NOS | 4 | 44660.64 | INR
0000 |  | 8600 | Stores & Services Circle,BBSR | 8601 | EHT Stores Division, BBSR | G102 | Stores Sub-Division,Mancheswar-BBSR | 3000003275 | HV N. Bushing for 40MVA 132/33kV TA Tfr | SPR.TFR40TA.DB03 | ZSPR_ACT | ZSPR | NOS | 4 | 44660.64 | INR
0000 |  | 8600 | Stores & Services Circle,BBSR | 8601 | EHT Stores Division, BBSR | G102 | Stores Sub-Division,Mancheswar-BBSR | 3000003276 | LV N. Bushing for 40MVA 132/33kV TA Tfr | SPR.TFR40TA.DB04 | ZSPR_ACT | ZSPR | NOS | 4 | 44660.64 | INR
0000 |  | 8600 | Stores & Services Circle,BBSR | 8601 | EHT Stores Division, BBSR | G102 | Stores Sub-Division,Mancheswar-BBSR | 3000003277 | PRD for 40MVA 132/33kV Power Tfr of TA | SPR.TFR40TA.DB07 | ZSPR_ACT | ZSPR | NOS | 4 | 33495.48 | INR
0000 |  | 8600 | Stores & Services Circle,BBSR | 8601 | EHT Stores Division, BBSR | G102 | Stores Sub-Division,Mancheswar-BBSR | 3000003278 | MOLG for 40MVA 132/33kV TA Tfr | SPR.TFR40TA.DB08 | ZSPR_ACT | ZSPR | NOS | 4 | 29029.4 | INR
0000 |  | 8600 | Stores & Services Circle,BBSR | 8601 | EHT Stores Division, BBSR | G102 | Stores Sub-Division,Mancheswar-BBSR | 3000003279 | Buchholz relay for 40MVA 132/33kV TA Tfr | SPR.TFR40TA.DB10 | ZSPR_ACT | ZSPR | NOS | 13 | 101602.93 | INR
0000 |  | 8600 | Stores & Services Circle,BBSR | 8601 | EHT Stores Division, BBSR | G102 | Stores Sub-Division,Mancheswar-BBSR | 3000003280 | TPI for 40MVA 132/33kV TA Tfr | SPR.TFR40TA.DB11 | ZSPR_ACT | ZSPR | NOS | 4 | 13505.68 | INR
0000 |  | 8600 | Stores & Services Circle,BBSR | 8601 | EHT Stores Division, BBSR | G102 | Stores Sub-Division,Mancheswar-BBSR | 3000003327 | HV Bushing for 132/33KV 63MVA BB Tfr | SPR.TFR63BBL.EC01 | ZSPR_ACT | ZSPR | NOS | 1 | 204542 | INR
0000 |  | 8600 | Stores & Services Circle,BBSR | 8601 | EHT Stores Division, BBSR | G102 | Stores Sub-Division,Mancheswar-BBSR | 3000003328 | LV Bushing for 132/33KV 63MVA BB Tfr | SPR.TFR63BBL.EC02 | ZSPR_ACT | ZSPR | NOS | 4 | 851537.18 | INR
0000 |  | 8600 | Stores & Services Circle,BBSR | 8601 | EHT Stores Division, BBSR | G102 | Stores Sub-Division,Mancheswar-BBSR | 3000003329 | HV N Bushing for 132/33KV 63MVA BB Tfr | SPR.TFR63BBL.EC03 | ZSPR_ACT | ZSPR | NOS | 4 | 835445.18 | INR
0000 |  | 8600 | Stores & Services Circle,BBSR | 8601 | EHT Stores Division, BBSR | G102 | Stores Sub-Division,Mancheswar-BBSR | 3000003330 | LV NBushing of 132/33KV 63MVA BB Tfr | SPR.TFR63BBL.EC04 | ZSPR_ACT | ZSPR | NOS | 4 | 851537.18 | INR
0000 |  | 8600 | Stores & Services Circle,BBSR | 8601 | EHT Stores Division, BBSR | G102 | Stores Sub-Division,Mancheswar-BBSR | 3000003331 | WTI for 132/33KV 63MVA BB Tfr | SPR.TFR63BBL.EC05 | ZSPR_ACT | ZSPR | SET | 2 | 38714.15 | INR
0000 |  | 8600 | Stores & Services Circle,BBSR | 8601 | EHT Stores Division, BBSR | G102 | Stores Sub-Division,Mancheswar-BBSR | 3000003332 | OTI for 132/33KV 63MVA BB Tfr | SPR.TFR63BBL.EC06 | ZSPR_ACT | ZSPR | SET | 3 | 63891.9 | INR
0000 |  | 8600 | Stores & Services Circle,BBSR | 8601 | EHT Stores Division, BBSR | G102 | Stores Sub-Division,Mancheswar-BBSR | 3000003333 | PRD for 132/33KV 63MVA Tfr | SPR.TFR63BBL.EC07 | ZSPR_ACT | ZSPR | NOS | 7 | 98620.97 | INR
0000 |  | 8600 | Stores & Services Circle,BBSR | 8601 | EHT Stores Division, BBSR | G102 | Stores Sub-Division,Mancheswar-BBSR | 3000003334 | MOLG for 132/33KV 63MVA BB Tfr | SPR.TFR63BBL.EC08 | ZSPR_ACT | ZSPR | NOS | 4 | 56015.61 | INR
0000 |  | 8600 | Stores & Services Circle,BBSR | 8601 | EHT Stores Division, BBSR | G102 | Stores Sub-Division,Mancheswar-BBSR | 3000003335 | OFI for 132/33KV 63MVA Tfr | SPR.TFR63BBL.EC10 | ZSPR_ACT | ZSPR | NOS | 2 | 16090 | INR
0000 |  | 8600 | Stores & Services Circle,BBSR | 8601 | EHT Stores Division, BBSR | G102 | Stores Sub-Division,Mancheswar-BBSR | 3000003336 | Cooler pump 132/33KV 63MVA Trf | SPR.TFR63BBL.EC11 | ZSPR_ACT | ZSPR | NOS | 3 | 48271.98 | INR
0000 |  | 8600 | Stores & Services Circle,BBSR | 8601 | EHT Stores Division, BBSR | G102 | Stores Sub-Division,Mancheswar-BBSR | 3000003337 | BuchholtzRelay for 132/33KV 63MVA BB Trf | SPR.TFR63BBL.EC12 | ZSPR_ACT | ZSPR | NOS | 8 | 151286.29 | INR
0000 |  | 8600 | Stores & Services Circle,BBSR | 8601 | EHT Stores Division, BBSR | G102 | Stores Sub-Division,Mancheswar-BBSR | 3000003338 | TPI for 132/33KV 63MVA BBTfr | SPR.TFR63BBL.EC13 | ZSPR_ACT | ZSPR | NOS | 3 | 43265.61 | INR
0000 |  | 8600 | Stores & Services Circle,BBSR | 8601 | EHT Stores Division, BBSR | G104 | Stores Sub Division, Meramundali | 3000003390 | G1 132 KV BEAM STRUCTURE | STRS.132BEAM.A001 | ZSPR_ACT | ZSPR | MT | 0.006 | 644.56 | INR
0000 |  | 8600 | Stores & Services Circle,BBSR | 8601 | EHT Stores Division, BBSR | G102 | Stores Sub-Division,Mancheswar-BBSR | 3000003392 | G2 132 KV BEAM STRUCTURE | STRS.132BEAM.A003 | ZSPR_ACT | ZSPR | MT | 9.381 | 772133.59 | INR
0000 |  | 8600 | Stores & Services Circle,BBSR | 8601 | EHT Stores Division, BBSR | G103 | Stores Sub-Division, Choudwar | 3000003392 | G2 132 KV BEAM STRUCTURE | STRS.132BEAM.A003 | ZSPR_ACT | ZSPR | MT | 4.155 | 341990.73 | INR
0000 |  | 8600 | Stores & Services Circle,BBSR | 8601 | EHT Stores Division, BBSR | G104 | Stores Sub Division, Meramundali | 3000003392 | G2 132 KV BEAM STRUCTURE | STRS.132BEAM.A003 | ZSPR_ACT | ZSPR | MT | 0.855 | 70373.54 | INR
0000 |  | 8600 | Stores & Services Circle,BBSR | 8601 | EHT Stores Division, BBSR | G103 | Stores Sub-Division, Choudwar | 3000003394 | T1S 132 KV COLUMN STRUCTURE | STRS.132COLMN.A001 | ZSPR_ACT | ZSPR | MT | 9.23 | 802976.54 | INR
0000 |  | 8600 | Stores & Services Circle,BBSR | 8601 | EHT Stores Division, BBSR | G104 | Stores Sub Division, Meramundali | 3000003394 | T1S 132 KV COLUMN STRUCTURE | STRS.132COLMN.A001 | ZSPR_ACT | ZSPR | MT | 4.666 | 405925.09 | INR
0000 |  | 8600 | Stores & Services Circle,BBSR | 8601 | EHT Stores Division, BBSR | G104 | Stores Sub Division, Meramundali | 3000003395 | T4S 132 KV COLUMN STRUCTURE | STRS.132COLMN.A002 | ZSPR_ACT | ZSPR | MT | 0.922 | 71952.31 | INR
0000 |  | 8600 | Stores & Services Circle,BBSR | 8601 | EHT Stores Division, BBSR | G103 | Stores Sub-Division, Choudwar | 3000003395 | T4S 132 KV COLUMN STRUCTURE | STRS.132COLMN.A002 | ZSPR_ACT | ZSPR | MT | 6.389 | 498593.61 | INR
0000 |  | 8600 | Stores & Services Circle,BBSR | 8601 | EHT Stores Division, BBSR | G102 | Stores Sub-Division,Mancheswar-BBSR | 3000003395 | T4S 132 KV COLUMN STRUCTURE | STRS.132COLMN.A002 | ZSPR_ACT | ZSPR | MT | 1.52 | 118619.86 | INR
0000 |  | 8600 | Stores & Services Circle,BBSR | 8601 | EHT Stores Division, BBSR | G104 | Stores Sub Division, Meramundali | 3000003397 | Equipment structure of CTfor 132KV | STRS.132EQPT.A013 | ZSPR_ACT | ZSPR | MT | 0.722 | 77528.36 | INR
0000 |  | 8600 | Stores & Services Circle,BBSR | 8601 | EHT Stores Division, BBSR | G104 | Stores Sub Division, Meramundali | 3000003398 | Equipment structure of 132kV SI w/o ES | STRS.132EQPT.A015 | ZSPR_ACT | ZSPR | MT | 0.149 | 15348.45 | INR
0000 |  | 8600 | Stores & Services Circle,BBSR | 8601 | EHT Stores Division, BBSR | G102 | Stores Sub-Division,Mancheswar-BBSR | 3000003398 | Equipment structure of 132kV SI w/o ES | STRS.132EQPT.A015 | ZSPR_ACT | ZSPR | MT | 2.688 | 276890.22 | INR
0000 |  | 8600 | Stores & Services Circle,BBSR | 8601 | EHT Stores Division, BBSR | G102 | Stores Sub-Division,Mancheswar-BBSR | 3000003399 | Equipment structure of 132kV DI w/o ES | STRS.132EQPT.A016 | ZSPR_ACT | ZSPR | MT | 5.238 | 434313.21 | INR
0000 |  | 8600 | Stores & Services Circle,BBSR | 8601 | EHT Stores Division, BBSR | G103 | Stores Sub-Division, Choudwar | 3000003399 | Equipment structure of 132kV DI w/o ES | STRS.132EQPT.A016 | ZSPR_ACT | ZSPR | MT | 4.385 | 363585.99 | INR
0000 |  | 8600 | Stores & Services Circle,BBSR | 8601 | EHT Stores Division, BBSR | G104 | Stores Sub Division, Meramundali | 3000003399 | Equipment structure of 132kV DI w/o ES | STRS.132EQPT.A016 | ZSPR_ACT | ZSPR | MT | 0.089 | 7379.51 | INR
0000 |  | 8600 | Stores & Services Circle,BBSR | 8601 | EHT Stores Division, BBSR | G104 | Stores Sub Division, Meramundali | 3000003400 | Equipment structure of LA/SA for 132KV | STRS.132EQPT.A017 | ZSPR_ACT | ZSPR | MT | 0.045 | 4832.1 | INR
0000 |  | 8600 | Stores & Services Circle,BBSR | 8601 | EHT Stores Division, BBSR | G102 | Stores Sub-Division,Mancheswar-BBSR | 3000003401 | Equipment structure of IVT for 132KV | STRS.132EQPT.A018 | ZSPR_ACT | ZSPR | MT | 4.301 | 297430.11 | INR
0000 |  | 8600 | Stores & Services Circle,BBSR | 8601 | EHT Stores Division, BBSR | G103 | Stores Sub-Division, Choudwar | 3000003401 | Equipment structure of IVT for 132KV | STRS.132EQPT.A018 | ZSPR_ACT | ZSPR | MT | 3.987 | 275715.84 | INR
0000 |  | 8600 | Stores & Services Circle,BBSR | 8601 | EHT Stores Division, BBSR | G102 | Stores Sub-Division,Mancheswar-BBSR | 3000003402 | Equipment structure of CVT for 132KV | STRS.132EQPT.A019 | ZSPR_ACT | ZSPR | MT | 0.957 | 95232.99 | INR
0000 |  | 8600 | Stores & Services Circle,BBSR | 8601 | EHT Stores Division, BBSR | G103 | Stores Sub-Division, Choudwar | 3000003409 | Q3 220 KV BEAM STRUCTURE | STRS.220BEAM.A002 | ZSPR_ACT | ZSPR | MT | 2.418 | 132488.94 | INR
0000 |  | 8600 | Stores & Services Circle,BBSR | 8601 | EHT Stores Division, BBSR | G103 | Stores Sub-Division, Choudwar | 3000003413 | RP1S 220 KV COLUMN STRUCTURE | STRS.220COLMN.A001 | ZSPR_ACT | ZSPR | MT | 9.374 | 440424.36 | INR
0000 |  | 8600 | Stores & Services Circle,BBSR | 8601 | EHT Stores Division, BBSR | G102 | Stores Sub-Division,Mancheswar-BBSR | 3000003428 | G4 33 KV BEAM STRUCTURE | STRS.33BEAM.A001 | ZSPR_ACT | ZSPR | MT | 4.562 | 341768.35 | INR
0000 |  | 8600 | Stores & Services Circle,BBSR | 8601 | EHT Stores Division, BBSR | G104 | Stores Sub Division, Meramundali | 3000003428 | G4 33 KV BEAM STRUCTURE | STRS.33BEAM.A001 | ZSPR_ACT | ZSPR | MT | 0.001 | 74.92 | INR
0000 |  | 8600 | Stores & Services Circle,BBSR | 8601 | EHT Stores Division, BBSR | G102 | Stores Sub-Division,Mancheswar-BBSR | 3000003430 | G6 33 KV BEAM STRUCTURE | STRS.33BEAM.A003 | ZSPR_ACT | ZSPR | MT | 8.59 | 681198.54 | INR
0000 |  | 8600 | Stores & Services Circle,BBSR | 8601 | EHT Stores Division, BBSR | G103 | Stores Sub-Division, Choudwar | 3000003430 | G6 33 KV BEAM STRUCTURE | STRS.33BEAM.A003 | ZSPR_ACT | ZSPR | MT | 1.427 | 113163.02 | INR
0000 |  | 8600 | Stores & Services Circle,BBSR | 8601 | EHT Stores Division, BBSR | G104 | Stores Sub Division, Meramundali | 3000003430 | G6 33 KV BEAM STRUCTURE | STRS.33BEAM.A003 | ZSPR_ACT | ZSPR | MT | 0.715 | 56700.46 | INR
0000 |  | 8600 | Stores & Services Circle,BBSR | 8601 | EHT Stores Division, BBSR | G104 | Stores Sub Division, Meramundali | 3000003431 | T8S 33 KV COLUMN STRUCTURE | STRS.33COLMN.A001 | ZSPR_ACT | ZSPR | MT | 0.741 | 79563.25 | INR
0000 |  | 8600 | Stores & Services Circle,BBSR | 8601 | EHT Stores Division, BBSR | G104 | Stores Sub Division, Meramundali | 3000003432 | T9S 33 KV COLUMN STRUCTURE | STRS.33COLMN.A002 | ZSPR_ACT | ZSPR | MT | 0.575 | 42342.04 | INR
0000 |  | 8600 | Stores & Services Circle,BBSR | 8601 | EHT Stores Division, BBSR | G103 | Stores Sub-Division, Choudwar | 3000003432 | T9S 33 KV COLUMN STRUCTURE | STRS.33COLMN.A002 | ZSPR_ACT | ZSPR | MT | 7.062 | 520033.89 | INR
0000 |  | 8600 | Stores & Services Circle,BBSR | 8601 | EHT Stores Division, BBSR | G102 | Stores Sub-Division,Mancheswar-BBSR | 3000003432 | T9S 33 KV COLUMN STRUCTURE | STRS.33COLMN.A002 | ZSPR_ACT | ZSPR | MT | 36.933 | 2719684.44 | INR
0000 |  | 8600 | Stores & Services Circle,BBSR | 8601 | EHT Stores Division, BBSR | G102 | Stores Sub-Division,Mancheswar-BBSR | 3000003435 | Equipment structure - 33kV CT/NCT | STRS.33EQPT.A010 | ZSPR_ACT | ZSPR | MT | 0.567 | 48462.3 | INR
0000 |  | 8600 | Stores & Services Circle,BBSR | 8601 | EHT Stores Division, BBSR | G104 | Stores Sub Division, Meramundali | 3000003435 | Equipment structure - 33kV CT/NCT | STRS.33EQPT.A010 | ZSPR_ACT | ZSPR | MT | 0.553 | 47265.7 | INR
0000 |  | 8600 | Stores & Services Circle,BBSR | 8601 | EHT Stores Division, BBSR | G104 | Stores Sub Division, Meramundali | 3000003436 | Equipment structure of PT/IVT for 33KV | STRS.33EQPT.A011 | ZSPR_ACT | ZSPR | MT | 0.622 | 66790.36 | INR
0000 |  | 8600 | Stores & Services Circle,BBSR | 8601 | EHT Stores Division, BBSR | G104 | Stores Sub Division, Meramundali | 3000003437 | Equipment structure-33kV SI w/o ES | STRS.33EQPT.A012 | ZSPR_ACT | ZSPR | MT | 0.473 | 44024.63 | INR
0000 |  | 8600 | Stores & Services Circle,BBSR | 8601 | EHT Stores Division, BBSR | G103 | Stores Sub-Division, Choudwar | 3000003437 | Equipment structure-33kV SI w/o ES | STRS.33EQPT.A012 | ZSPR_ACT | ZSPR | MT | 1.302 | 121184.07 | INR
0000 |  | 8600 | Stores & Services Circle,BBSR | 8601 | EHT Stores Division, BBSR | G102 | Stores Sub-Division,Mancheswar-BBSR | 3000003437 | Equipment structure-33kV SI w/o ES | STRS.33EQPT.A012 | ZSPR_ACT | ZSPR | MT | 3.862 | 359456.88 | INR
0000 |  | 8600 | Stores & Services Circle,BBSR | 8601 | EHT Stores Division, BBSR | G102 | Stores Sub-Division,Mancheswar-BBSR | 3000003438 | Equipment structure-33kV DI w/o ES | STRS.33EQPT.A013 | ZSPR_ACT | ZSPR | MT | 3.998 | 389949.07 | INR
0000 |  | 8600 | Stores & Services Circle,BBSR | 8601 | EHT Stores Division, BBSR | G104 | Stores Sub Division, Meramundali | 3000003438 | Equipment structure-33kV DI w/o ES | STRS.33EQPT.A013 | ZSPR_ACT | ZSPR | MT | 0.116 | 11314.18 | INR
0000 |  | 8600 | Stores & Services Circle,BBSR | 8601 | EHT Stores Division, BBSR | G102 | Stores Sub-Division,Mancheswar-BBSR | 3000003439 | Equipment structure of LA/SA for 33KV | STRS.33EQPT.A014 | ZSPR_ACT | ZSPR | MT | 1.784 | 122115.76 | INR
0000 |  | 8600 | Stores & Services Circle,BBSR | 8601 | EHT Stores Division, BBSR | G103 | Stores Sub-Division, Choudwar | 3000003439 | Equipment structure of LA/SA for 33KV | STRS.33EQPT.A014 | ZSPR_ACT | ZSPR | MT | 0.284 | 19439.95 | INR
0000 |  | 8600 | Stores & Services Circle,BBSR | 8601 | EHT Stores Division, BBSR | G104 | Stores Sub Division, Meramundali | 3000003440 | Equipment structure of PI for 33KV | STRS.33EQPT.A017 | ZSPR_ACT | ZSPR | MT | 0.2 | 15998.5 | INR
0000 |  | 8600 | Stores & Services Circle,BBSR | 8601 | EHT Stores Division, BBSR | G103 | Stores Sub-Division, Choudwar | 3000003440 | Equipment structure of PI for 33KV | STRS.33EQPT.A017 | ZSPR_ACT | ZSPR | MT | 2.71 | 216779.71 | INR
0000 |  | 8600 | Stores & Services Circle,BBSR | 8601 | EHT Stores Division, BBSR | G102 | Stores Sub-Division,Mancheswar-BBSR | 3000003440 | Equipment structure of PI for 33KV | STRS.33EQPT.A017 | ZSPR_ACT | ZSPR | MT | 0.452 | 36156.62 | INR
0000 |  | 8600 | Stores & Services Circle,BBSR | 8601 | EHT Stores Division, BBSR | G102 | Stores Sub-Division,Mancheswar-BBSR | 3000003482 | 132 KV PA TYPE TOWER COMPLETE SET | TWR.132PA.L.A001 | ZSPR_ACT | ZSPR | MT | 20.954 | 1543543.3 | INR
0000 |  | 8600 | Stores & Services Circle,BBSR | 8601 | EHT Stores Division, BBSR | G102 | Stores Sub-Division,Mancheswar-BBSR | 3000003484 | 132 KV PA TYPE STUB | TWR.132PA.STUB.A001 | ZSPR_ACT | ZSPR | MT | 7.155 | 394696.07 | INR
0000 |  | 8600 | Stores & Services Circle,BBSR | 8601 | EHT Stores Division, BBSR | G104 | Stores Sub Division, Meramundali | 3000003484 | 132 KV PA TYPE STUB | TWR.132PA.STUB.A001 | ZSPR_ACT | ZSPR | MT | 1.93 | 106465.89 | INR
0000 |  | 8600 | Stores & Services Circle,BBSR | 8601 | EHT Stores Division, BBSR | G102 | Stores Sub-Division,Mancheswar-BBSR | 3000003485 | 132 KV PA TYPE TEMPLATE | TWR.132PA.TMPL.A001 | ZSPR_ACT | ZSPR | MT | 2.576 | 259570.05 | INR
0000 |  | 8600 | Stores & Services Circle,BBSR | 8601 | EHT Stores Division, BBSR | G102 | Stores Sub-Division,Mancheswar-BBSR | 3000003490 | 132 KV PB TYPE TEMPLATE | TWR.132PB.TMPL.A001 | ZSPR_ACT | ZSPR | MT | 2.372 | 194926.14 | INR
0000 |  | 8600 | Stores & Services Circle,BBSR | 8601 | EHT Stores Division, BBSR | G102 | Stores Sub-Division,Mancheswar-BBSR | 3000003492 | 132 KV PC TYPE STUB | TWR.132PC.STUB.A001 | ZSPR_ACT | ZSPR | MT | 6.698 | 647738.3 | INR
0000 |  | 8600 | Stores & Services Circle,BBSR | 8601 | EHT Stores Division, BBSR | G102 | Stores Sub-Division,Mancheswar-BBSR | 3000003493 | 132 KV PC TYPE TEMPLATE | TWR.132PC.TMPL.A001 | ZSPR_ACT | ZSPR | MT | 2.628 | 223718.95 | INR
0000 |  | 8600 | Stores & Services Circle,BBSR | 8601 | EHT Stores Division, BBSR | G102 | Stores Sub-Division,Mancheswar-BBSR | 3000003499 | 220 KV UR TYPE NMTL DESIGN STUB | TWR.132UR.STUB.F001 | ZSPR_ACT | ZSPR | MT | 1.374 | 86028.46 | INR
0000 |  | 8600 | Stores & Services Circle,BBSR | 8601 | EHT Stores Division, BBSR | G102 | Stores Sub-Division,Mancheswar-BBSR | 3000003513 | 220 KV OA TYPE TOWER | TWR.220OA.L.A001 | ZSPR_ACT | ZSPR | MT | 16.756 | 1380076.94 | INR
0000 |  | 8600 | Stores & Services Circle,BBSR | 8601 | EHT Stores Division, BBSR | G104 | Stores Sub Division, Meramundali | 3000003513 | 220 KV OA TYPE TOWER | TWR.220OA.L.A001 | ZSPR_ACT | ZSPR | MT | 4.48 | 368986.91 | INR
0000 |  | 8600 | Stores & Services Circle,BBSR | 8601 | EHT Stores Division, BBSR | G102 | Stores Sub-Division,Mancheswar-BBSR | 3000003515 | 220 KV OA TYPE STUB | TWR.220OA.STUB.A001 | ZSPR_ACT | ZSPR | MT | 13.543 | 905028.04 | INR
0000 |  | 8600 | Stores & Services Circle,BBSR | 8601 | EHT Stores Division, BBSR | G102 | Stores Sub-Division,Mancheswar-BBSR | 3000003516 | 220 KV OA TYPE TEMPLATE | TWR.220OA.TMPL.A001 | ZSPR_ACT | ZSPR | MT | 1.158 | 77290.08 | INR
0000 |  | 8600 | Stores & Services Circle,BBSR | 8601 | EHT Stores Division, BBSR | G102 | Stores Sub-Division,Mancheswar-BBSR | 3000003517 | 3mtr extension to 220 KV OA type Tower | TWR.220OA+3.L.A001 | ZSPR_ACT | ZSPR | MT | 3.765 | 249221.58 | INR
0000 |  | 8600 | Stores & Services Circle,BBSR | 8601 | EHT Stores Division, BBSR | G102 | Stores Sub-Division,Mancheswar-BBSR | 3000003520 | 220KV OA+6 Extn tower with Stub & Cleat | TWR.220OA+6.L.A004 | ZSPR_ACT | ZSPR | MT | 0.223 | 16811.48 | INR
0000 |  | 8600 | Stores & Services Circle,BBSR | 8601 | EHT Stores Division, BBSR | G102 | Stores Sub-Division,Mancheswar-BBSR | 3000003522 | 220 KV OB TYPE TEMPLATE | TWR.220OB.TMPL.A001 | ZSPR_ACT | ZSPR | MT | 1.588 | 105990.2 | INR
0000 |  | 8600 | Stores & Services Circle,BBSR | 8601 | EHT Stores Division, BBSR | G102 | Stores Sub-Division,Mancheswar-BBSR | 3000003526 | 220 KV OC TYPE TEMPLATE | TWR.220OC.TMPL.A001 | ZSPR_ACT | ZSPR | MT | 6.861 | 472422.86 | INR
0000 |  | 8600 | Stores & Services Circle,BBSR | 8601 | EHT Stores Division, BBSR | G102 | Stores Sub-Division,Mancheswar-BBSR | 3000003527 | 132 KV OC+15 Tower with stub cleat | TWR.220OC+15.L.A001 | ZSPR_ACT | ZSPR | MT | 45.352 | 4460536.58 | INR
0000 |  | 8600 | Stores & Services Circle,BBSR | 8601 | EHT Stores Division, BBSR | G104 | Stores Sub Division, Meramundali | 3000003527 | 132 KV OC+15 Tower with stub cleat | TWR.220OC+15.L.A001 | ZSPR_ACT | ZSPR | MT | 92.885 | 9135582.57 | INR
0000 |  | 8600 | Stores & Services Circle,BBSR | 8601 | EHT Stores Division, BBSR | G104 | Stores Sub Division, Meramundali | 3000003528 | 132 KV OC+15 Type tower | TWR.220OC+15.L.A003 | ZSPR_ACT | ZSPR | MT | 20.005 | 1869994.78 | INR
0000 |  | 8600 | Stores & Services Circle,BBSR | 8601 | EHT Stores Division, BBSR | G102 | Stores Sub-Division,Mancheswar-BBSR | 3000003528 | 132 KV OC+15 Type tower | TWR.220OC+15.L.A003 | ZSPR_ACT | ZSPR | MT | 19.463 | 1819330.59 | INR
0000 |  | 8600 | Stores & Services Circle,BBSR | 8601 | EHT Stores Division, BBSR | G104 | Stores Sub Division, Meramundali | 3000003530 | 132KV OC+24Type towe with stub cleat | TWR.220OC+24.L.A001 | ZSPR_ACT | ZSPR | MT | 48.542 | 4754672.26 | INR
0000 |  | 8600 | Stores & Services Circle,BBSR | 8601 | EHT Stores Division, BBSR | G104 | Stores Sub Division, Meramundali | 3000003531 | 220KV OC+6 Type Tower Mem stub&cleat | TWR.220OC+6.L.A002 | ZSPR_ACT | ZSPR | MT | 3.105 | 275285.38 | INR
0000 |  | 8600 | Stores & Services Circle,BBSR | 8601 | EHT Stores Division, BBSR | G102 | Stores Sub-Division,Mancheswar-BBSR | 3000003531 | 220KV OC+6 Type Tower Mem stub&cleat | TWR.220OC+6.L.A002 | ZSPR_ACT | ZSPR | MT | 4.309 | 382030.49 | INR
0000 |  | 8600 | Stores & Services Circle,BBSR | 8601 | EHT Stores Division, BBSR | G102 | Stores Sub-Division,Mancheswar-BBSR | 3000003533 | 220KV UR Type Tower wo Stub & Cleat | TWR.220UR.L.A001 | ZSPR_ACT | ZSPR | MT | 24.996 | 1613169.35 | INR
0000 |  | 8600 | Stores & Services Circle,BBSR | 8601 | EHT Stores Division, BBSR | G102 | Stores Sub-Division,Mancheswar-BBSR | 3000003535 | Stub & cleat for 220 KV UR type tower | TWR.220UR.STUB.A001 | ZSPR_ACT | ZSPR | MT | 2.379 | 160035.07 | INR
0000 |  | 8600 | Stores & Services Circle,BBSR | 8601 | EHT Stores Division, BBSR | G102 | Stores Sub-Division,Mancheswar-BBSR | 3000003536 | 220 KV UR TYPE TEMPLATE | TWR.220UR.TMPL.A001 | ZSPR_ACT | ZSPR | MT | 1.475 | 109530.54 | INR
0000 |  | 8600 | Stores & Services Circle,BBSR | 8601 | EHT Stores Division, BBSR | G104 | Stores Sub Division, Meramundali | 3000003551 | 400 KV DB TYPE MS STUB | TWR.400DB.STUB.A001 | ZSPR_ACT | ZSPR | MT | 0.81 | 52511.16 | INR
0000 |  | 8600 | Stores & Services Circle,BBSR | 8601 | EHT Stores Division, BBSR | G104 | Stores Sub Division, Meramundali | 3000003554 | 6mtr extension to 400 KV DB type Tower | TWR.400DB+6.L.D001 | ZSPR_ACT | ZSPR | MT | 9.643 | 596990.61 | INR
0000 |  | 8600 | Stores & Services Circle,BBSR | 8601 | EHT Stores Division, BBSR | G102 | Stores Sub-Division,Mancheswar-BBSR | 3000003555 | ANTICLIMBING DEVICE | TWR.ACD.A001 | ZSPR_ACT | ZSPR | SET | 79 | 608260.5 | INR
0000 |  | 8600 | Stores & Services Circle,BBSR | 8601 | EHT Stores Division, BBSR | G102 | Stores Sub-Division,Mancheswar-BBSR | 3000003560 | DISMANTLED TOWER MEMBERS | TWR.DISMENTAL.A001 | ZSPR_SUP | ZSPR | MT | 5.19 | 5.19 | INR
0000 |  | 8600 | Stores & Services Circle,BBSR | 8601 | EHT Stores Division, BBSR | G104 | Stores Sub Division, Meramundali | 3000003562 | ASSORTED GI TOWER ANGLE | TWR.GI.ANGLE.A001 | ZSPR_ACT | ZSPR | MT | 26.682 | 898758.62 | INR
0000 |  | 8600 | Stores & Services Circle,BBSR | 8601 | EHT Stores Division, BBSR | G104 | Stores Sub Division, Meramundali | 3000003563 | 45X45X5MM SIZE GI TOWER ANGLE | TWR.GI.ANGLE.A002 | ZSPR_ACT | ZSPR | MT | 0.03 | 1749.51 | INR
0000 |  | 8600 | Stores & Services Circle,BBSR | 8601 | EHT Stores Division, BBSR | G102 | Stores Sub-Division,Mancheswar-BBSR | 3000003564 | 50X50X5MM SIZE GI TOWER ANGLE | TWR.GI.ANGLE.A003 | ZSPR_ACT | ZSPR | MT | 11.594 | 609323.36 | INR
0000 |  | 8600 | Stores & Services Circle,BBSR | 8601 | EHT Stores Division, BBSR | G102 | Stores Sub-Division,Mancheswar-BBSR | 3000003565 | 50X50X6MM SIZE GI ANGLE | TWR.GI.ANGLE.A004 | ZSPR_ACT | ZSPR | MT | 0.265 | 14831.08 | INR
0000 |  | 8600 | Stores & Services Circle,BBSR | 8601 | EHT Stores Division, BBSR | G103 | Stores Sub-Division, Choudwar | 3000003565 | 50X50X6MM SIZE GI ANGLE | TWR.GI.ANGLE.A004 | ZSPR_ACT | ZSPR | MT | 0.52 | 29102.51 | INR
0000 |  | 8600 | Stores & Services Circle,BBSR | 8601 | EHT Stores Division, BBSR | G103 | Stores Sub-Division, Choudwar | 3000003568 | 75X75X6MM SIZE GI TOWER ANGLE | TWR.GI.ANGLE.A007 | ZSPR_ACT | ZSPR | MT | 1.27 | 69238.19 | INR
0000 |  | 8600 | Stores & Services Circle,BBSR | 8601 | EHT Stores Division, BBSR | G103 | Stores Sub-Division, Choudwar | 3000003569 | 80X80X6MM SIZE GI TOWER ANGLE | TWR.GI.ANGLE.A008 | ZSPR_ACT | ZSPR | MT | 4.781 | 251866.67 | INR
0000 |  | 8600 | Stores & Services Circle,BBSR | 8601 | EHT Stores Division, BBSR | G103 | Stores Sub-Division, Choudwar | 3000003570 | 90X90X6MM SIZE GI TOWER ANGLE | TWR.GI.ANGLE.A009 | ZSPR_ACT | ZSPR | MT | 2.5 | 131692 | INR
0000 |  | 8600 | Stores & Services Circle,BBSR | 8601 | EHT Stores Division, BBSR | G102 | Stores Sub-Division,Mancheswar-BBSR | 3000003575 | HDG Multi Ckt HT Tower with stub & cleat | TWR.HT.STEEL.A001 | ZSPR_SCRAP | ZSPR | MT | 30.178 | 1152773.85 | INR
0000 |  | 8600 | Stores & Services Circle,BBSR | 8601 | EHT Stores Division, BBSR | G102 | Stores Sub-Division,Mancheswar-BBSR | 3000003577 | HDG Multi Ckt MS Tower with stub & cleat | TWR.MS.STEEL.A001 | ZSPR_SCRAP | ZSPR | MT | 45.974 | 1507691 | INR
0000 |  | 8600 | Stores & Services Circle,BBSR | 8601 | EHT Stores Division, BBSR | G103 | Stores Sub-Division, Choudwar | 3000003584 | U' BOLT | TWR.UBOLT.A001 | ZSPR_ACT | ZSPR | KG | 25 | 4250 | INR
0000 |  | 8600 | Stores & Services Circle,BBSR | 8601 | EHT Stores Division, BBSR | G103 | Stores Sub-Division, Choudwar | 3000003587 | 132 KV WAVE TRAP 1200/1.0mH | WT.132.F007 | ZSPR_SUP | ZSPR | NOS | 7 | 1694987.93 | INR
0000 |  | 8600 | Stores & Services Circle,BBSR | 8601 | EHT Stores Division, BBSR | G104 | Stores Sub Division, Meramundali | 3000003711 | 220KV UR Type Tower along with 6meter Ex | TWR.220UR+6.L.D001 | ZSPR_ACT | ZSPR | MT | 34.095 | 3339820.73 | INR
0000 |  | 8600 | Stores & Services Circle,BBSR | 8601 | EHT Stores Division, BBSR | G102 | Stores Sub-Division,Mancheswar-BBSR | 3000003711 | 220KV UR Type Tower along with 6meter Ex | TWR.220UR+6.L.D001 | ZSPR_ACT | ZSPR | MT | 20.541 | 2012120.77 | INR
0000 |  | 8600 | Stores & Services Circle,BBSR | 8601 | EHT Stores Division, BBSR | G102 | Stores Sub-Division,Mancheswar-BBSR | 3000003712 | ST HARDWARE FITTING AAAC MOOSE | HWF.ST.A017 | ZSPR_ACT | ZSPR | NOS | 90 | 290903.4 | INR
0000 |  | 8600 | Stores & Services Circle,BBSR | 8601 | EHT Stores Division, BBSR | G102 | Stores Sub-Division,Mancheswar-BBSR | 3000003713 | 90KN Long rod Insulator for 33 KV | INS.AF.LR.F002 | ZSPR_ACT | ZSPR | NOS | 6 | 42083.76 | INR
0000 |  | 8600 | Stores & Services Circle,BBSR | 8601 | EHT Stores Division, BBSR | G102 | Stores Sub-Division,Mancheswar-BBSR | 3000003720 | UG Cable Drum of different length | CBLE.DRUM.A001 | ZSPR_ACT | ZSPR | NOS | 35 | 35 | INR
0000 |  | 8600 | Stores & Services Circle,BBSR | 8601 | EHT Stores Division, BBSR | G102 | Stores Sub-Division,Mancheswar-BBSR | 3000003741 | Cooler fan with motor -20MVA 132/33kV Tf | SPR.TFR20TOSB.EB08 | ZSPR_ACT | ZSPR | NOS | 4 | 105635.37 | INR
0000 |  | 8600 | Stores & Services Circle,BBSR | 8601 | EHT Stores Division, BBSR | G102 | Stores Sub-Division,Mancheswar-BBSR | 3000003744 | 4Cx120 Sqmm AL PWR cable | CBLE.PWR.AL.AR.A004 | ZSPR_ACT | ZSPR | KM | 0.23 | 126903.07 | INR
0000 |  | 8600 | Stores & Services Circle,BBSR | 8601 | EHT Stores Division, BBSR | G102 | Stores Sub-Division,Mancheswar-BBSR | 3000003807 | Tripping Coil for 420KV CG Power Breaker | SPR.BKR420CG.D001 | ZSPR_ACT | ZSPR | NOS | 4 | 13372 | INR
0000 |  | 8600 | Stores & Services Circle,BBSR | 8601 | EHT Stores Division, BBSR | G102 | Stores Sub-Division,Mancheswar-BBSR | 3000003808 | Motor Limit Switch for 420KV CG Power Br | SPR.BKR420CG.D003 | ZSPR_ACT | ZSPR | NOS | 1 | 2229 | INR
0000 |  | 8600 | Stores & Services Circle,BBSR | 8601 | EHT Stores Division, BBSR | G102 | Stores Sub-Division,Mancheswar-BBSR | 3000003809 | Spring Charging Motor for 420KV CG Power | SPR.BKR420CG.D004 | ZSPR_ACT | ZSPR | NOS | 1 | 24519 | INR
0000 |  | 8600 | Stores & Services Circle,BBSR | 8601 | EHT Stores Division, BBSR | G102 | Stores Sub-Division,Mancheswar-BBSR | 3000003810 | Anti-Pumping Relay for 420KV CG Power Br | SPR.BKR420CG.D005 | ZSPR_ACT | ZSPR | NOS | 1 | 16718 | INR
0000 |  | 8600 | Stores & Services Circle,BBSR | 8601 | EHT Stores Division, BBSR | G102 | Stores Sub-Division,Mancheswar-BBSR | 3000003811 | Auxiliary Contact for 420KV CG Power Bre | SPR.BKR420CG.D006 | ZSPR_ACT | ZSPR | NOS | 1 | 30092 | INR
0000 |  | 8600 | Stores & Services Circle,BBSR | 8601 | EHT Stores Division, BBSR | G102 | Stores Sub-Division,Mancheswar-BBSR | 3000003812 | TNC & LR for 420KV CG Power Breaker. | SPR.BKR420CG.D007 | ZSPR_ACT | ZSPR | NOS | 1 | 7802 | INR
0000 |  | 8600 | Stores & Services Circle,BBSR | 8601 | EHT Stores Division, BBSR | G102 | Stores Sub-Division,Mancheswar-BBSR | 3000003813 | HV Bushing with Gaskets of 500 MVA AT | SPR.TFR500BHEL.DC01 | ZSPR_ACT | ZSPR | NOS | 2 | 4290480 | INR
0000 |  | 8600 | Stores & Services Circle,BBSR | 8601 | EHT Stores Division, BBSR | G102 | Stores Sub-Division,Mancheswar-BBSR | 3000003815 | T. Bushing with gaskets of 500 MVA AT | SPR.TFR500BHEL.DC03 | ZSPR_ACT | ZSPR | NOS | 2 | 699504 | INR
0000 |  | 8600 | Stores & Services Circle,BBSR | 8601 | EHT Stores Division, BBSR | G102 | Stores Sub-Division,Mancheswar-BBSR | 3000003816 | Local and remote WTI of 500 MVA AT | SPR.TFR500BHEL.DC05 | ZSPR_ACT | ZSPR | SET | 2 | 144904 | INR
0000 |  | 8600 | Stores & Services Circle,BBSR | 8601 | EHT Stores Division, BBSR | G102 | Stores Sub-Division,Mancheswar-BBSR | 3000003817 | OTI of 500 MVA, AT | SPR.TFR500BHEL.DC06 | ZSPR_ACT | ZSPR | SET | 2 | 19588 | INR
0000 |  | 8600 | Stores & Services Circle,BBSR | 8601 | EHT Stores Division, BBSR | G102 | Stores Sub-Division,Mancheswar-BBSR | 3000003818 | PRD of 500 MVA, AT | SPR.TFR500BHEL.DC07 | ZSPR_ACT | ZSPR | NOS | 2 | 24544 | INR
0000 |  | 8600 | Stores & Services Circle,BBSR | 8601 | EHT Stores Division, BBSR | G102 | Stores Sub-Division,Mancheswar-BBSR | 3000003819 | MOLG of 500 MVA AT | SPR.TFR500BHEL.DC08 | ZSPR_ACT | ZSPR | NOS | 2 | 17228 | INR
0000 |  | 8600 | Stores & Services Circle,BBSR | 8601 | EHT Stores Division, BBSR | G102 | Stores Sub-Division,Mancheswar-BBSR | 3000003820 | Oil flow indicator of 500 MVA AT | SPR.TFR500BHEL.DC09 | ZSPR_ACT | ZSPR | NOS | 2 | 19824 | INR
0000 |  | 8600 | Stores & Services Circle,BBSR | 8601 | EHT Stores Division, BBSR | G102 | Stores Sub-Division,Mancheswar-BBSR | 3000003821 | Cooler pump with motor of 500 MVA AT | SPR.TFR500BHEL.DC10 | ZSPR_ACT | ZSPR | NOS | 2 | 73632 | INR
0000 |  | 8600 | Stores & Services Circle,BBSR | 8601 | EHT Stores Division, BBSR | G102 | Stores Sub-Division,Mancheswar-BBSR | 3000003822 | Buchholz relay of 500 MVA, AT | SPR.TFR500BHEL.DC12 | ZSPR_ACT | ZSPR | NOS | 2 | 19824 | INR
0000 |  | 8600 | Stores & Services Circle,BBSR | 8601 | EHT Stores Division, BBSR | G102 | Stores Sub-Division,Mancheswar-BBSR | 3000003823 | Set of starter, contactor relays and swi | SPR.TFR500BHEL.DC13 | ZSPR_ACT | ZSPR | SET | 2 | 29500 | INR
0000 |  | 8600 | Stores & Services Circle,BBSR | 8601 | EHT Stores Division, BBSR | G103 | Stores Sub-Division, Choudwar | 3000003825 | 2BOLTED POST INSULATOR CLAMP-TWIN ZEBRA | CLMP.PI.AL.B003 | ZSPR_SUP | ZSPR | NOS | 61 | 19466.93 | INR
0000 |  | 8600 | Stores & Services Circle,BBSR | 8601 | EHT Stores Division, BBSR | G102 | Stores Sub-Division,Mancheswar-BBSR | 3000003826 | 145kV RIP HV Bushing of 63MVA, 132/33KV | SPR.TFR63ECE.EC01 | ZSPR_ACT | ZSPR | NOS | 2 | 1259107.18 | INR
0000 |  | 8600 | Stores & Services Circle,BBSR | 8601 | EHT Stores Division, BBSR | G102 | Stores Sub-Division,Mancheswar-BBSR | 3000003827 | 36kV LV Bushing of 63MVA, 132/33KV PT | SPR.TFR63ECE.EC02 | ZSPR_ACT | ZSPR | NOS | 1 | 629553.59 | INR
0000 |  | 8600 | Stores & Services Circle,BBSR | 8601 | EHT Stores Division, BBSR | G102 | Stores Sub-Division,Mancheswar-BBSR | 3000003828 | 36kV LV Neutral Bushing of 63MVA, 132/33 | SPR.TFR63ECE.EC03 | ZSPR_ACT | ZSPR | NOS | 1 | 629553.59 | INR
0000 |  | 8600 | Stores & Services Circle,BBSR | 8601 | EHT Stores Division, BBSR | G102 | Stores Sub-Division,Mancheswar-BBSR | 3000003829 | WTIwith contacts of 63MVA, 132/33KV PT | SPR.TFR63ECE.EC04 | ZSPR_ACT | ZSPR | SET | 1 | 50364.28 | INR
0000 |  | 8600 | Stores & Services Circle,BBSR | 8601 | EHT Stores Division, BBSR | G102 | Stores Sub-Division,Mancheswar-BBSR | 3000003830 | OTI of 63MVA, 132/33KV PT | SPR.TFR63ECE.EC05 | ZSPR_ACT | ZSPR | SET | 1 | 48965.28 | INR
0000 |  | 8600 | Stores & Services Circle,BBSR | 8601 | EHT Stores Division, BBSR | G102 | Stores Sub-Division,Mancheswar-BBSR | 3000003831 | PRD of 63MVA, 132/33KV PT | SPR.TFR63ECE.EC06 | ZSPR_ACT | ZSPR | NOS | 2 | 19585.64 | INR
0000 |  | 8600 | Stores & Services Circle,BBSR | 8601 | EHT Stores Division, BBSR | G102 | Stores Sub-Division,Mancheswar-BBSR | 3000003832 | MOLG of 63MVA, 132/33KV PT | SPR.TFR63ECE.EC07 | ZSPR_ACT | ZSPR | NOS | 1 | 9793.06 | INR
0000 |  | 8600 | Stores & Services Circle,BBSR | 8601 | EHT Stores Division, BBSR | G102 | Stores Sub-Division,Mancheswar-BBSR | 3000003833 | Buchholz relayof 63MVA, 132/33KV PT | SPR.TFR63ECE.EC08 | ZSPR_ACT | ZSPR | NOS | 2 | 27980.16 | INR
0000 |  | 8600 | Stores & Services Circle,BBSR | 8601 | EHT Stores Division, BBSR | G102 | Stores Sub-Division,Mancheswar-BBSR | 3000003834 | TPI of 63MVA, 132/33KV PT | SPR.TFR63ECE.EC09 | ZSPR_ACT | ZSPR | NOS | 1 | 6995.01 | INR
0000 |  | 8600 | Stores & Services Circle,BBSR | 8601 | EHT Stores Division, BBSR | G102 | Stores Sub-Division,Mancheswar-BBSR | 3000003849 | NIFPS of 40MVA 220/33kV Power Transforme | SPR.TFR40BBE.DA01 | ZSPR_ACT | ZSPR | NOS | 3 | 5716522.98 | INR
0000 |  | 8600 | Stores & Services Circle,BBSR | 8601 | EHT Stores Division, BBSR | G102 | Stores Sub-Division,Mancheswar-BBSR | 3000003887 | Oil storage tank with all accessories | MISC.TANK.A001 | ZSPR_ACT | ZSPR | NOS | 1 | 2242000 | INR
0000 |  | 8600 | Stores & Services Circle,BBSR | 8601 | EHT Stores Division, BBSR | G103 | Stores Sub-Division, Choudwar | 4000000012 | 15 MM/12MM (1/2") BULDOG CLAMP | TNP.BD.CLAMP.A001 | ZTNP_SUP | ZTNP | NOS | 8 | 56 | INR
0000 |  | 8600 | Stores & Services Circle,BBSR | 8601 | EHT Stores Division, BBSR | G103 | Stores Sub-Division, Choudwar | 4000000013 | 16 MM (5/8") BULDOG CLAMP | TNP.BD.CLAMP.A002 | ZTNP_SUP | ZTNP | NOS | 30 | 210 | INR
0000 |  | 8600 | Stores & Services Circle,BBSR | 8601 | EHT Stores Division, BBSR | G103 | Stores Sub-Division, Choudwar | 4000000014 | 20 MM (3/4") BULDOG CLAMP | TNP.BD.CLAMP.A003 | ZTNP_SUP | ZTNP | NOS | 17 | 119 | INR
0000 |  | 8600 | Stores & Services Circle,BBSR | 8601 | EHT Stores Division, BBSR | G103 | Stores Sub-Division, Choudwar | 4000000015 | 25 MM (1") BULDOG CLAMP | TNP.BD.CLAMP.A004 | ZTNP_SUP | ZTNP | NOS | 31 | 217 | INR
0000 |  | 8600 | Stores & Services Circle,BBSR | 8601 | EHT Stores Division, BBSR | G103 | Stores Sub-Division, Choudwar | 4000000030 | CHAINPULLY BLOCK & PULLY | TNP.CHAINPULLY.A001 | ZTNP_SUP | ZTNP | NOS | 2 | 1476 | INR
0000 |  | 8600 | Stores & Services Circle,BBSR | 8601 | EHT Stores Division, BBSR | G102 | Stores Sub-Division,Mancheswar-BBSR | 4000000036 | CAPACITANCE AND TAN DELTA TESTING KIT | TNP.CTD.KIT.A001 | ZTNP_SCRAP | ZTNP | NOS | 5 | 696301 | INR
0000 |  | 8600 | Stores & Services Circle,BBSR | 8601 | EHT Stores Division, BBSR | G103 | Stores Sub-Division, Choudwar | 4000000048 | D SHACKLE 3/4" | TNP.DSHAKLE.A002 | ZTNP_SUP | ZTNP | NOS | 7 | 119 | INR
0000 |  | 8600 | Stores & Services Circle,BBSR | 8601 | EHT Stores Division, BBSR | G103 | Stores Sub-Division, Choudwar | 4000000058 | DC EARTH FAULT LOCATOR | TNP.EFLOCATOR.A001 | ZTNP_SUP | ZTNP | NOS | 1 | 215070 | INR
0000 |  | 8600 | Stores & Services Circle,BBSR | 8601 | EHT Stores Division, BBSR | G103 | Stores Sub-Division, Choudwar | 4000000066 | ROUND FILE 8" ROUGH | TNP.FILE.A002 | ZTNP_SUP | ZTNP | NOS | 1 | 226 | INR
0000 |  | 8600 | Stores & Services Circle,BBSR | 8601 | EHT Stores Division, BBSR | G103 | Stores Sub-Division, Choudwar | 4000000067 | ROUND FILE 8" SMOOTH | TNP.FILE.A003 | ZTNP_SUP | ZTNP | NOS | 1 | 93 | INR
0000 |  | 8600 | Stores & Services Circle,BBSR | 8601 | EHT Stores Division, BBSR | G103 | Stores Sub-Division, Choudwar | 4000000068 | Round File of different size | TNP.FILE.A004 | ZTNP_SUP | ZTNP | NOS | 1 | 73.5 | INR
0000 |  | 8600 | Stores & Services Circle,BBSR | 8601 | EHT Stores Division, BBSR | G103 | Stores Sub-Division, Choudwar | 4000000069 | Flat File of different size | TNP.FILE.B001 | ZTNP_SUP | ZTNP | NOS | 2 | 398 | INR
0000 |  | 8600 | Stores & Services Circle,BBSR | 8601 | EHT Stores Division, BBSR | G103 | Stores Sub-Division, Choudwar | 4000000070 | FLAT FILE 8" SMOOTH | TNP.FILE.B003 | ZTNP_SUP | ZTNP | NOS | 1 | 73.5 | INR
0000 |  | 8600 | Stores & Services Circle,BBSR | 8601 | EHT Stores Division, BBSR | G102 | Stores Sub-Division,Mancheswar-BBSR | 4000000071 | Safety Shoes No.07 | TNP.FILE.B004 | ZTNP_ACT | ZTNP | NOS | 49 | 36211 | INR
0000 |  | 8600 | Stores & Services Circle,BBSR | 8601 | EHT Stores Division, BBSR | G103 | Stores Sub-Division, Choudwar | 4000000073 | SQUARE FILE 8" ROUGH | TNP.FILE.D002 | ZTNP_SUP | ZTNP | NOS | 1 | 80 | INR
0000 |  | 8600 | Stores & Services Circle,BBSR | 8601 | EHT Stores Division, BBSR | G102 | Stores Sub-Division,Mancheswar-BBSR | 4000000081 | CO2 TYPE 5KG FIRE EXTINGUISHER | TNP.FR.EXTGR.A003 | ZTNP_SUP | ZTNP | NOS | 9 | 3383.1 | INR
0000 |  | 8600 | Stores & Services Circle,BBSR | 8601 | EHT Stores Division, BBSR | G102 | Stores Sub-Division,Mancheswar-BBSR | 4000000083 | Co2 type fire extinguisher Empty 5kg. | TNP.FR.EXTGR.A005 | ZTNP_SUP | ZTNP | NOS | 9 | 0.01 | INR
0000 |  | 8600 | Stores & Services Circle,BBSR | 8601 | EHT Stores Division, BBSR | G102 | Stores Sub-Division,Mancheswar-BBSR | 4000000103 | GAS FILLING KIT | TNP.GASF.KIT.A001 | ZTNP_ACT | ZTNP | NOS | 2 | 11076.92 | INR
0000 |  | 8600 | Stores & Services Circle,BBSR | 8601 | EHT Stores Division, BBSR | G103 | Stores Sub-Division, Choudwar | 4000000107 | Different type of Hammer | TNP.HAMMER.A001 | ZTNP_SUP | ZTNP | NOS | 1 | 107 | INR
0000 |  | 8600 | Stores & Services Circle,BBSR | 8601 | EHT Stores Division, BBSR | G104 | Stores Sub Division, Meramundali | 4000000118 | 10 FEET FOLDING ALLUMINIUM LADDER | TNP.LADDER.B001 | ZTNP_ACT | ZTNP | NOS | 1 | 500 | INR
0000 |  | 8600 | Stores & Services Circle,BBSR | 8601 | EHT Stores Division, BBSR | G102 | Stores Sub-Division,Mancheswar-BBSR | 4000000119 | ALLUMINIUM EXTENSION LADDER 7.5-30FT | TNP.LADDER.B004 | ZTNP_SUP | ZTNP | NOS | 1 | 122957 | INR
0000 |  | 8600 | Stores & Services Circle,BBSR | 8601 | EHT Stores Division, BBSR | G103 | Stores Sub-Division, Choudwar | 4000000122 | PAD LOCK (ORDINARY LOCK) | TNP.LOCK.A007 | ZTNP_SUP | ZTNP | NOS | 3 | 165 | INR
0000 |  | 8600 | Stores & Services Circle,BBSR | 8601 | EHT Stores Division, BBSR | G103 | Stores Sub-Division, Choudwar | 4000000123 | MOBAJ LOCK (NOVATAL) | TNP.LOCK.A008 | ZTNP_SUP | ZTNP | NOS | 1 | 105 | INR
0000 |  | 8600 | Stores & Services Circle,BBSR | 8601 | EHT Stores Division, BBSR | G103 | Stores Sub-Division, Choudwar | 4000000127 | MOUNTED CRANE | TNP.MOUNTDCRNE.A001 | ZTNP_SUP | ZTNP | NOS | 1 | 90000 | INR
0000 |  | 8600 | Stores & Services Circle,BBSR | 8601 | EHT Stores Division, BBSR | G102 | Stores Sub-Division,Mancheswar-BBSR | 4000000129 | CHARGER WITH CORD FOR SANDS MAKE MRI | TNP.MRI.A002 | ZTNP_SCRAP | ZTNP | NOS | 5 | 5 | INR
0000 |  | 8600 | Stores & Services Circle,BBSR | 8601 | EHT Stores Division, BBSR | G102 | Stores Sub-Division,Mancheswar-BBSR | 4000000130 | COMMUNICATION CORD | TNP.MRI.A003 | ZTNP_SCRAP | ZTNP | NOS | 5 | 5 | INR
0000 |  | 8600 | Stores & Services Circle,BBSR | 8601 | EHT Stores Division, BBSR | G103 | Stores Sub-Division, Choudwar | 4000000134 | ORDINARY PLIER 6" | TNP.PLIER.A001 | ZTNP_SUP | ZTNP | NOS | 3 | 309 | INR
0000 |  | 8600 | Stores & Services Circle,BBSR | 8601 | EHT Stores Division, BBSR | G103 | Stores Sub-Division, Choudwar | 4000000135 | ROUND NOSE PLIER 6" | TNP.PLIER.A002 | ZTNP_SUP | ZTNP | NOS | 3 | 312 | INR
0000 |  | 8600 | Stores & Services Circle,BBSR | 8601 | EHT Stores Division, BBSR | G103 | Stores Sub-Division, Choudwar | 4000000144 | SCREW DRIVER SIZE 10" | TNP.SCREWDRVER.A007 | ZTNP_SUP | ZTNP | NOS | 2 | 101.02 | INR
0000 |  | 8600 | Stores & Services Circle,BBSR | 8601 | EHT Stores Division, BBSR | G103 | Stores Sub-Division, Choudwar | 4000000148 | Industrial Safety Belts & Harnesses. | TNP.SFTYINSTMT.A001 | ZTNP_SUP | ZTNP | NOS | 14 | 34458.06 | INR
0000 |  | 8600 | Stores & Services Circle,BBSR | 8601 | EHT Stores Division, BBSR | G102 | Stores Sub-Division,Mancheswar-BBSR | 4000000148 | Industrial Safety Belts & Harnesses. | TNP.SFTYINSTMT.A001 | ZTNP_ACT | ZTNP | NOS | 2 | 1478 | INR
0000 |  | 8600 | Stores & Services Circle,BBSR | 8601 | EHT Stores Division, BBSR | G102 | Stores Sub-Division,Mancheswar-BBSR | 4000000170 | Auto 3P Transformer Turns Ratio Meter | TNP.TTR.KIT.A001 | ZTNP_ACT | ZTNP | NOS | 4 | 328768 | INR
0000 |  | 8600 | Stores & Services Circle,BBSR | 8601 | EHT Stores Division, BBSR | G104 | Stores Sub Division, Meramundali | 5000000036 | SCRAP 220KV SF6 BREAKER | SCRP.MISC.A010 | ZSRP_SCRAP | ZSRP | NOS | 2 | 2120296.85 | INR
0000 |  | 8600 | Stores & Services Circle,BBSR | 8601 | EHT Stores Division, BBSR | G104 | Stores Sub Division, Meramundali | 5000000096 | Scrap 220KV LA | SCRP.MISC.A302 | ZSRP_SCRAP | ZSRP | NOS | 3 | 60000 | INR
0000 |  | 8600 | Stores & Services Circle,BBSR | 8601 | EHT Stores Division, BBSR | G104 | Stores Sub Division, Meramundali | 5000000123 | Scrap Weight Balance | SCRP.MISC.A390 | ZSRP_SCRAP | ZSRP | NOS | 1 | 2000 | INR
0000 |  | 8600 | Stores & Services Circle,BBSR | 8601 | EHT Stores Division, BBSR | G104 | Stores Sub Division, Meramundali | 5000000214 | SCRAP STEEL ALMIRAH | SCRP.ALMIRAH.A002 | ZSRP_SCRAP | ZSRP | NOS | 1 | 500 | INR
0000 |  | 8600 | Stores & Services Circle,BBSR | 8603 | EHT Stores Division,Jharsuguda | G303 | Stores Sub Division, Budhipadar | 3000003562 | ASSORTED GI TOWER ANGLE | TWR.GI.ANGLE.A001 | ZSPR_ACT | ZSPR | MT | 36.142 | 1895398.24 | INR
0000 |  | 8600 | Stores & Services Circle,BBSR | 8603 | EHT Stores Division,Jharsuguda | G303 | Stores Sub Division, Budhipadar | 5000000064 | SCRAP DIFFERENT TYPE OF IRON SCRAP | SCRP.MISC.A094 | ZSRP_SCRAP | ZSRP | KG | 29 | 14500 | INR
0000 |  | 8800 | Civil Works Circle,BBSR | 8802 | Civil Works Division, Burla | V12B | Civil Works Section, Rourkela | 1000000318 | 2.5 MM MS 2 C CONTROL CABLE ARM | CBLE.CTRL.AR.A002 | ZCAP_ACT | ZCAP | KM | 0.052 | 14352 | INR
0000 |  | 8800 | Civil Works Circle,BBSR | 8802 | Civil Works Division, Burla | V12B | Civil Works Section, Rourkela | 2000000027 | Brass Full way Valve of different size | CVL.BRS.CHKVLV.A006 | ZCON_ACT | ZCON | NOS | 3 | 1467.5 | INR
0000 |  | 8800 | Civil Works Circle,BBSR | 8802 | Civil Works Division, Burla | V12A | Civil Works Section, Burla | 2000000027 | Brass Full way Valve of different size | CVL.BRS.CHKVLV.A006 | ZCON_ACT | ZCON | NOS | 3 | 1467.5 | INR
0000 |  | 8800 | Civil Works Circle,BBSR | 8802 | Civil Works Division, Burla | V12B | Civil Works Section, Rourkela | 2000000032 | GI BEND OF SIZE 2 INCH (50MM) | CVL.GI.BEND.A001 | ZCON_ACT | ZCON | NOS | 6 | 312 | INR
0000 |  | 8800 | Civil Works Circle,BBSR | 8802 | Civil Works Division, Burla | V12B | Civil Works Section, Rourkela | 2000000048 | GI PIPE OF ASSORTED SIZE in KM | CVL.GI.PIPE.A017 | ZCON_ACT | ZCON | KM | 0.034 | 7882 | INR
0000 |  | 8800 | Civil Works Circle,BBSR | 8802 | Civil Works Division, Burla | V12B | Civil Works Section, Rourkela | 2000000052 | GI SOCKET OF SIZE 2 INCH &1/2 INCH (65M | CVL.GI.SCKT.A003 | ZCON_ACT | ZCON | NOS | 32 | 1961.24 | INR
0000 |  | 8800 | Civil Works Circle,BBSR | 8802 | Civil Works Division, Burla | V12A | Civil Works Section, Burla | 2000000069 | PVC TEE OF DIFFERENT SIZE | CVL.PVC.TEE.A010 | ZCON_ACT | ZCON | NOS | 2 | 169 | INR
0000 |  | 8800 | Civil Works Circle,BBSR | 8802 | Civil Works Division, Burla | V12A | Civil Works Section, Burla | 2000000268 | CI Grating-4" | CVL.CI.GRATING.A001 | ZCON_ACT | ZCON | NOS | 5 | 50 | INR
0000 |  | 8800 | Civil Works Circle,BBSR | 8802 | Civil Works Division, Burla | V12A | Civil Works Section, Burla | 2000000269 | GI Shortpiece- 2" X 6" dia | CVL.CI.SPIECE.A001 | ZCON_ACT | ZCON | NOS | 19 | 760 | INR
0000 |  | 8800 | Civil Works Circle,BBSR | 8802 | Civil Works Division, Burla | V12B | Civil Works Section, Rourkela | 2000000270 | Wash Basin | CVL.W.BASIN.A001 | ZCON_ACT | ZCON | NOS | 2 | 1900 | INR
0000 |  | 8800 | Civil Works Circle,BBSR | 8802 | Civil Works Division, Burla | V122 | Civil Works Sub-Division, Burla | 3000002554 | MISCELLANEOUS SPARE ITEMS | SPR.MISC.A001 | ZSPR_THEFT | ZSPR | NOS | 3 | 422196.59 | INR