## Burla (hidden)
BIENNIAL REQUIREMENT FOR THE F.Y 2024-25 & 2025-26
SL. NO. | ITEM DESCRIPTION | UNIT | LAPANGA |  |  | RAJGANGPUR |  |  | BARPALI |  |  | BURLA |  |  | JHARSUGUDA |  |  | ROURKELA |  |  | EHT (O&M) CIRCLE, BURLA
|  |  | Available Qty. as on dt.31.07.2024 | Material requirement for the FY 2024-25 | Material requirement for the FY 2025-26 | Available Qty. as on dt.31.07.2024 | Material requirement for the FY 2024-25 | Material requirement for the FY 2025-26 | Available Qty. as on dt.31.07.2024 | Material requirement for the FY 2024-25 | Material requirement for the FY 2025-26 | Available Qty. as on dt.31.07.2024 | Material requirement for the FY 2024-25 | Material requirement for the FY 2025-26 | Available Qty. as on dt.31.07.2024 | Material requirement for the FY 2024-25 | Material requirement for the FY 2025-26 | Available Qty. as on dt.31.07.2024 | Material requirement for the FY 2024-25 | Material requirement for the FY 2025-26 | Available Qty. as on dt.31.07.2024 | Material requirement for the FY 2024-25 | Material requirement for the FY 2025-26
1 | Circuit Breaker
I | 220 KV | Nos. | 1 | 1 | 0 | 0 | 0 | 1 | 0 | 1 | 1 | #REF! | 1 | 1 | 3 | 1 | 0 | 3 | 2 | 1 | #REF! | 6 | 4
II | 132 KV | Nos. | 2 | 0 | 0 | 0 | 3 | 5 | 0 | 5 | 5 | 2 | 2 | 1 | 1 | 4 | 3 | 2 | 3 | 3 | 7 | 17 | 17
III | 33 KV | Nos. | 3 | 0 | 0 | 0 | 3 | 5 | 0 | 7 | 8 | 1 | 4 | 2 | 0 | 6 | 5 | 1 | 6 | 6 | 5 | 26 | 26
[17 empty] | 0 | 0 | 0 | 0 | 0 | 0 | 0
2 | C.T. | Nos. | [9 empty] | #REF! | #REF! | #REF! | #REF! | 0 | 0 | 0 | 0 | 0 | #REF! | #REF! | #REF!
a) | 400 KV (0.2 class) | Nos. | [6 empty] | 0 | 0 | 0 | #REF! | #REF! | #REF! | #REF! | 0 | 0 | 0 | 0 | 0 | #REF! | #REF! | #REF!
I | 2000-1000-500/1-1-1-1-1 | Nos. | 6 | 0 | 0 | 0 | 1 | 1 | 0 | 0 | 0 | #REF! | #REF! | #REF! | 0 | 0 | 0 | 0 | 0 | 0 | #REF! | #REF! | #REF!
b) | 220 KV (0.2 class) | Nos. | [6 empty] | 0 | 0 | 0 | #REF! | #REF! | #REF! | #REF! | 0 | 0 | 0 | 0 | 0 | #REF! | #REF! | #REF!
I | 1200-600-300/1-1-1-1 | Nos. | 0 | 1 | 1 | 0 | 1 |  | 8 | 0 | 0 | 13 | #REF! | #REF! | 9 | 1 | 0 | 4 | 6 | 5 | 34 | #REF! | #REF!
c) | 132KV (0.2 class) | Nos. | [9 empty] | #REF! | #REF! | #REF! | #REF! | 0 | 0 | 0 | 0 | 0 | #REF! | #REF! | #REF!
I | 800-400-200/1-1-1 | Nos. | 0 | 3 | 2 | 1 | 4 | 3 | 2 | 9 | 9 | 4 | 3 | 2 | 1 | 5 | 3 | 2 | 6 | 2 | 10 | 30 | 21
II | 400-200-100/1-1-1 | Nos. | 0 | 0 | 0 | 0 | 0 |  | 9 | 0 | 0 | #REF! | 5 | 3 | 0 | 1 | 1 | 0 | 5 | 5 | #REF! | 11 | 9
d) | 33 KV (0.2s class) | Nos. | [9 empty] | #REF! | 0 | 0 | 0 | 0 | 0 | 0 | 0 | 0 | #REF! | 0 | 0
I | 1200-600-300/1-1-1 | Nos. | 0 | 0 | 0 | 0 | 1 | 1 | 0 | 2 | 2 | 3 | 1 | 1 | 0 | 0 | 0 | 2 | 1 | 1 | 5 | 5 | 5
II | 800-400-200/1-1-1 | Nos. | 6 | 1 | 1 | 0 | 7 | 3 | 1 | 17 | 17 | 5 | 4 | 4 | 4 | 5 | 5 | 0 | 19 | 12 | 16 | 53 | 42
III | 600-300-150/1-1-1 | Nos. | [9 empty] | 4 | 2 | 1 | 0 | 0 | 0 | 0 | 0 | 0 | 4 | 2 | 1
IV | 400-200-100/1-1-1 | Nos. | [9 empty] | 1 | 2 | 1 | 0 | 0 | 0 | 0 | 0 | 0 | 1 | 2 | 1
V | 800-400-200/1-1-1-1 | Nos. | [9 empty] | 1 | 0 | 0 | 0 | 0 | 0 | 0 | 0 | 0 | 1 | 0 | 0
[16 empty] | 0 | 0 | 0 | 0 | 0 | 0 | 0 | 0
3 | P.T./ CVT (0.2 Class) | [14 empty] | 0 | 0 | 0 | 0 | 0 | 0 | 0 | 0
I | 220 KV CVT | Nos. | 0 | 2 | 1 | 0 | 2 | 1 | 1 | 1 | 1 | 5 | #REF! | #REF! | 4 | 1 | 0 | 2 | 5 | 3 | 12 | #REF! | #REF!
II | 132 KV PT | Nos. | 0 | 1 | 1 | 2 | 4 | 2 | 3 | 4 | 7 | 1 | 4 | 2 | 1 | 2 | 2 | 0 | 3 | 4 | 7 | 18 | 18
III | 132 KV CVT | Nos. | 0 | 2 | 2 | 3 | 9 | 4 | 2 | 4 | 4 | 1 | 5 | 2 | 1 | 6 | 5 | 0 | 5 | 5 | 7 | 31 | 22
IV | 33 KV PT (0.2 Class) | Nos. | 0 | 1 | 1 | 0 | 6 | 2 | 1 | 5 | 6 | 4 | 4 | 2 | 2 | 3 | 3 | 3 | 6 | 4 | 10 | 25 | 18
v | 220KV PT | Nos. |  |  |  | 0 | 1 | 1 | [6 empty] | 0 | 0 | 0 | 0 | 0 | 0 | 0 | 1 | 1
[16 empty] | 0 | 0 | 0 | 0 | 0 | 0 | 0 | 0
4 | Surge Arrestor (Porcelain Housing) | Nos. | [9 empty] | #REF! | #REF! | #REF! | #REF! | 0 | 0 | 0 | 0 | 0 | #REF! | #REF! | #REF!
I | 400 KV | Nos. | 0 | 3 | 3 | 0 | 0 |  | 0 | 0 | 0 |  |  |  |  | 0 | 0 | 0 | 0 | 0 | 0 | 3 | 3
II | 220 KV | Nos. | 7 | 0 | 0 | 0 | 2 | 1 | 2 | 1 | 1 | 4 |  | 1 | 5 | 1 | 10 | 1 | 16 | 10 | 19 | 20 | 23
III | 132 KV | Nos. | 2 | 2 | 1 | 2 | 7 | 7 | 8 | 17 | 14 | 16 | 3 | 1 | 3 | 12 | 13 | 2 | 10 | 8 | 33 | 51 | 44
IV | 33 KV | Nos. | 8 | 2 | 2 | 6 | 14 | 10 | 5 | 35 | 31 | 20 | 13 | 1 | 66 | 43 | 6 | 2 | 33 | 14 | 107 | 140 | 64
[16 empty] | 0 | 0 | 0 | 0 | 0 | 0 | 0 | 0
5 | Isolator | [14 empty] | 0 | 0 | 0 | 0 | 0 | 0 | 0 | 0
I | 132 KV SI W/O E/S, 2000A | Nos. | 1 | 0 | 0 | 1 | 0 | 1 | 0 | 2 | 1 | 17 |  | 0 | 0 | 3 | 2 | 0 | 0 | 0 | 19 | 5 | 4
II | 132 KV Double Isolator with E/S, 2000A | Nos. | 2 | 0 | 0 | 0 | 0 | 1 | 1 | 2 | 2 | #REF! | 3 | 3 | 1 | 5 | 2 | 0 | 2 | 2 | #REF! | 12 | 10
III | 132 KV Double Isolator W/O E/S, 2000A | Nos. | 0 | 0 | 0 | 0 | 0 | 1 | 0 | 1 | 1 | #REF! | 0 | #REF! | 0 | 3 | 1 | 0 | 2 | 2 | #REF! | 6 | #REF!
IV | 33 KV SI W/O E/S, 1200A | Nos. | 1 | 0 | 0 | 1 | 2 | 2 | 0 | 5 | 5 | #REF! | 1 | #REF! | 0 | 4 | 1 | 0 | 0 | 0 | #REF! | 12 | #REF!
V | 33 KV SI W/O E/S, 2000A | Nos. | 0 | 0 | 0 | 0 | 1 | 2 | 0 | 1 | 1 | 9 | #REF! | #REF! | 0 | 11 | 6 | 0 | 1 | 1 | 9 | #REF! | #REF!
VI | 33 KV Double Isolator with E/S, 1200A | Nos. | 2 | 0 | 0 | 0 | 2 | 2 | 0 | 6 | 5 | #REF! | #REF! | #REF! | 0 | 4 | 1 | 0 | 0 | 0 | #REF! | #REF! | #REF!
VII | 33 KV Double Isolator with E/S, 2000A | Nos. | 0 | 0 | 0 | 0 | 0 | 1 | 0 | 2 | 2 | 1 | 3 | 2 | 1 | 6 | 6 | 1 | 1 | 0 | 3 | 12 | 11
VIII | Male & Female contact assembly per pole of isolator for 420 KV S&S Earthswitch as per drawing (Qty-09) | Nos. | 0 | 4 | 2 | 0 | 0 | 0 | 0 | 3 | 0 | #REF! | #REF! | #REF! | 0 | 0 | 0 | 0 | 0 | 0 | #REF! | #REF! | #REF!
IX | Male & Female contact assembly per pole of isolator for 420 KV 2000A HCB (Al) Isolator S&S as per drawing (Qty-09) | Nos. | 0 | 4 | 2 | 0 | 0 | 0 | 0 | 0 | 0 | #REF! | #REF! | #REF! | #REF! | 0 | 0 | 0 | 0 | 0 | #REF! | #REF! | #REF!
X | Male & Female contact assembly in set for one isolator (3poles) for 420 KV GR Power Switchgear for Dia 408 Meramundali GSS as per drawing | Set | 0 | 0 | 0 | 0 | 0 | 0 | 0 | 0 | 0 | #REF! | #REF! | #REF! | #REF! | 0 | 0 | 0 | 0 | 0 | #REF! | #REF! | #REF!
XI | Male & Female contact assembly per pole of isolator for 220 KV, 2000A Isolator as per drawing. | Set | 0 | 0 | 0 | 0 | 0 | 0 | 0 | 0 | 0 | #REF! | #REF! | #REF! | #REF! | 0 | 0 | 0 | 1 | 0 | #REF! | #REF! | #REF!
XII | Male & Female contact assembly per pole of isolator for 33 KV, 1250A Isolator as per drawing. | Set | 0 | 0 | 0 | 0 | 0 | 0 | 0 | 0 | 0 | #REF! | #REF! | #REF! | #REF! | 0 | 0 | 0 | 1 | 0 | #REF! | #REF! | #REF!
XIII | Male & Female contact assembly in set for one isolator (3poles) for 220 KV Isolator. | Set | 0 | 0 | 0 | 0 | 0 | 0 | 0 | 0 | 0 | #REF! | #REF! | #REF! | #REF! | 0 | 0 | 0 | 5 | 0 | #REF! | #REF! | #REF!
XIV | Male & Female contact assembly in set for one isolator (3poles) for 33KV Isolator. | Set | 0 | 0 | 0 | 0 | 0 | 0 | 0 | 0 | 0 | #REF! | #REF! | #REF! | #REF! | 0 | 0 | 0 | 3 | 0 | #REF! | #REF! | #REF!
| Male & Female contact assembly per pole of isolator for 132 KV Isolator as per sample. | Set | 0 | 0 | 0 | 0 | 0 | 0 | 0 | 0 | 0 | #REF! | #REF! | #REF! | #REF! | 0 | 0 | 0 | 2 | 0 | #REF! | #REF! | #REF!
| Male & Female contact assembly per pole of isolator for 33 KV Isolator as per sample. | Set | 0 | 0 | 0 | 0 | 0 | 0 | 0 | 0 | 0 | #REF! | #REF! | #REF! | #REF! | 0 | 0 | 0 | 9 | 0 | #REF! | #REF! | #REF!
| Male & Female contact assembly per pole of isolator for 132 KV, 1250A Isolator as per drawing. | Set | 0 | 0 | 0 | 0 | 0 | 0 | 0 | 0 | 0 | #REF! | #REF! | #REF! | #REF! | 0 | 0 | 0 | 2 | 0 | #REF! | #REF! | #REF!
|  |  | 0 | 0 | 0 | 0 | 0 | 0 | 0 | 0 | 0 | #REF! | #REF! | #REF! | #REF! | 0 | 0 |  |  |  | #REF! | #REF! | #REF!
XV | 220KV SI W/O E/S, 2000A | Nos. | 0 | 0 | 0 | 0 | 0 | 0 | 0 | 0 | 0 | #REF! | #REF! | #REF! | #REF! | 0 | 0 | 2 | 6 | 0 | #REF! | #REF! | #REF!
XVI | 220KV SI With E/S, 2000A | Nos. | 0 | 0 | 0 | 0 | 0 | 0 | 0 | 0 | 0 | #REF! | #REF! | #REF! | #REF! | 0 | 0 | 0 | 2 | 0 | #REF! | #REF! | #REF!
XVII | 220KV SI with E/S, 1200A | Nos. | 0 | 0 | 0 | 0 | 0 | 0 | 0 | 0 | 0 | #REF! | #REF! | #REF! | #REF! | 0 | 0 | 1 | 0 | 0 | #REF! | #REF! | #REF!
XVIII | Male contact for 220KV Isolator | Nos. | 0 | 0 | 0 | 0 | 0 | 0 | 0 | 3 | 3 | 0 | 0 | 0 | 0 | 0 | 0 | 0 | 2 | 1 | 0 | 5 | 4
XIX | Female contact for 220KV Isolator | Nos. | 0 | 0 | 0 | 0 | 0 | 0 | 0 | 3 | 3 | 0 | 0 | 0 | 0 | 0 | 0 | 0 | 2 | 1 | 0 | 5 | 4
| Male contact for 132KV Isolator | Nos. | 0 | 0 | 0 | 0 | 0 | 0 | 0 | 3 | 3 | 0 | 0 | 0 | 0 | 0 | 0 | 0 | 0 | 0 | 0 | 3 | 3
| Female contact for 132KV Isolator | Nos. | 0 | 0 | 0 | 0 | 0 | 0 | 0 | 3 | 3 | 0 | 0 | 0 | 0 | 0 | 0 | 0 | 0 | 0 | 0 | 3 | 3
| Male contact for 33KV Isolator | Nos. | 0 | 0 | 0 | 0 | 0 | 0 | 0 | 0 | 0 | 0 | 0 | 0 | 0 | 0 | 0 | 0 | 2 | 1 | 0 | 2 | 1
| Female contact for 33KV Isolator | Nos. | 0 | 0 | 0 | 0 | 0 | 0 | 0 | 0 | 0 | 0 | 0 | 0 | 0 | 0 | 0 | 2 | 2 | 1 | 2 | 2 | 1
[13 empty] | #REF! | #REF! |  | 0 | 0 | 0 | 0 | 0 | 0 | #REF! | #REF!
6 | Relays | Nos. | [9 empty] | #REF! | #REF! | #REF! | #REF! | 0 | 0 | 0 | 0 | 0 | #REF! | #REF! | #REF!
I | Numerical DP | Nos. | 2 | 3 | 2 | 0 | 4 | 4 | 1 | 7 | 5 | 2 | 2 | 1 | 4 | 3 | 2 | 2 | 8 | 5 | 11 | 27 | 19
II | Numerical Back up | Nos. | 0 | 2 | 2 | 0 | 5 | 3 | 2 | 8 | 6 | 3 | 2 | 1 | 1 | 7 | 2 | 2 | 9 | 7 | 8 | 33 | 21
III | Auxiliary Relay VAA 33 | Nos. | 3 | 0 | 0 | 0 | 1 | 1 | 2 | 6 | 4 | 0 | 1 | 1 | 0 | 2 | 1 | 9 | 2 | 2 | 14 | 12 | 9
IV | Master Trip Relay VAJM-15 | Nos. | 0 | 0 | 0 | 0 | 1 | 2 | 3 | 5 | 3 | #REF! | 4 | 1 | 0 | 1 | 1 | 0 | 3 | 3 | #REF! | 14 | 10
V | Master Trip Relay VAJM-25 | Nos. | 2 | 3 | 2 | 0 | 0 | 1 | 0 | 6 | 4 | #REF! | 2 | 1 | 0 | 1 | 1 | 1 | 1 | 1 | #REF! | 13 | 10
VI | Master Trip Relay VAJM-45 | Nos. |  |  |  | 0 | 1 | 0 |  |  |  | 0 |  |  | 0 | 0 | 0 | 0 | 0 | 0 | 0 | 1 | 0
VII | Auxiliary Relay VAA | Nos. | [15 empty] | 0 | 1 | 0 | 0 | 1 | 0
VIII | Control Relay VAJC | Nos. | [15 empty] | 0 | 1 | 0 | 0 | 1 | 0
[16 empty] | 0 | 0 | 0 | 0 | 0 | 0 | 0 | 0
7 | Apex 100 meter (0.2 class) | Nos. | 0 | 0 | 0 |  |  |  | 0 | 4 | 3 | #REF! | 1 | 1 | 0 | 1 | 0 | 0 | 8 | 3 | #REF! | 14 | 7
[16 empty] | 0 | 0 | 0 | 0 | 0 | 0 | 0 | 0
8 | Apex 100 Pannel | Nos. | 0 | 0 | 0 |  |  |  | 0 | 0 | 0 | #REF! | 1 | 1 | 0 | 0 | 0 | 0 | 1 | 1 | #REF! | 2 | 2
[16 empty] | 0 | 0 | 0 | 0 | 0 | 0 | 0 | 0
9 | Control Cable | [14 empty] | 0 | 0 | 0 | 0 | 0 | 0 | 0 | 0
I | 2 Core 2.5 mm2 | Km | 0 | 2 | 0 | 0 | 0.7 | 0.45 | 0.51 | 1 | 0 | 0.984 |  |  | 1.1 | 0 | 0 | 0.392 | 1.55 | 0.3 | 2.986 | 5.25 | 0.75
II | 4 Core 4 mm2 | Km | 0 | 0 | 0 | 0.1 | 0 | 0.25 | 0 | 1 | 0 | #REF! | #REF! | #REF! | 0 | 0.5 | 0 | 0 | 1.8 | 1.3 | #REF! | #REF! | #REF!
III | 4 Core 2.5 mm2 | Km | 4.225 | 4 | 0 | 0 | 0.7 | 0.7 | 0.654 | 2.9 | 2 | #REF! | 3 | 1 | 89.018 | 66.5 | 1 | 0.18 | 2.25 | 1.5 | #REF! | 79.35 | 6.2
IV | 7 Core 2.5 mm2 | Km | 8.49 | 2 | 0 | 22.724 |  | 0.25 | 1.392 | 1.5 | 1 | 1.309 | 1 | #REF! | 0 | 0 | 0 | 288 | 2.25 | 2.25 | 321.915 | 6.75 | #REF!
V | 9 Core 2.5 mm2 | Km | 1.15 | 2 | 0 | 0 |  | 0 | 0 | 1.5 | 1 | 4 | 0 | #REF! | 12.615 | 0.5 | 0 | 0 | 2.25 | 1.25 | 17.765 | 6.25 | #REF!
VI | 12 Core 2.5 mm2 | Km | 0.24 | 1 | 0 | 2.994 | 1.5 | 0.25 | 4.064 | 2 | 1 | 3.0105 | 0.5 | 0.5 | 1 | 1 | 1 | 250 | 3.25 | 2.25 | 261.3085 | 9.25 | 5
VII | 19 Core 2.5 mm2 | Km | 1.5 | 1 | 0 | 0 |  | 0.25 | 0.642 | 1.5 | 1.5 | 4.286 | 0.5 | 0.5 | 0.727 | 0 | 0 | 649.025 | 1.5 | 0.25 | 656.18 | 4.5 | 2.5
VIII | 24 Core 2.5 mm2 | Km | 0 | 0 | 0 | 0 |  |  | 0 | 0 | 0 | #REF! | #REF! | #REF! | 0 | 0 | 0 | 0 | 0 | 0 | #REF! | #REF! | #REF!
IX | 5 Core 2.5mm2 | Km | [9 empty] | 0.305 | #REF! | #REF! | 0 | 0 | 0 | 0 | 0 | 0 | 0.305 | #REF! | #REF!
X | 10 Core 2.5mm2 | Km | [9 empty] | 0.182 | #REF! | #REF! | 28.5 | 40 | 0 | 0 | 0 | 0 | 28.682 | #REF! | #REF!
[16 empty] | 0 | 0 | 0 | 0 | 0 | 0 | 0 | 0
10 | Power Cable | Km | [9 empty] | #REF! | #REF! | #REF! |  | 0 | 0 | 0 | 0 | 0 | #REF! | #REF! | #REF!
I | Power Cable (3 1/2 core, 16 mm2) | Km | 0.24 | 2 | 0 | 3.135 | 1 | 0.1 | 0.15 | 1.5 | 1 | 21.774 | #REF! | #REF! | 0 | 0 | 0 | 0 | 0.2 | 0.2 | 25.299 | #REF! | #REF!
II | Power Cable (3 1/2 core, 25 mm2) | Km | 0 | 2 | 0 | 0.21 |  | 0.1 | 0 | 0.5 | 0 | 0.85 | #REF! | #REF! | 0 | 0.5 | 0.5 | 0 | 1.2 | 1.2 | 1.06 | #REF! | #REF!
III | Power Cable (3 1/2 core, 95 mm2) | Km | 0 | 0 | 0 | 0.3 |  | 0.1 | 0 | 0.5 | 0 | 0.7 | #REF! | 1 | 0 | 0 | 0 | 0.632 | 0.5 | 0.5 | 1.632 | #REF! | 1.6
IV | Power Cable (3 1/2 core, 185 mm2) | Km | [9 empty] | 0.54 | #REF! | 0 | 0 | 0 | 0 | 0 | 0 | 0 | 0.54 | #REF! | 0
V | Power Cable (2 core, 6 mm2) | Km | [9 empty] | 0.541 | #REF! | 0 | 0 | 0 | 0 | 0 | 0 | 0 | 0.541 | #REF! | 0
VI | Power Cable (4 Core, 16 mm2) | Km | [9 empty] | 0.4 | 0 | 0 | 0 | 0 | 0 | 0 | 0 | 0 | 0.4 | 0 | 0
VII | Power Cable (3 1/2 core, 300 mm2) | Km | [9 empty] | 0.326 | 0 | 0 | 0 | 0 | 0 | 0 | 0 | 0 | 0.326 | 0 | 0
VIII | Power Cable (3 1/2 core, 120 mm2) | Km | [9 empty] | 0.086 | 0 | 0 | 0 | 0 | 0 | 0 | 0 | 0 | 0.086 | 0 | 0
IX | Power Cable (3 1/2 core, 70 mm2) | Km | [9 empty] | 0.983 | 0 | 0 | 0 | 0 | 0 | 0 | 0 | 0 | 0.983 | 0 | 0
X | Power Cable (3 1/2 core, 35 mm2) | Km | [9 empty] | 0.319 | 0 | 0 | 0 | 0 | 0 | 1.5 | 0 | 0 | 1.819 | 0 | 0
XI | Power Cable (1 Core, 300 mm2) | Km | [9 empty] | 0.056 | 0 | 0 | 0 | 0 | 0 | 0 | 0 | 0 | 0.056 | 0 | 0
XII | Power Cable (1 core, 1000 mm2) | Km | [12 empty] | 0 | 1 | 0 | 0 | 0 | 0 | 0 | 1 | 0
[16 empty] | 0 | 0 | 0 | 0 | 0 | 0 | 0 | 0
11 | Insulator | [14 empty] | 0 | 0 | 0 | 0 | 0 | 0 | 0 | 0
I | 160 KN L/R Silicon Rubber (220 KV) | Nos. |  | 30 | 20 | 0 |  |  | 0 | 30 | 0 | 0 | #REF! | #REF! | 0 | 300 | 10 | 0 | 10 | 10 | 0 | #REF! | #REF!
II | 160 KN Porcelain Insulator (220 KV) | Nos. |  | 100 | 100 | 134 | 10 | 5 | 0 | 60 | 30 | #REF! | 150 | 100 | 185 | 1100 | 510 | 1097 | 310 | 110 | #REF! | 1730 | 855
III | 160 KN L/R Porcelain Insulator (220 KV) | Nos. |  |  |  | 0 | 6 | 12 |  |  |  | #REF! | 0 |  | 0 | 0 | 0 | 0 | 0 | 0 | #REF! | 6 | 12
IV | 120KN L/R Porcelain Insulator (132 KV) | Nos. | [6 empty] | 8 | 170 | 20 | #REF! |  |  | 24 | 1380 | 690 | 0 | 300 | 300 | #REF! | 1850 | 1010
V | 90KN L/R Porcelain Insulator (132 KV) | Nos. | [6 empty] | 22 | 40 | 20 | #REF! |  |  | 0 | 0 | 0 | 0 | 0 | 0 | #REF! | 40 | 20
VI | 120KN L/R Silicon Rubber (132 KV) | Nos. | [9 empty] | 6 | 0 | 0 | 0 | 0 | 0 | 0 | 0 | 0 | 6 | 0 | 0
VII | 90KN L/R Silicon Rubber (220 KV) | Nos. | [9 empty] | #REF! | #REF! | #REF! |  | 0 | 0 | 0 | 420 | 280 | #REF! | #REF! | #REF!
VIII | 90 KN Porcelain Insulator (220 KV) | Nos. | [15 empty] | 0 | 700 | 420 | 0 | 700 | 420
IX | 120KN Porcelain Insulator (220 KV) | Nos. | [15 empty] | 129 | 0 | 0 | 129 | 0 | 0
[21 empty] | 0 | 0 | 0
12 | Conductor | [14 empty] | 0 | 0 | 0 | 0 | 0 | 0 | 0 | 0
I | ACSR Panther | Km | 0 | 2 | 0 | 9.5 |  | 0.5 | 4.4 | 4.5 | 3 | 5.042 | #REF! | #REF! | 7.666 | 10.5 | 4 | 0.8 | 3.5 | 1.1 | 27.408 | #REF! | #REF!
II | ACSR Zebra | Km | 0 | 0 | 0 | 0.7 |  | 1 | 1.814 | 3 | 1 | #REF! | 1 | 1 | 5.143 | 1.2 | 0.5 | 9.569 | 7 | 4 | #REF! | 12.2 | 7.5
III | ACSR Moose | Km | 0.5 | 3 | 1 | 3.69 | 1 | 0.25 | 4.209 | 1 | 2.5 | 0.928 | 1 | 1 | 5.403 | 1 | 0.5 | 1.631 | 1 | 0.5 | 16.361 | 8 | 5.75
IV | AAAC Moose | Km | [12 empty] | 5.403 | 6 | 0 | 0 | 0.5 | 0 | 5.403 | 6.5 | 0
13 | Single Suspension H/W Fitting | [14 empty] | 0 | 0 | 0 | 0 | 0 | 0 | 0 | 0
I | For ACSR Panther | Nos. | 0 | 3 | 3 | 0 | 10 | 5 | 150 | 206 | 206 | 66 | 10 | 5 | 11 | 17 | 7 | 29 | 20 | 20 | 256 | 266 | 246
II | For ACSR Moose | Nos. | 12 | 12 | 12 | 5 |  | 2 | 43 | 6 | 15 | #REF! | 5 | 4 | 47 | 9 | 3 | 35 | 6 | 6 | #REF! | 38 | 42
III | For ACSR Zebra | Nos. |  |  |  | 0 | 0 | 2 |  |  |  | #REF! |  |  | 0 | 0 | 0 | 2 | 20 | 20 | #REF! | 20 | 22
IV | For AAAC panther | Nos. | [6 empty] | 0 | 12 | 12 | #REF! |  |  | 0 | 0 | 0 | 0 | 0 | 0 | #REF! | 12 | 12
V | For AAAC Moose | Nos. | [12 empty] | 47 | 19 | 0 | 0 | 0 | 0 | 47 | 19 | 0
[16 empty] | 0 | 0 | 0 | 0 | 0 | 0 | 0 | 0
14 | Double Suspension H/W Fitting | [14 empty] | 0 | 0 | 0 | 0 | 0 | 0 | 0 | 0
I | For ACSR Zebra | Nos. | 0 | 0 | 0 | 0 | 2 | 2 | 20 | 26 | 26 | 0 | 10 |  | 0 | 15 | 7 | 5 | 7 | 7 | 25 | 60 | 42
II | For AAAC Zebra | Nos. | 0 | 0 | 0 | 0 | 8 | 4 | 20 | 20 | 20 | #REF! | #REF! | 10 | 0 | 10 | 5 | 2 | 15 | 15 | #REF! | #REF! | 54
III | For AAAC Moose | Nos. | 0 | 0 | 0 | 0 | 6 | 2 | 0 | 3 | 3 | #REF! | #REF! | #REF! | 52 | 10 | 10 | 0 | 0 | 0 | #REF! | #REF! | #REF!
IV | For ACSR Panther | Nos. | [12 empty] | 2 | 2 | 2 | 2 | 13 | 13 | 4 | 15 | 15
[16 empty] | 0 | 0 | 0 | 0 | 0 | 0 | 0 | 0
15 | Single Tension H/W Fitting | [14 empty] | 0 | 0 | 0 | 0 | 0 | 0 | 0 | 0
I | For ACSR Panther | Nos. | 0 | 24 | 12 | 4 | 11 | 4 | 4 | 30 | 26 | 4 | 10 | 10 | 57 | 32 | 31 | 7 | 25 | 18 | 76 | 132 | 101
II | For ACSR Zebra | Nos. | 0 | 0 | 0 | 2 | 12 | 8 | 16 | 20 | 20 | 9 | 22 | 5 | 8 | 36 | 26 | 2 | 25 | 15 | 37 | 115 | 74
III | For ACSR Moose | Nos. | 12 | 42 | 12 | 4 | 3 | 3 | 30 | 1 | 1 | 17 | 5 | 5 | 11 | 10 | 10 | 24 | 11 | 11 | 98 | 72 | 42
[16 empty] | 0 | 0 | 0 | 0 | 0 | 0 | 0 | 0
16 | Double Tension H/W Fitting | [14 empty] | 0 | 0 | 0 | 0 | 0 | 0 | 0 | 0
I | For ACSR Panther | Nos. | 0 | 12 | 12 | 4 | 6 | 4 | 62 | 11 | 11 | 10 | 2 | 2 | 21 | 22 | 12 | 1 | 13 | 13 | 98 | 66 | 54
II | For ACSR Zebra | Nos. | 0 | 12 | 12 | 0 | 6 | 4 | 20 | 60 | 10 | 0 | 5 | 5 | 2 | 24 | 14 | 0 | 10 | 10 | 22 | 117 | 55
III | For ACSR Moose | Nos. | 62 | 24 | 12 | 7 | 9 | 9 | 0 | 7 | 4 | #REF! | 5 | 5 | 42 | 4 | 4 | 0 | 8 | 8 | #REF! | 57 | 42
IV | For AAAC panther | Nos. | [6 empty] | 15 | 30 | 15 | 0 | 0 |  | 0 | 0 | 0 | 0 | 0 | 0 | 15 | 30 | 15
V | For AAAC Zebra | Nos. | [6 empty] | 20 | 10 | 10 | 0 | 0 |  | 0 | 0 | 0 | 0 | 0 | 0 | 20 | 10 | 10
[16 empty] | 0 | 0 | 0 | 0 | 0 | 0 | 0 | 0
17 | Mid Span Joint | [14 empty] | 0 | 0 | 0 | 0 | 0 | 0 | 0 | 0
I | For ACSR Zebra | Nos. | 0 | 0 | 0 | 5 | 13 | 5 | 0 | 23 | 23 | 43 | #REF! | #REF! | 35 | 20 | 25 | 76 | 10 | 10 | 159 | #REF! | #REF!
II | For AAAC panther | Nos. | [6 empty] | 0 | 10 | 0 | 0 |  |  | 0 | 0 | 0 | 0 | 0 | 0 | 0 | 10 | 0
III | For ACSR Panther | Nos. | [9 empty] | 14 |  |  | 0 | 0 | 0 | 10 | 10 | 10 | 24 | 10 | 10
IV | For Earth wire | Nos. | [9 empty] | 2 |  |  | 0 | 0 | 0 | 0 | 0 | 0 | 2 | 0 | 0
[16 empty] | 0 | 0 | 0 | 0 | 0 | 0 | 0 | 0
18 | Vibration Damper | [14 empty] | 0 | 0 | 0 | 0 | 0 | 0 | 0 | 0
I | ACSR Panther | Nos. | 0 | 20 | 10 | 23 | 2 | 2 | 33 | 12 | 6 | 92 | 10 | 10 | 559 | 50 | 50 | 0 | 25 | 25 | 707 | 119 | 103
II | ACSR Zebra | Nos. |  |  |  | 0 | 6 | 6 |  |  |  | 0 |  | 0 | 0 | 0 | 0 | 0 | 15 | 15 | 0 | 21 | 21
III | AAAC panther | Nos. | [6 empty] | 61 | 50 | 0 | 0 |  | 0 | 0 | 0 | 0 | 0 | 0 | 0 | 61 | 50 | 0
[16 empty] | 0 | 0 | 0 | 0 | 0 | 0 | 0 | 0
19 | Battery & Charger | [14 empty] | 0 | 0 | 0 | 0 | 0 | 0 | 0 | 0
I | Battery Set 220V, 350 AH (Plante type) | Set | 0 | 0 | 0 | 0 | 1 |  | 0 | 1 | 0 |  |  |  | 1 | 0 | 1 | 4 | 0 | 0 | 5 | 2 | 1
II | Battery Charger (Thyristor Controlled) suitable for above battery set with dropper diode | Set | 0 | 0 | 0 | 0 | 1 |  | 0 | 2 | 0 | #REF! | 1 | #REF! | 1 | 1 | 0 | 2 | 0 | 0 | #REF! | 5 | #REF!
[16 empty] | 0 | 0 | 0 | 0 | 0 | 0 | 0 | 0
20 | Tower Structure | [14 empty] | 0 | 0 | 0 | 0 | 0 | 0 | 0 | 0
I) | OA with stubs | Set | [6 empty] | 0 | 0 | 0 | #REF! | #REF! | #REF! | 0 | 0 | 0 | 0 | 0 | 0 | #REF! | #REF! | #REF!
a | (+3) extn to OA | Set | 0 | 0 | 0 | 0 |  |  | 0 | 0 | 0 |  |  |  | 0 | 0 | 0 | 0 | 0 | 0 | 0 | 0 | 0
b | (+6) extn to OA | Set | 0 | 0 | 0 | 0 |  |  | 0 | 0 | 0 | #REF! | #REF! | #REF! | 0 | 0 | 0 | 0 | 0 | 0 | #REF! | #REF! | #REF!
c | (+9) extn to OA | Set | 0 | 0 | 0 | 0 |  |  | 0 | 0 | 0 | #REF! | #REF! | #REF! | 0 | 0 | 0 | 0 | 0 | 0 | #REF! | #REF! | #REF!
II) | OB with stubs | Set | [6 empty] | 0 | 0 | 0 | #REF! | #REF! | #REF! | 0 | 0 | 0 | 0 | 0 | 0 | #REF! | #REF! | #REF!
a | (+3) extn to OB | Set | 0 | 0 | 0 | 0 |  |  | 0 | 0 | 0 | #REF! | #REF! | #REF! | 0 | 0 | 0 | 0 | 0 | 0 | #REF! | #REF! | #REF!
b | (+6) extn to OB | Set | 0 | 0 | 0 | 0 |  |  | 0 | 0 | 0 | #REF! | #REF! | #REF! | 1 | 0 | 0 | 0 | 0 | 0 | #REF! | #REF! | #REF!
III) | OC with stubs | Set | [6 empty] | 0 | 2 | 0 | #REF! | #REF! | #REF! | 0 | 0 | 0 | 0 | 0 | 0 | #REF! | #REF! | #REF!
a | (+3) extn to OC | Set | 0 | 0 | 0 | 0 |  |  | 0 | 0 | 0 |  |  |  | 1 | 0 | 0 | 0 | 0 | 0 | 1 | 0 | 0
b | (+6) extn to OC | Set | 0 | 0 | 0 | 0 |  |  | 0 | 0 | 0 | #REF! | #REF! | #REF! | 0 | 0 | 0 | 0 | 0 | 0 | #REF! | #REF! | #REF!
c | (+15) extn to OC | Set | [6 empty] | 0 | 2 | 0 |  |  |  | 0 | 0 | 0 | 0 | 0 | 0 | 0 | 2 | 0
IV) | PA with stubs | Set | [6 empty] | 0 | 0 | 1 | #REF! | 1 | #REF! | 0 | 0 | 0 | 0 | 0 | 0 | #REF! | 1 | #REF!
a | (+3) extn to PA | Set | 0 | 0 | 0 | 0 |  |  | 0 | 1 | 1 | 1 | 1 | #REF! | 0 | 0 | 0 | 0 | 0 | 0 | 1 | 2 | #REF!
b | (+6) extn to PA | Set | 0 | 0 | 0 | 0 |  |  | 0 | 0 | 1 | 0 | 1 |  | 0 | 0 | 0 | 0 | 0 | 0 | 0 | 1 | 1
V) | PB with stubs | Set | [6 empty] | 0 | 0 | 1 | #REF! | 1 | #REF! | 1 | 0 | 0 | 0 | 0 | 0 | #REF! | 1 | #REF!
a | (+3) extn to PB | Set | 0 | 0 | 0 | 0 |  |  | 0 | 0 | 0 | #REF! | 1 | #REF! | 0 | 0 | 0 | 0 | 0 | 0 | #REF! | 1 | #REF!
b | (+6) extn to PB | Set | 0 | 0 | 0 | 0 |  |  | 0 | 0 | 0 | #REF! | 1 | #REF! | 0 | 0 | 0 | 0 | 0 | 0 | #REF! | 1 | #REF!
VI) | PC with stubs | Set | [6 empty] | 0 | 0 | 1 | #REF! | 1 | #REF! | 0 | 0 | 0 | 0 | 0 | 0 | #REF! | 1 | #REF!
a | (+3) extn to PC | Set | 0 | 0 | 0 | 0 |  |  | 0 | 0 | 0 | #REF! | 1 | #REF! | 0 | 0 | 0 | 0 | 0 | 0 | #REF! | 1 | #REF!
b | (+6) extn to PC | Set | 0 | 0 | 0 | 0 |  |  | 0 | 0 | 0 | #REF! | 1 | #REF! | 0 | 0 | 0 | 0 | 0 | 0 | #REF! | 1 | #REF!
VII) | UR with Stubs | Set | [6 empty] | 0 | 0 | 0 | #REF! | 0 | #REF! | 2 | 0 | 0 | 0 | 0 | 0 | #REF! | 0 | #REF!
a | (+6) extn to UR | Set | 0 | 0 | 0 | 0 |  |  | 0 | 0 | 0 | #REF! | 0 | #REF! | 0 | 0 | 0 | 0 | 0 | 0 | #REF! | 0 | #REF!
| Total MT | MT | 0 | 0 | 0 |  |  |  | 0 | 0 | 0 | #REF! | 0 | #REF! | 0 | 0 | 0 | 0 | 0 | 0 | #REF! | 0 | #REF!
VIII) | Nut & Bolt including Store Stock | MT | [9 empty] | #REF! | #REF! | #REF! | 0.945 | 0 | 0 | 0 | 0 | 0 | #REF! | #REF! | #REF!
a | GI Nut & Bolt | MT | [9 empty] | #REF! | #REF! | #REF! | 0 | 0 | 0 | 0 | 0 | 0 | #REF! | #REF! | #REF!
i | 16 x 35 mm |  | 0 | 0.05 | 0.05 | 0 |  |  | 0 | 0.5 | 0 | #REF! | #REF! | #REF! | 0 | 0 | 0 | 50 | 0 | 0 | #REF! | #REF! | #REF!
ii | 16 x 40 mm |  | 0 | 0.05 | 0.05 | 0 |  |  | 0 | 0.5 | 0 | #REF! | #REF! | #REF! | 0 | 0 | 0 | 0 | 0 | 0 | #REF! | #REF! | #REF!
iii | 16 x 45 mm |  | 0 | 0.05 | 0.05 | 0 |  |  | 0 | 0.5 | 0 | #REF! | #REF! | #REF! | 0 | 0 | 0 | 0 | 0 | 0 | #REF! | #REF! | #REF!
iv | 16 x 50 mm |  | 0 | 0.05 | 0.05 | 0 |  |  | 0 | 0.5 | 0 | #REF! | #REF! | #REF! | 0 | 0 | 0 | 0 | 0 | 0 | #REF! | #REF! | #REF!
v | 16 x 55 mm |  | 0 | 0.05 | 0.05 | 0 |  |  | 0 | 0.5 | 0 | #REF! | #REF! | #REF! | 0 | 0 | 0 | 60 | 0 | 0 | #REF! | #REF! | #REF!
vi | 16 x 60 mm |  | 0 | 0.05 | 0.05 | 0 |  |  | 0 | 0 | 0 | #REF! | #REF! | #REF! | 0 | 0 | 0 | 0 | 0 | 0 | #REF! | #REF! | #REF!
| Total in MT | MT | 0 | 0.3 | 0.3 |  |  |  | 0 | 2.5 | 0 | #REF! | #REF! | #REF! | 0.947 | 0 | 0 | 8.519 | 0 | 0 | #REF! | #REF! | #REF!
[12 empty] | #REF! | #REF! | #REF! |  | 0 | 0 | 0 | 0 | 0 | #REF! | #REF! | #REF!
21 | Station Transformer | Nos. | [9 empty] | #REF! | #REF! | #REF! | 0 | 0 | 0 | 0 | 0 | 0 | #REF! | #REF! | #REF!
I | 250 KVA, 33/ 0.4 KV | Nos. | 0 | 0 | 0 | 0 | 1 |  | 0 | 1 | 1 | 1 | 1 | #REF! | 0 | 2 | 1 | 3 | 1 | 1 | 4 | 6 | #REF!
[16 empty] | 0 | 0 | 0 | 0 | 0 | 0 | 0 | 0
22 | 132 KV Structurals | [14 empty] | 0 | 0 | 0 | 0 | 0 | 0 | 0 | 0
I | PI Structure | Set | 0 | 0 | 0 | 0 |  |  | 1 | 0 | 1 | 0 | 3 | 2 | 0 | 0 | 0 | 0 | 0 | 0 | 1 | 3 | 3
II | CVT Structure | Set | 0 | 0 | 0 | 0 |  |  | 0 | 1 | 0 | 0 | 3 | 2 | 0 | 0 | 0 | 0 | 0 | 0 | 0 | 4 | 2
| Total Wt. in MT | MT | 0 | 0 | 0 | 0 |  |  | 2.5 | 2.5 | 2.5 | #REF! | #REF! | #REF! | 0 | 0 | 0 | 0 | 0 | 0 | #REF! | #REF! | #REF!
| Nut & Bolt in MT including Store Stock | MT | 0 | 0 | 0 | 0 | [5 empty] | #REF! | #REF! | #REF! | 0 | 0 | 0 | 0.069 | 0 | 0 | #REF! | #REF! | #REF!
[12 empty] | #REF! | #REF! | #REF! |  | 0 | 0 | 0 | 0 | 0 | #REF! | #REF! | #REF!
23(a) | Insulated straight through jointing kit pre mould type suitable for 132 KV, 1 core, 630 mm2 Cupper UG Cable & Link Box connection with 240sqmm 1 core XLPE Bonding Cable |  | 0 | 0 | 0 |  |  |  | 0 | 0 | 0 | #REF! | #REF! | #REF! | 0 | 0 | 0 | 0 | 0 | 0 | #REF! | #REF! | #REF!
b | Termination kit suitable for 132 KV, 1 core, 630 mm2 Cupper UG Cable & Link Box connection with 240sqmm 1 core XLPE Bonding Cable |  | 0 | 0 | 0 |  |  |  | 0 | 0 | 0 | #REF! | #REF! | #REF! | 0 | 0 | 0 | 0 | 0 | 0 | #REF! | #REF! | #REF!
[11 empty] | 0 | #REF! | #REF! | #REF! | 0 | 0 | 0 | 0 | 0 | 0 | #REF! | #REF! | #REF!
24(a) | Insulated straight through jointing kit pre mould type suitable for 220 KV, 1 core, 1000 mm2 Cupper UG Cable & Link Box connection with 240sqmm 1 core XLPE Bonding Cable |  | 0 | 0 | 0 |  |  |  | 0 | 0 | 0 | #REF! | #REF! | #REF! | 0 | 0 | 0 | 0 | 0 | 0 | #REF! | #REF! | #REF!
b | Termination kit suitable for 220 KV, 1 core, 1000 mm2 Cupper UG Cable & Link Box connection with 240sqmm 1 core XLPE Bonding Cable |  | 0 | 0 | 0 |  |  |  | 0 | 0 | 0 | #REF! | #REF! | #REF! | 0 | 0 | 0 | 0 | 0 | 0 | #REF! | #REF! | #REF!
[12 empty] | #REF! | #REF! | #REF! | 0 | 0 | 0 | 0 | 0 | 0 | #REF! | #REF! | #REF!
25 | Dew point meter series VD72-H2 |  | 0 | 0 | 0 |  |  |  | 0 | 1 | 0 | #REF! | #REF! | #REF! | 0 | 4 | 0 | 0 | 0 | 0 | #REF! | #REF! | #REF!
[15 empty] | 0 | 0 | 0 | 0 | 0 | 0 | 0 | 0 | 0
26 | Transformer Oil | Barrel/ Drum |  |  |  | 0 | 8 | 15 | [6 empty] | 0 | 0 | 0 | 0 | 170 | 0 | 0 | 178 | 15
[15 empty] | 0 | 0 | 0 | 0 | 0 | 0 | 0 | 0 | 0
27 | Patch Cord Type: LC/PC — ST/PC, Duplex, Multimode Type. (15 Meters) | Nos | 0 | 10 | 0 | [9 empty] | 0 | 0 | 0 | 0 | 0 | 0 | 0 | 10 | 0
28 | Patch Cord Type: LC/PC — LC/PC, Duplex, Multimode Type. (15 meters) | Nos | 0 | 10 | 0 | [9 empty] | 0 | 0 | 0 | 0 | 0 | 0 | 0 | 10 | 0
29 | Patch Cord Type: ST/PC — ST/PC, Duplex, Multimode Type. (15 meters) | Nos | 0 | 10 | 0 | [9 empty] | 0 | 0 | 0 | 0 | 0 | 0 | 0 | 10 | 0
30 | Numerical Bay Control Unit: 32 Digital input & 28 Nos digital output with four CT input, four VT inputs. Eight insulated transducer input (-20mA to +20mA) values on 8 independent galvanic-isolated channels for transformer bay application. IEC 61850 protocol with PRP. Power supply 220V DC. (MiCOM DS AGILE C264) | Nos | 0 | 1 | 0 | [9 empty] | 0 | 0 | 0 | 0 | 0 | 0 | 0 | 1 | 0
| Ethernet Fiber Switch IEEE 802.3,IEEE 1588,IEC61850- 3,PRP protoco1,20% spare to be provided.(GE-S20) | Lot | 0 | 1 | 0 | [9 empty] | 0 | 0 | 0 | 0 | 0 | 0 | 0 | 1 | 0
31 | DG Set (82.5KVA) | Nos | [6 empty] | 0 | 1 | 0 |  |  |  | 0 | 0 | 0 | 0 | 0 | 0 | 0 | 1 | 0
32 | 33KV Capacitor Bank | Set | [6 empty] | 0 | 1 | 0 |  |  |  | 0 | 0 | 0 | 0 | 0 | 0 | 0 | 1 | 0
33 | 3 bolted PG clamp | [16 empty] | 0 | 0 | 0 | 0 | 0 | 0
i | ACSR Panther | Nos | [12 empty] | 0 | 50 | 30 | 0 | 0 | 0 | 0 | 50 | 30
ii | AAAC Moose | Nos | [12 empty] | 0 | 10 | 5 | 0 | 0 | 0 | 0 | 10 | 5
iii | ACSR Zebra | Nos | [12 empty] | 0 | 10 | 5 | 0 | 0 | 0 | 0 | 10 | 5
[15 empty] | 0 | 0 | 0 | 0 | 0 | 0 | 0 | 0 | 0
34 | Isolator pad clamps | [13 empty] | 0 | 0 | 0 | 0 | 0 | 0 | 0 | 0 | 0
i | 132 kV | [13 empty] | 0 | 0 | 0 | 0 | 0 | 0 | 0 | 0 | 0
| AAAC Moose | Nos | [12 empty] | 0 | 10 | 10 | 0 | 0 | 0 | 0 | 10 | 10
| ACSR Zebra | Nos | [12 empty] | 0 | 10 | 10 | 0 | 0 | 0 | 0 | 10 | 10
| 33 kV | [13 empty] | 0 | 0 | 0 | 0 | 0 | 0 | 0 | 0 | 0
i | ACSR Zebra | Nos | [12 empty] | 0 | 10 | 10 | 0 | 0 | 0 | 0 | 10 | 10
[15 empty] | 0 | 0 | 0 | 0 | 0 | 0 | 0 | 0 | 0
35 | T clamp | [13 empty] | 0 | 0 | 0 | 0 | 0 | 0 | 0 | 0 | 0
i | 132 kV | [13 empty] | 0 | 0 | 0 | 0 | 0 | 0 | 0 | 0 | 0
| AAAC Moose | Nos | [12 empty] | 0 | 10 | 10 | 0 | 0 | 0 | 0 | 10 | 10
[15 empty] | 0 | 0 | 0 | 0 | 0 | 0 | 0 | 0 | 0
36 | L Pad clamp | [13 empty] | 0 | 0 | 0 | 0 | 0 | 0 | 0 | 0 | 0
i | ACSR Zebra | Nos | [12 empty] | 3 | 10 | 5 | 0 | 0 | 0 | 3 | 10 | 5
[15 empty] | 0 | 0 | 0 | 0 | 0 | 0 | 0 | 0 | 0
37 | Straight clamp Alluminium for 25 mm bimetallic | [13 empty] | 0 | 0 | 0 | 0 | 0 | 0 | 0 | 0 | 0
i | ACSR Zebra | Nos | [12 empty] | 0 | 20 | 10 | 0 | 0 | 0 | 0 | 20 | 10
[15 empty] | 0 | 0 | 0 | 0 | 0 | 0 | 0 | 0 | 0
38 | Surge counters | [13 empty] | 0 | 0 | 0 | 0 | 0 | 0 | 0 | 0 | 0
i | 132 kV | Nos | [12 empty] | 0 | 6 | 6 | 0 | 0 | 0 | 0 | 6 | 6
ii | 33 kV | Nos | [12 empty] | 0 | 39 | 3 | 0 | 0 | 0 | 0 | 39 | 3
[15 empty] | 0 | 0 | 0 | 0 | 0 | 0 | 0 | 0 | 0
39 | Polypropelene rope | [13 empty] | 0 | 0 | 0 | 0 | 0 | 0 | 0 | 0 | 0
i | 12 mm | kg | [12 empty] | 400 | 400 | 0 | 0 | 0 | 0 | 400 | 400 | 0
ii | 20 mm | kg | [12 empty] | 400 | 400 | 0 | 0 | 0 | 0 | 400 | 400 | 0
[15 empty] | 0 | 0 | 0 | 0 | 0 | 0 | 0 | 0 | 0
40 | Portable foldable ladder | [13 empty] | 0 | 0 | 0 | 0 | 0 | 0 | 0 | 0 | 0
i | 23.6 feet | Nos | [12 empty] | 0 | 1 | 0 | 0 | 0 | 0 | 0 | 1 | 0
[15 empty] | 0 | 0 | 0 | 0 | 0 | 0 | 0 | 0 | 0
41 | Earth resistance kit | Nos | [12 empty] | 0 | 1 | 0 | 0 | 0 | 0 | 0 | 1 | 0
42 | SF6 Gas Cylinder | KG | [15 empty] | 0 | 251 | 0 | 0 | 251 | 0

## Bolangir (hidden)
BIENNIAL REQUIREMENT OF MATERIALS FOR FY 2024-25 & 2025-26 UNDER EHT(O&M) CIRCLE, BOLANGIR
SL. NO. | ITEM DESCRIPTION | UNIT | Available Qty. as on dt.20.09.2024 |  |  |  | Material requirement for the FY 2024-25 |  |  |  | Material requirement for the FY 2025-26
|  |  | Bolangir Division | Kesinga Division | Nuapada Division | Total | Bolangir Division | Kesinga Division | Nuapada Division | Total | Bolangir Division | Kesinga Division | Nuapada Division | Total
1 | Circuit Breaker | Nos.
i | 400KV | Nos. |  |  |  | 0 |  |  |  | 0 |  |  |  | 0
ii | 220 KV | Nos. | 0 | 0 | 0 | 0 | 1 | 1 | 0 | 2 | 0 | 1 | 0 | 1
iii | 132 KV | Nos. | 0 | 0 | 0 | 0 | 7 | 2 | 4 | 13 | 2 | 1 | 0 | 3
iv | 33 KV | Nos. | 0 | 0 | 0 | 0 | 8 | 6 | 4 | 18 | 2 | 2 | 1 | 5
0
2 | C.T. | Nos. |  |  |  | 0 |  |  |  | 0 |  |  |  | 0
a) | 400 KV (0.2 class) | Nos.
I | 2000-1000-500/1-1-1-1-1 | Nos. | 0 | 0 | 0 | 0 | 0 | 0 | 0 | 0 | 0 | 0 | 0 | 0
b) | 220 KV (0.2 class) | Nos.
I | 1200-600-300/1-1-1-1 | Nos. | 0 | 1 | 0 | 1 | 0 | 4 | 0 | 4 | 0 | 1 | 0 | 1
II | 600/300/150/1-1-1-1 | Nos. | 0 |  |  | 0 | 2 |  |  | 2 | 0 |  |  | 0
c) | 132KV (0.2 class) | Nos.
I | 800-400-200/1-1-1-1 | Nos. | 0 | 0 |  | 0 | 17 | 4 |  | 21 | 10 |  |  | 10
II | 800-400-200/1-1-1 | Nos. |  | 0 | 2 | 2 |  | 4 | 4 | 8 |  | 1 | 2 | 3
III | 600/300/150/1-1-1-1 | Nos. | 0 |  |  | 0 | 3 |  |  | 3 | 3 |  |  | 3
IV | 400-200-100/1-1-1 | Nos. | 0 | 0 | 0 | 0 | 6 | 18 | 1 | 25 | 3 | 4 | 1 | 8
V | 600-300-150/1-1-1 | Nos. | 0 |  | 1 | 1 | 3 |  | 0 | 3 | 3 |  | 0 | 3
d) | 33 KV (0.2s class) | Nos.
I | 1200-600-300/1-1-1 | Nos. | 0 | 0 | 0 | 0 |  | 0 | 0 | 0 | 0 |  | 0 | 0
II | 800-400-200/1-1-1 | Nos. | 2 | 1 |  | 3 | 16 | 22 |  | 38 | 14 | 4 |  | 18
III | 600-300-150/1-1-1-1 | Nos. | 1 | 0 |  | 1 | 3 |  |  | 3 | 3 |  |  | 3
IV | 400/200/100/1-1-1 | Nos. | 0 | 0 | 0 | 0 | 6 |  | 2 | 8 | 3 |  | 2 | 5
e) | 33 KV NCT ( 800-400-200/1-1) | Nos. |  |  | 4 | 4 |  |  | 0 | 0 |  |  | 0 | 0
3 | P.T./ CVT (0.2 Class) | Nos. |  |  |  | 0 |  |  |  | 0 |  |  |  | 0
i | 400KV CVT | Nos. |  |  |  | 0 |  |  |  | 0 |  |  |  | 0
ii | 220KV PT | Nos. |  |  |  | 0 |  |  |  | 0 |  |  |  | 0
iii | 220 KV CVT | Nos. |  | 2 |  | 2 |  | 1 |  | 1 |  | 1 |  | 1
iv | 132 KV PT | Nos. | 1 | 0 | 1 | 2 | 8 | 2 | 2 | 12 | 4 | 1 | 2 | 7
v | 132 KV CVT | Nos. | 0 | 7 | 1 | 8 | 13 | 4 | 3 | 20 | 7 | 1 | 2 | 10
vi | 33 KV PT (0.2 Class) | Nos. | 2 | 1 | 4 | 7 | 12 | 7 | 2 | 21 | 5 | 1 | 2 | 8
[6 empty] | 0 |  |  |  | 0 |  |  |  | 0
4 | Wave Trap |  |  |  |  | 0 |  |  |  | 0 |  |  |  | 0
i | Wave trap (220kv,1200A /1mh) |  |  |  |  | 0 |  |  |  | 0 |  |  |  | 0
ii | Wave Trap (132kv,1200A/1mh) |  |  |  |  | 0 |  |  |  | 0 |  |  |  | 0
5 | Surge Arrestor (Porcelain Housing) | Nos. |  |  |  | 0 |  |  |  | 0 |  |  |  | 0
I | 400 KV | Nos. |  |  |  | 0 |  |  |  | 0 |  |  |  | 0
II | 220 KV | Nos. | 0 | 4 |  | 4 | 4 | 8 |  | 12 | 0 | 3 |  | 3
III | 132 KV | Nos. | 1 | 14 | 1 | 16 | 20 | 19 | 6 | 45 | 13 | 6 | 2 | 21
IV | 33 KV | Nos. | 4 | 8 | 1 | 13 | 21 | 36 | 10 | 67 | 11 | 6 | 5 | 22
[6 empty] | 0 |  |  |  | 0 |  |  |  | 0
6 | Post Insulator |  |  |  |  | 0 |  |  |  | 0 |  |  |  | 0
I | Single Stack PI for 132 KV | Nos. | 0 |  |  | 0 | 4 |  |  | 4 | 4 |  |  | 4
II | Single Stack PI for 33KV | Nos. | 0 |  |  | 0 | 0 |  |  | 0 | 0 |  |  | 0
III | SingleStack PI for 220KV | Nos. | 0 |  |  | 0 | 0 |  |  | 0 | 0 |  |  | 0
IV | PI for 33KV | Nos. | 3 |  |  | 3 | 4 |  |  | 4 | 4 |  |  | 4
[6 empty] | 0 |  |  |  | 0 |  |  |  | 0
7 | Isolator | Nos. |  |  |  | 0 |  |  |  | 0 |  |  |  | 0
I | 220 KV SI Double-break- with E/S,1200A | Nos. | 0 |  |  | 0 | 0 |  |  | 0 | 0 |  |  | 0
II | 220 KV SI Double break W/O E/S ,1200A | Nos. | 0 |  |  | 0 | 0 |  |  | 0 | 0 |  |  | 0
III | 220 KV DI Double break with - E/S,1200A | Nos. | 0 |  |  | 0 | 0 |  |  | 0 | 0 |  |  | 0
IV | 220 KV Dou.Isolator D/B W/O- E/S,1200A | Nos. | 0 |  |  | 0 | 0 |  |  | 0 | 0 |  |  | 0
V | 220kV Beam Mounted Isolator,1200A | Nos. | 0 |  |  | 0 | 0 |  |  | 0 | 0 |  |  | 0
VI | 132 KV SI W/O E/S, 2000A | Nos. | 0 | 0 | 0 | 0 | 3 | 15 | 5 | 23 | 3 | 0 | 3 | 6
VII | 132KV SINGLE ISOLATOR WITH DOUBLE BREAK W/O ES OF 1250A | Nos. | 0 |  |  | 0 | 2 |  |  | 2 | 2 |  |  | 2
VIII | 132KV DOUBLE ISOLATOR WITH DOUBLE BREAK W/O ES OF 1250A | Nos. | 0 |  |  | 0 | 4 |  |  | 4 | 3 |  |  | 3
8 | 132 KV Double Isolator with E/S, 2000A | Nos. | 0 | 0 | 0 | 0 | 2 | 10 | 5 | 17 | 1 | 0 | 3 | 4
I | 132KV DOUBLE ISOLATOR WITH DOUBLE BREAK WITH ES OF 1250A | Nos. | 0 |  |  | 0 | 2 |  |  | 2 | 2 |  |  | 2
II | 132 KV Double Isolator W/O E/S, 2000A | Nos. | 0 | 0 | 1 | 1 | 1 | 4 | 2 | 7 | 1 | 0 | 2 | 3
III | 33 KV SI W/O E/S, 1200A | Nos. | 0 | 0 | 1 | 1 | 4 | 14 | 2 | 20 | 4 | 0 | 2 | 6
IV | 33 KV SI W/O E/S, 2000A | Nos. | 0 | 0 | 1 | 1 | 7 | 16 | 6 | 29 | 2 | 0 | 3 | 5
V | 33 KV Double Isolator with E/S, 1200A | Nos. | 2 | 0 | 0 | 2 | 3 | 15 | 2 | 20 | 3 | 0 | 2 | 5
VI | 33 KV Double Isolator with E/S, 2000A | Nos. | 0 | 0 | 0 | 0 | 7 | 12 | 6 | 25 | 2 | 0 | 3 | 5
VII | 33 KV Double Isolator W/O E/S,2000A | Nos. | 0 |  |  | 0 | 1 |  |  | 1 | 1 |  |  | 1
VIII | 33 kV Beam Mounted isolator, 2000A | Nos. | 0 |  |  | 0 | 1 |  |  | 1 | 1 |  |  | 1
IX | Male & Female contact assembly per pole of isolator for 420 KV S&S Earthswitch as per drawing (Qty-09) | Nos. |  |  |  | 0 |  |  |  | 0 |  |  |  | 0
X | Male & Female contact assembly per pole of isolator for 420 KV 2000A HCB (Al) Isolator S&S as per drawing (Qty-09) | Nos. |  |  |  | 0 |  |  |  | 0 |  |  |  | 0
XI | Male & Female contact assembly in set for one isolator (3poles) for 420 KV GR Power Switchgear for Dia 408 Meramundali GSS as per drawing | Set |  |  |  | 0 |  |  |  | 0 |  |  |  | 0
0
9 | Relays |  |  |  |  | 0 |  |  |  | 0 |  |  |  | 0
I | Numerical Differential | Nos. | 1 |  |  | 1 | 1 |  |  | 1 | 1 |  |  | 1
II | Numerical DP | Nos. | 1 | 4 | 4 | 9 | 6 | 2 | 3 | 11 | 3 | 0 | 2 | 5
III | Numerical Back up | Nos. | 1 | 4 | 1 | 6 | 9 | 3 | 4 | 16 | 5 | 0 | 2 | 7
IV | Auxiliary Relay VAA 33 | Nos. | 0 | 0 | 3 | 3 | 5 | 12 | 5 | 22 | 2 | 1 | 2 | 5
V | Master Trip Relay VAJM-15 | Nos. | 0 | 2 | 2 | 4 | 4 | 0 | 3 | 7 | 3 | 0 | 2 | 5
VI | Master Trip Relay VAJM-25 | Nos. | 0 | 7 | 1 | 8 | 6 | 2 | 3 | 11 | 3 | 0 | 2 | 5
VII | Master Trip Relay VAJM-23 | Nos. | 0 |  |  | 0 | 1 |  |  | 1 | 0 |  |  | 0
VIII | Trip ckt Supervision VAX31 | Nos. | 0 |  | 0 | 0 | 1 |  | 20 | 21 | 0 |  | 0 | 0
IX | Contact Multiplier relay TR231 | Nos. | 0 |  |  | 0 | 1 |  |  | 1 | 0 |  |  | 0
X | Master Trip Relay VAJH-13 | Nos. | 0 |  |  | 0 | 2 |  |  | 2 | 2 |  |  | 2
XI | Master Trip Relay VAJHM-33 | Nos. | 0 |  |  | 0 | 0 |  |  | 0 | 0 |  |  | 0
XII | Master Trip Relay VAJH-33 | Nos. | 0 |  |  | 0 | 0 |  |  | 0 | 0 |  |  | 0
XIII | REF Relay | Nos. | 0 |  |  | 0 | 0 |  |  | 0 | 0 |  |  | 0
XIV | Pole-Discripancy | Nos. | 0 |  |  | 0 | 0 |  |  | 0 | 0 |  |  | 0
XV | Over -Fluxing | Nos. | 0 |  |  | 0 | 0 |  |  | 0 | 0 |  |  | 0
XVI | Master Trip Relay MVAJ | Nos. | 2 |  |  | 2 | 1 |  |  | 1 | 0 |  |  | 0
12 | Audit Energy meter (0.2 class) | Nos. | 0 |  |  | 0 | 0 |  |  | 0 | 0 |  |  | 0
[6 empty] | 0 |  |  |  | 0 |  |  |  | 0
13 | Apex 100 meter (0.2 class) | Nos. | 0 | 0 | 0 | 0 | 5 | 11 | 4 | 20 | 0 | 2 | 1 | 3
14 | Apex 100 Pannel | Nos. | 0 | 0 | 0 | 0 | 1 | 0 | 3 | 4 | 0 | 0 | 1 | 1
[6 empty] | 0 |  |  |  | 0 |  |  |  | 0
15 | Control Cable | Km |  |  |  | 0 |  |  |  | 0 |  |  |  | 0
I | 2 Core 2.5 mm2 | Km | 1.8 | 1.3 | 0.491 | 3.591 | 4.8 | 1 | 2 | 7.8 | 1.5 | 0 | 0 | 1.5
II | 4 Core 4 mm2 | KM | 2 |  | 0 | 2 | 2 |  | 1.25 | 3.25 | 2 |  | 0 | 2
III | 4 Core 2.5 mm2 | KM | 0 | 4.508 | 0.25 | 4.758 | 6.6 | 1 | 1 | 8.6 | 2 | 1 | 0.25 | 3.25
IV | 7 Core 2.5 mm2 | KM | 0.299 | 2.307 |  | 2.606 | 4.9 | 0.5 |  | 5.4 | 2 | 0 |  | 2
V | 9 Core 2.5 mm2 | KM | 0 | 1.24 | 0.529 | 1.769 | 2 | 1.5 | 1.55 | 5.05 | 2 | 1 | 0 | 3
VI | 12 Core 2.5 mm2 | Km | 3.727 | 0.605 | 0.415 | 4.747 | 3.6 | 1 | 1.2 | 5.8 | 1 | 1 | 0.2 | 2.2
VII | 19 Core 2.5 mm2 | Km | 1.705 | 0.768 | 0.273 | 2.746 | 1 | 1.5 | 1.5 | 4 | 1 | 1 | 0 | 2
VIII | 24 Core 2.5 mm2 | Km | 0 |  | 0 | 0 | 0 |  | 1 | 1 | 0 |  | 0 | 0
0
16 | Power Cable | Km |  |  |  | 0 |  |  |  | 0 |  |  |  | 0
I | Power Cable (3 1/2 core, 16 mm2) | Km | 0.2 | 0.391 | 0.556 | 1.147 | 5 | 0 | 1.5 | 6.5 | 0 | 0 | 0 | 0
II | Power Cable (3 1/2 core, 25 mm2) | KM | 0.25 | 0 | 0.5 | 0.75 | 2 | 0.5 | 1 | 3.5 | 0 | 0 | 0 | 0
III | Power Cable (3 1/2 core, 150 mm2) | KM | 0 |  |  | 0 | 1 |  |  | 1 | 0 |  |  | 0
IV | Power Cable (3 1/2 core, 95 mm2) | KM | 0 | 0 | 0.167 | 0.167 | 1 | 0.5 | 1 | 2.5 | 1 | 0.5 | 0 | 1.5
V | Power Cable (3 ½ core , 16 mm2) | KM | 0 |  |  | 0 | 0.5 |  |  | 0.5 | 0.5 |  |  | 0.5
17 | SF-6 Gas Cylinders (50 kg.) | Nos. | 0 |  |  | 0 | 2 |  |  | 2 | 2 |  |  | 2
[6 empty] | 0 |  |  |  | 0 |  |  |  | 0
18 | Insulator | Nos. |  |  |  | 0 |  |  |  | 0 |  |  |  | 0
I | 160 KN L/R Silicon Rubber (220 KV) | Nos. | 0 |  |  | 0 | 0 |  |  | 0 | 0 |  |  | 0
II | 160 KN Porcelain Insulator (220 KV) | Nos. | 0 | 571 |  | 571 | 100 | 0 |  | 100 | 0 | 0 |  | 0
III | 90 Kn Antifog Disc insulator | Nos. | 0 |  | 381 | 381 | 0 |  | 1 | 1 | 0 |  | 0 | 0
IV | 120 Kn Antifog Disc insulator | Nos. | 360 |  |  | 360 | 0 |  |  | 0 | 0 |  |  | 0
V | 160 kN Disc | Nos. | 0 |  |  | 0 | 0 |  |  | 0 | 0 |  |  | 0
VI | 90 kN porcelain LR (132 KV) | Nos. | 0 |  |  | 0 | 50 |  |  | 50 | 50 |  |  | 50
VII | 120 KN Porcelain Insulator | Nos. | 0 |  |  | 0 | 150 |  |  | 150 | 50 |  |  | 50
VIII | 90 KN Porcelain Insulator | Nos. | 0 |  |  | 0 | 80 |  |  | 80 | 0 |  |  | 0
IX | 70 KN Porcelain Insulator | Nos. | 0 |  |  | 0 | 50 |  |  | 50 | 0 |  |  | 0
X | 120 kN Porcelain LR (220 KV) | Nos. | 0 |  |  | 0 | 0 |  |  | 0 | 0 |  |  | 0
XI | 160 kN LR (220 KV) | Nos. | 0 |  |  | 0 | 0 |  |  | 0 | 0 |  |  | 0
XII | 90 kN L/R silicon Rubber (132 kV) | Nos. | 0 |  |  | 0 | 0 |  |  | 0 | 0 |  |  | 0
XIII | 120 kN L/R Silicon Rubber (132 kV) | Nos. | 0 |  |  | 0 | 0 |  |  | 0 | 0 |  |  | 0
XIV | 90 kN L/R silicon Rubber (220 kV) | Nos. | 0 |  |  | 0 | 0 |  |  | 0 | 0 |  |  | 0
XV | 160 kN L/R Silicon Rubber(220KV) | Nos. | 0 |  |  | 0 | 0 |  |  | 0 | 0 |  |  | 0
[6 empty] | 0 |  |  |  | 0 |  |  |  | 0
19 | Conductor | Km |  |  |  | 0 |  |  |  | 0 |  |  |  | 0
I | ACSR Panther | Km | 4.7 | 1.034 | 26.412 | 32.146 | 1 | 2 | 0.5 | 3.5 | 1 | 0 | 0 | 1
II | ACSR Zebra | Km | 1.4 | 6.5 | 0.66 | 8.56 | 3 | 0.5 | 0.2 | 3.7 | 2 | 0 | 0 | 2
III | ACSR Moose | Km | 0 | 0.618 |  | 0.618 | 2 | 1 |  | 3 | 1 | 0 |  | 1
IV | AAAC Panther |  | 0 |  |  | 0 | 0 |  |  | 0 | 0 |  |  | 0
V | AAAC Zebra |  | 0 |  |  | 0 | 0 |  |  | 0 | 0 |  |  | 0
VI | AAAC Moose |  | 0 |  |  | 0 | 0 |  |  | 0 | 0 |  |  | 0
[6 empty] | 0 |  |  |  | 0 |  |  |  | 0
20 | Single Suspension H/W Fitting | Nos. |  |  | 0.219 | 0.219 |  |  |  | 0 |  |  |  | 0
I | For ACSR Panther | Nos. | 150 | 58 | 207 | 415 | 10 | 6 | 21 | 37 | 10 | 0 | 15 | 25
II | For ACSR Moose | Nos. | 0 | 4 | 4 | 8 | 0 | 5 | 10 | 15 | 0 | 0 | 10 | 10
III | For ACSR Zebra | Nos. | 0 |  |  | 0 | 10 |  |  | 10 | 0 |  |  | 0
IV | For AAAC Panther |  | 0 |  |  | 0 | 0 |  |  | 0 | 0 |  |  | 0
V | For AAAC Zebra |  | 0 |  |  | 0 | 0 |  |  | 0 | 0 |  |  | 0
VI | For AAAC Moose |  | 0 |  |  | 0 | 0 |  |  | 0 | 0 |  |  | 0
0
21 | Double Suspension H/W Fitting | Nos. |  |  |  | 0 |  |  |  | 0 |  |  |  | 0
I | For ACSR Zebra | Nos. | 48 | 8 | 180 | 236 | 0 | 0 | 0 | 0 | 0 | 0 | 0 | 0
II | For AAAC Zebra | Nos. | 0 |  | 4 | 4 | 10 |  | 0 | 10 | 0 |  | 0 | 0
III | For AAAC Moose | Nos. | 0 |  |  | 0 | 5 |  |  | 5 | 0 |  |  | 0
IV | For AAAC Panther | Nos. | 0 |  |  | 0 | 0 |  |  | 0 | 0 |  |  | 0
V | For AAAC Zebra | Nos. | 0 |  |  | 0 | 0 |  |  | 0 | 0 |  |  | 0
VI | For AAAC Moose | Nos. | 0 |  |  | 0 | 0 |  |  | 0 | 0 |  |  | 0
0
22 | Single Tension H/W Fitting | Nos. |  |  |  | 0 |  |  |  | 0 |  |  |  | 0
I | For ACSR Panther | Nos. | 82 | 27 | 42 | 151 | 25 | 6 | 45 | 76 | 22 | 0 | 25 | 47
II | For ACSR Zebra | Nos. | 0 | 3 | 0 | 3 | 11 | 13 | 20 | 44 | 6 | 5 | 5 | 16
III | For ACSR Moose | Nos. | 0 | 0 |  | 0 | 5 | 5 |  | 10 | 0 | 5 |  | 5
IV | For AAAC Panther | Nos. | 0 |  |  | 0 | 0 |  |  | 0 | 0 |  |  | 0
V | For AAAC Zebra | Nos. | 0 |  |  | 0 | 0 |  |  | 0 | 0 |  |  | 0
VI | For AAAC Moose | Nos. | 0 |  |  | 0 | 0 |  |  | 0 | 0 |  |  | 0
VII | for E/W |  | 0 |  |  | 0 | 0 |  |  | 0 | 0 |  |  | 0
[6 empty] | 0 |  |  |  | 0 |  |  |  | 0
23 | Double Tension H/W Fitting | Nos. |  |  |  | 0 |  |  |  | 0 |  |  |  | 0
I | For ACSR Panther | Nos. | 55 | 0 | 2 | 57 | 8 | 11 | 50 | 69 | 8 | 5 | 5 | 18
II | For ACSR Zebra | Nos. | 0 | 36 | 6 | 42 | 16 | 6 | 20 | 42 | 6 | 0 | 10 | 16
III | For ACSR Moose | Nos. | 0 | 0 | 0 | 0 | 10 | 5 | 10 | 25 | 0 | 5 | 10 | 15
IV | For AAAC Panther | Nos. | 0 |  |  | 0 | 0 |  |  | 0 | 0 |  |  | 0
V | For AAAC Zebra | Nos. | 0 |  |  | 0 | 5 |  |  | 5 | 0 |  |  | 0
VI | For AAAC Moose | Nos. | 0 |  |  | 0 | 0 |  |  | 0 | 0 |  |  | 0
[6 empty] | 0 |  |  |  | 0 |  |  |  | 0
24 | Repair Sleeve | Nos. |  |  |  | 0 |  |  |  | 0 |  |  |  | 0
I | For ACSR Panther | Nos. | 43 |  |  | 43 | 0 |  |  | 0 | 0 |  |  | 0
II | For ACSR Zebra | Nos. | 0 |  |  | 0 | 5 |  |  | 5 | 5 |  |  | 5
III | For ACSR Moose | Nos. | 0 |  |  | 0 | 0 |  |  | 0 | 0 |  |  | 0
IV | For AAAC Panther | Nos. | 0 |  |  | 0 | 0 |  |  | 0 | 0 |  |  | 0
V | For AAAC Zebra | Nos. | 0 |  |  | 0 | 0 |  |  | 0 | 0 |  |  | 0
VI | For AAAC Moose | Nos. | 0 |  |  | 0 | 0 |  |  | 0 | 0 |  |  | 0
[6 empty] | 0 |  |  |  | 0 |  |  |  | 0
25 | Mid Span Joint | Nos. |  |  |  | 0 |  |  |  | 0 |  |  |  | 0
I | For ACSR Zebra | Nos. | 33 | 41 | 67 | 141 | 5 | 11 | 30 | 46 | 0 | 0 | 10 | 10
II | for AAAC Zebra | Nos. | 0 |  |  | 0 | 10 |  |  | 10 | 5 |  |  | 5
III | For ACSR Moose | Nos. | 0 |  |  | 0 | 0 |  |  | 0 | 0 |  |  | 0
IV | For AAAC Panther | Nos. | 0 |  |  | 0 | 0 |  |  | 0 | 0 |  |  | 0
V | For AAAC Zebra | Nos. | 0 |  |  | 0 | 0 |  |  | 0 | 0 |  |  | 0
VI | For AAAC Moose | Nos. | 0 |  |  | 0 | 0 |  |  | 0 | 0 |  |  | 0
0
26 | Vibration Damper | Nos. |  |  |  | 0 |  |  |  | 0 |  |  |  | 0
I | ACSR Panther | Nos. | 77 | 43 | 36 | 156 | 70 | 10 | 10 | 90 | 60 | 0 | 10 | 70
II | AAAC Zebra | Nos. | 0 |  |  | 0 | 10 |  |  | 10 | 0 |  |  | 0
III | ACSR Moose | Nos. | 0 |  |  | 0 | 0 |  |  | 0 | 0 |  |  | 0
IV | AAAC Panther | Nos. | 0 |  |  | 0 | 0 |  |  | 0 | 0 |  |  | 0
V | AAAC Zebra | Nos. | 0 |  |  | 0 | 0 |  |  | 0 | 0 |  |  | 0
VI | AAAC Moose | Nos. | 0 |  |  | 0 | 0 |  |  | 0 | 0 |  |  | 0
VII | Others if any(E/W - 7/3.15) |  | 0 |  |  | 0 | 0 |  |  | 0 | 0 |  |  | 0
0
27 | GI Angle | MT | 0 |  |  | 0 | 0 |  |  | 0 | 0 |  |  | 0
I | 45x45x5mm |  | 0 |  |  | 0 | 1.5 |  |  | 1.5 | 1.5 |  |  | 1.5
II | 50x50x6mm |  | 0 |  |  | 0 | 1.5 |  |  | 1.5 | 1.5 |  |  | 1.5
III | 65x65x6mm |  | 0 |  |  | 0 | 0 |  |  | 0 | 0 |  |  | 0
[6 empty] | 0 |  |  |  | 0 |  |  |  | 0
28 | Battery & Charger | Set |  |  |  | 0 |  |  |  | 0 |  |  |  | 0
I | Battery Set 220V, 350 AH (Plante type) | Set | 0 |  | 1 | 1 | 1 |  | 1 | 2 | 0 |  | 0 | 0
II | Battery Charger (Thyristor Controlled) suitable for above battery set with dropper diode | Set | 0 |  | 1 | 1 | 0 |  | 0 | 0 | 0 |  | 0 | 0
III | Dropper diode | Nos. | 0 |  |  | 0 | 1 |  |  | 1 | 0 |  |  | 0
[6 empty] | 0 |  |  |  | 0 |  |  |  | 0
29 | APEX Meter |  | 0 |  |  | 0 | 0 |  |  | 0 | 0 |  |  | 0
[6 empty] | 0 |  |  |  | 0 |  |  |  | 0
30 | Tower Structure | Set |  |  |  | 0 |  |  |  | 0 |  |  |  | 0
A | OA with stubs | Set |  |  |  | 0 |  |  |  | 0 |  |  |  | 0
I | (+3) extn to OA | Set | 0 |  |  |  | 0 |  |  | 0 | 0 |  |  | 0
II | (+6) extn to OA | Set | 0 |  |  |  | 0 |  |  | 0 | 0 |  |  | 0
III | (+9) extn to OA | Set | 0 |  |  |  | 0 |  |  | 0 | 0 |  |  | 0
B | OB with stubs | Set | [11 empty] | 0
I | (+3) extn to OB | Set | 0 |  |  |  | 0 |  |  | 0 | 0 |  |  | 0
II | (+6) extn to OB | Set | 0 |  |  |  | 0 |  |  | 0 | 0 |  |  | 0
C | OC with stubs | Set | [11 empty] | 0
I | (+3) extn to OC | Set | 0 |  |  |  | 0 |  |  | 0 | 0 |  |  | 0
II | (+6) extn to OC | Set | 0 |  |  |  | 0 |  |  | 0 | 0 |  |  | 0
D | PA with stubs | Set | [11 empty] | 0
I | (+3) extn to PA | Set | 0 |  |  |  | 1 |  | 1 | 2 | 1 |  | 1 | 2
II | (+6) extn to PA | Set | 0 |  |  |  | 0 |  |  | 0 | 0 |  |  | 0
E | PB with stubs | Set | [11 empty] | 0
I | (+3) extn to PB | Set | 0 |  |  |  | 0 |  |  | 0 | 0 |  |  | 0
II | (+6) extn to PB | Set | 0 |  |  |  | 0 |  | 1 | 1 | 0 |  | 1 | 1
F | PC with stubs | Set | [11 empty] | 0
I | (+3) extn to PC | Set | 0 |  |  | 0 | 0 |  |  | 0 | 0 |  |  | 0
II | (+6) extn to PC | Set | 0 | 0 | 1 | 1 | 0 | 1 | 1 | 2 | 0 | 0 | 1 | 1
G | UR with Stubs | Set | [11 empty] | 0
I | (+6) extn to UR | Set | 0 |  |  | 0 | 0 |  |  | 0 | 0 |  |  | 0
31 | DA Type for 220KV with Stubs | [12 empty] | 0
I | + 3 extn. to DA |  | 0 |  |  | 0 | 0 |  |  | 0 | 0 |  |  | 0
II | + 6 extn. to DA |  | 0 |  |  | 0 | 0 |  |  | 0 | 0 |  |  | 0
32 | DA Type for 400KV with Stubs | [12 empty] | 0
I | + 3 extn. to DA |  | 0 |  |  | 0 | 0 |  |  | 0 | 0 |  |  | 0
II | + 6 extn. to DA |  | 0 |  |  | 0 | 0 |  |  | 0 | 0 |  |  | 0
33 | DB Type for 220KV with Stubs | [12 empty] | 0
I | + 6 extn. to DB |  | 0 |  |  | 0 | 0 |  |  | 0 | 0 |  |  | 0
34 | DB Type for 400KV with Stubs | [12 empty] | 0
I | + 3 extn. to DB |  | 0 |  |  | 0 | 0 |  |  | 0 | 0 |  |  | 0
II | + 6 extn. to DB |  | 0 |  |  | 0 | 0 |  |  | 0 | 0 |  |  | 0
35 | DD Type for 220KV with Stubs | [12 empty] | 0
I | + 6 extn. to DD |  | 0 |  |  | 0 | 0 |  |  | 0 | 0 |  |  | 0
36 | DD Type for 400KV with Stubs | [12 empty] | 0
I | + 6 extn. to DD |  | 0 |  |  | 0 | 0 |  |  | 0 | 0 |  |  | 0
0
37 | Nut & Bolt including Store Stock | MT | 0 |  |  | 0 | 0 |  |  | 0 | 0 |  |  | 0
A | GI Nut & Bolt | KG | [11 empty] | 0
I | 16 x 30 mm | KG | 50 |  |  |  | 0 |  |  | 0 | 0 |  |  | 0
II | 16 x 35 mm | KG | 200 |  |  |  | 10 |  |  | 10 | 0 |  |  | 0
III | 16 x 40 mm | KG | 50 |  |  |  | 110 |  | 500 | 610 | 100 |  | 0 | 100
IV | 16 x 45 mm | KG | 5 |  |  |  | 20 |  | 500 | 520 | 0 |  | 0 | 0
V | 16 x 50 mm | KG | 0 |  |  |  | 125 |  | 500 | 625 | 100 |  | 0 | 100
VI | 16 x 55 mm | KG | 450 |  |  |  | 10 |  |  | 10 | 0 |  |  | 0
VII | 16 x 60 mm | KG | 440 |  |  |  | 10 |  | 1 | 11 | 0 |  | 0 | 0
| Total in MT | MT | 1.195 |  |  |  | 0.285 |  |  | 0.285 | 0.2 |  |  | 0.2
B | DA with stubs | Set | [11 empty] | 0
I | (+3) extn to DA | Set | 0 |  |  | 0 | 0 |  |  | 0 | 0 |  |  | 0
II | (+6) extn to DA | Set | 0 |  |  | 0 | 0 |  |  | 0 | 0 |  |  | 0
III | (+9) extn to DA | Set | 0 |  |  | 0 | 0 |  |  | 0 | 0 |  |  | 0
C | DB with stubs | Set | [11 empty] | 0
I | (+3) extn to DB | Set | 0 |  |  | 0 | 0 |  |  | 0 | 0 |  |  | 0
II | (+6) extn to DB | Set | 0 |  |  | 0 | 0 |  |  | 0 | 0 |  |  | 0
D | DC with stubs | Set | [11 empty] | 0
I | (+3) extn to DC | Set | 0 |  |  | 0 | 0 |  |  | 0 | 0 |  |  | 0
II | (+6) extn to DC | Set | 0 |  |  | 0 | 0 |  |  | 0 | 0 |  |  | 0
E | DD with stubs | Set | [11 empty] | 0
I | (+3) extn to DD | Set | 0 |  |  | 0 | 0 |  |  | 0 | 0 |  |  | 0
II | (+6) extn to DD | Set | 0 |  |  | 0 | 0 |  |  | 0 | 0 |  |  | 0
0
38 | Station Transformer | Nos. | [11 empty] | 0
I | 250 KVA, 33/ 0.4 KV | Nos. | 0 | 0 | 2 | 2 | 2 | 3 | 2 | 7 | 1 | 0 | 0 | 1
II | 315 kVA | Nos. | 0 |  |  | 0 | 1 |  |  | 1 | 0 |  |  | 0
III | 500 kVA |  | 0 |  |  | 0 | 0 |  |  | 0 | 0 |  |  | 0
IV | 1 MVA |  | 0 |  |  | 0 | 0 |  |  | 0 | 0 |  |  | 0
0
39 | 132 KV Structurals | Set | 0 |  |  | 0 | 0 |  |  | 0 | 0 |  |  | 0
I | T1S Column |  | 0 |  |  | 0 | 0 |  |  | 0 | 0 |  |  | 0
II | T4S Column |  | 0 |  |  | 0 | 0 |  |  | 0 | 0 |  |  | 0
III | G1 Beam |  | 0 |  |  | 0 | 0 |  |  | 0 | 0 |  |  | 0
IV | G1Y Beam |  | 0 |  |  | 0 | 0 |  |  | 0 | 0 |  |  | 0
V | G2 Beam |  | 0 |  |  | 0 | 0 |  |  | 0 | 0 |  |  | 0
VI | PI Structure | Set | 0 |  |  | 0 | 0 |  |  | 0 | 0 |  |  | 0
VII | SI Structure |  | 0 |  |  | 0 | 0 |  |  | 0 | 0 |  |  | 0
VIII | DI Structure |  | 0 |  |  | 0 | 0 |  |  | 0 | 0 |  |  | 0
IX | CT Structure |  | 0 |  |  | 0 | 0 |  |  | 0 | 0 |  |  | 0
X | LA Structure |  | 0 |  |  | 0 | 0 |  |  | 0 | 0 |  |  | 0
XI | CVT Structure | Set | 0 | 0 | 0 | 0 | 0 | 1 | 1 | 2 | 0 | 0 | 0 | 0
XII | WT Structure |  | 0 |  |  | 0 | 0 |  |  | 0 | 0 |  |  | 0
0
40 | 33kV Structurals |  | 0 |  |  | 0 | 0 |  |  | 0 | 0 |  |  | 0
I | T8 coloumn |  | 0 |  |  | 0 | 0 |  |  | 0 | 0 |  |  | 0
II | T9 coloumn |  | 0 |  |  | 0 | 0 |  |  | 0 | 0 |  |  | 0
III | G4 Beam |  | 0 |  |  | 0 | 0 |  |  | 0 | 0 |  |  | 0
IV | G6 Beam |  | 0 |  |  | 0 | 0 |  |  | 0 | 0 |  |  | 0
V | PI Structure |  | 0 |  |  | 0 | 0 |  |  | 0 | 0 |  |  | 0
VI | SI Structure |  | 0 |  |  | 0 | 0 |  |  | 0 | 0 |  |  | 0
VII | DI Structure |  | 0 |  |  | 0 | 0 |  |  | 0 | 0 |  |  | 0
VIII | CT Structure |  | 0 |  |  | 0 | 0 |  |  | 0 | 0 |  |  | 0
IX | LA Structure |  | 0 |  |  | 0 | 0 |  |  | 0 | 0 |  |  | 0
0
41 | PANEL |  | 0 |  |  | 0 | 0 |  |  | 0 | 0 |  |  | 0
I | 220 kV C/R Feeder Panel (Duplex) |  | 0 |  |  | 0 | 0 |  |  | 0 | 0 |  |  | 0
II | 220 kV C/R TRF Panel( Duplex) |  | 0 |  |  | 0 | 0 |  |  | 0 | 0 |  |  | 0
III | 132 kV TRF Panel (Duplex) |  | 0 |  |  | 0 | 0 |  |  | 0 | 0 |  |  | 0
IV | 132 kV C/R Feeder Panel (Duplex) |  | 0 |  |  | 0 | 0 |  |  | 0 | 0 |  |  | 0
V | 132 kV C/R B/C Panel (Duplex) |  | 0 |  |  | 0 | 0 |  |  | 0 | 0 |  |  | 0
VI | 33 kV Feeder Panel (Simplex) |  | 0 |  |  | 0 | 0 |  |  | 0 | 0 |  |  | 0
VII | 33 kV TRF Panel (Simplex) |  | 0 |  |  | 0 | 0 |  |  | 0 | 0 |  |  | 0
0
42 | Transformer Bushing (Condenser Type) |  | 0 |  |  | 0 | 0 |  |  | 0 | 0 |  |  | 0
I | 220 kV |  | 0 |  |  | 0 | 0 |  |  | 0 | 0 |  |  | 0
II | 132 kV |  | 0 |  |  | 0 | 0 |  |  | 0 | 0 |  |  | 0
III | 33 kV |  | 0 |  |  | 0 | 0 |  |  | 0 | 0 |  |  | 0
IV | 33 kV (Insulator type) |  | 0 |  |  | 0 | 0 |  |  | 0 | 0 |  |  | 0
0
43 | T&P for Disaster Response & Resileinece |  | 0 |  |  | 0 | 0 |  |  | 0 | 0 |  |  | 0
I | Man Lifter |  | 0 |  |  | 0 | 2 |  |  | 2 | 0 |  |  | 0
II | Conductor Cutter, Hardwares & Quick fitting tools. |  | 0 |  |  | 0 | 1 |  |  | 1 | 0 |  |  | 0
III | DG Set-80KVA (Medium to Large 132kV Grid S/S) |  | 0 |  |  | 0 | 1 |  |  | 1 | 0 |  |  | 0
IV | DG Set-150KVA (Medium to Large 220/132/33kV Grid S/S) |  | 0 |  |  | 0 | 0 |  |  | 0 | 0 |  |  | 0
0
44-I | Insulated straight through jointing kit pre mould type suitable for 132 KV, 1 core, 630 mm2 Cupper UG Cable & Link Box connection with 240sqmm 1 core XLPE Bonding Cable |  | 0 |  | 0 | 0 | 0 |  | 1 | 1 | 0 |  | 0 | 0
II | Termination kit suitable for 132 KV, 1 core, 630 mm2 Cupper UG Cable & Link Box connection with 240sqmm 1 core XLPE Bonding Cable |  | 0 |  | 0 | 0 | 0 |  | 1 | 1 | 0 |  | 0 | 0
III | Insulated straight through jointing kit pre mould type suitable for 220 KV, 1 core, 1000 mm2 Cupper UG Cable & Link Box connection with 240sqmm 1 core XLPE Bonding Cable |  | 0 |  | 0 | 0 | 0 |  | 1 | 1 | 0 |  | 0 | 0
IV | Termination kit suitable for 220 KV, 1 core, 1000 mm2 Cupper UG Cable & Link Box connection with 240sqmm 1 core XLPE Bonding Cable |  | 0 |  | 0 | 0 | 0 |  | 1 | 1 | 0 |  | 0 | 0
[6 empty] | 0 |  |  |  | 0 |  |  |  | 0
45 | EHV Grade Transformer Oil(Used) | Kilo Litre | 0 |  |  | 0 | 40 |  |  | 40 | 0 |  |  | 0
| Indication Lamps | Nos. | 0 |  |  | 0 | 0 |  |  | 0 | 0 |  |  | 0
| Blue | Nos. | 0 |  |  | 0 | 12 |  |  | 12 | 0 |  |  | 0
| Red | Nos. | 0 |  |  | 0 | 15 |  |  | 15 | 0 |  |  | 0
| Green | Nos. | 0 |  |  | 0 | 15 |  |  | 15 | 0 |  |  | 0
| White | Nos. | 0 |  |  | 0 | 7 |  |  | 7 | 0 |  |  | 0
| Dew point meter series VD72-H2 |  | 0 |  | 0 | 0 | 1 |  | 1 | 2 | 0 |  | 0 | 0
0
46 | New transformer oil | KLtr | 0 |  |  | 0 | 0 |  |  | 0 | 0 |  |  | 0
47 | Assorted Tower Materials |  | 0 |  |  | 0 | 0 |  |  | 0 | 0 |  |  | 0
I | 65x65x6 | MT | 0 |  |  | 0 | 1 |  |  | 1 | 0 |  |  | 0
II | 60x60x5 | MT | 0 |  |  | 0 | 1 |  |  | 1 | 0 |  |  | 0
III | 50x50x5 | MT | 0 |  |  | 0 | 1 |  |  | 1 | 0 |  |  | 0
IV | 45x45x4 | MT | 0 |  |  | 0 | 1 |  |  | 1 | 0 |  |  | 0

## Western Zone (hidden)
WESTERN ZONE
ZONE, BURLA
SL. NO. | ITEM DESCRIPTION | UNIT | Available Qty. as on dt.31.07.2024 | 2024-25 | 2025-26
1 | Circuit Breaker
I | 220 KV | Nos. | 7 | 8 | 5
II | 132 KV | Nos. | 7 | 30 | 20
III | 33 KV | Nos. | 5 | 44 | 31
|  |  | 0 | 0 | 0
2 | C.T. | Nos. | 0 | 0 | 0
a) | 400 KV (0.2 class) | Nos. | 0 | 0 | 0
I | 2000-1000-500/1-1-1-1-1 | Nos. | 6 | 1 | 1
b) | 220 KV (0.2 class) | Nos. | 0 | 0 | 0
I | 1200-600-300/1-1-1-1 | Nos. | 35 | 13 | 7
II | 600-300-150/1-1-1-1 | Nos. | 0 | 2 | 0
c) | 132KV (0.2 class) | Nos. | 0 | 0 | 0
I | 800-400-200/1-1-1 | Nos. | 12 | 38 | 24
| 800-400-200/1-1-1-1 | Nos. | 0 | 21 | 10
II | 600-300-150/1-1-1-1 | Nos. | 1 | 6 | 6
III | 400-200-100/1-1-1 | Nos. | 9 | 19 | 12
d) | 33 KV (0.2s class) | Nos. | 0 | 0 | 0
I | 1200-600-300/1-1-1 | Nos. | 5 | 5 | 5
II | 800-400-200/1-1-1 | Nos. | 19 | 91 | 60
III | 600-300-150/1-1-1 | Nos. | 5 | 5 | 4
IV | 400-200-100/1-1-1 | Nos. | 1 | 10 | 6
V | 800-400-200/1-1-1-1 | Nos. | 1 | 0 | 0
|  |  | 0 | 0 | 0
3 | P.T./ CVT (0.2 Class) |  | 0 | 0 | 0
I | 220 KV CVT | Nos. | 14 | 12 | 7
II | 132 KV PT | Nos. | 9 | 30 | 25
III | 132 KV CVT | Nos. | 15 | 51 | 32
IV | 33 KV PT (0.2 Class) | Nos. | 17 | 46 | 26
v | 220KV PT | Nos. | 0 | 1 | 1
|  |  | 0 | 0 | 0
4 | Surge Arrestor (Porcelain Housing) | Nos. | 0 | 0 | 0
I | 400 KV | Nos. | 0 | 3 | 3
II | 220 KV | Nos. | 23 | 32 | 26
III | 132 KV | Nos. | 49 | 96 | 65
IV | 33 KV | Nos. | 120 | 207 | 86
|  |  | 0 | 0 | 0
5 | Isolator |  | 0 | 0 | 0
I | 132 KV SI W/O E/S, 2000A | Nos. | 19 | 28 | 10
II | 132 KV Double Isolator with E/S, 2000A | Nos. | 4 | 29 | 14
III | 132 KV Double Isolator W/O E/S, 2000A | Nos. | 1 | 13 | 8
IV | 33 KV SI W/O E/S, 1200A | Nos. | 3 | 32 | 14
V | 33 KV SI W/O E/S, 2000A | Nos. | 10 | 43 | 15
VI | 33 KV Double Isolator with E/S, 1200A | Nos. | 4 | 32 | 13
VII | 33 KV Double Isolator with E/S, 2000A | Nos. | 3 | 37 | 16
VIII | Male & Female contact assembly per pole of isolator for 420 KV S&S Earthswitch as per drawing (Qty-09) | Nos. | 0 | 7 | 2
IX | Male & Female contact assembly per pole of isolator for 420 KV 2000A HCB (Al) Isolator S&S as per drawing (Qty-09) | Nos. | 0 | 4 | 2
X | Male & Female contact assembly in set for one isolator (3poles) for 420 KV GR Power Switchgear for Dia 408 Meramundali GSS as per drawing | Set | 0 | 0 | 0
XI | Male & Female contact assembly per pole of isolator for 220 KV, 2000A Isolator as per drawing. | Set | 0 | 1 | 0
XII | Male & Female contact assembly per pole of isolator for 33 KV, 1250A Isolator as per drawing. | Set | 0 | 1 | 0
XIII | Male & Female contact assembly in set for one isolator (3poles) for 220 KV Isolator. | Set | 0 | 5 | 0
XIV | Male & Female contact assembly in set for one isolator (3poles) for 33KV Isolator. | Set | 0 | 3 | 0
| Male & Female contact assembly per pole of isolator for 132 KV Isolator as per sample. | Set | 0 | 2 | 0
| Male & Female contact assembly per pole of isolator for 33 KV Isolator as per sample. | Set | 0 | 9 | 0
| Male & Female contact assembly per pole of isolator for 132 KV, 1250A Isolator as per drawing. | Set | 0 | 2 | 0
|  |  | 0 | 0 | 0
XV | 220KV SI W/O E/S, 2000A | Nos. | 2 | 6 | 0
XVI | 220KV SI With E/S, 2000A | Nos. | 0 | 2 | 0
XVII | 220KV SI with E/S, 1200A | Nos. | 1 | 0 | 0
XVIII | Male contact for 220KV Isolator | Nos. | 0 | 5 | 4
XIX | Female contact for 220KV Isolator | Nos. | 0 | 5 | 4
| Male contact for 132KV Isolator | Nos. | 0 | 3 | 3
| Female contact for 132KV Isolator | Nos. | 0 | 3 | 3
| Male contact for 33KV Isolator | Nos. | 0 | 2 | 1
| Female contact for 33KV Isolator | Nos. | 2 | 2 | 1
|  |  | 0 | 0 | 0
6 | Relays | Nos. | 0 | 0 | 0
I | Numerical DP | Nos. | 20 | 38 | 24
II | Numerical Back up | Nos. | 14 | 49 | 28
III | Auxiliary Relay VAA 33 | Nos. | 17 | 34 | 14
IV | Master Trip Relay VAJM-15 | Nos. | 7 | 21 | 15
V | Master Trip Relay VAJM-25 | Nos. | 11 | 24 | 15
VI | Master Trip Relay VAJM-45 | Nos. | 0 | 1 | 0
VII | Auxiliary Relay VAA | Nos. | 0 | 1 | 0
VIII | Control Relay VAJC | Nos. | 0 | 1 | 0
|  |  | 0 | 0 | 0
7 | Apex 100 meter (0.2 class) | Nos. | 0 | 34 | 10
|  |  | 0 | 0 | 0
8 | Apex 100 Pannel | Nos. | 0 | 6 | 3
|  |  | 0 | 0 | 0
9 | Control Cable |  | 0 | 0 | 0
I | 2 Core 2.5 mm2 | Km | 6.577 | 13.05 | 2.25
II | 4 Core 4 mm2 | Km | 2.1 | 6.55 | 3.55
III | 4 Core 2.5 mm2 | Km | 98.835 | 87.95 | 9.45
IV | 7 Core 2.5 mm2 | Km | 324.521 | 12.15 | 5.5
V | 9 Core 2.5 mm2 | Km | 19.534 | 11.3 | 5.25
VI | 12 Core 2.5 mm2 | Km | 266.0555 | 15.05 | 7.2
VII | 19 Core 2.5 mm2 | Km | 658.926 | 8.5 | 4.5
VIII | 24 Core 2.5 mm2 | Km | 0 | 1 | 0
IX | 5 Core 2.5mm2 | Km | 0.305 | 0 | 0
X | 10 Core 2.5mm2 | Km | 28.682 | 40 | 0
|  |  | 0 | 0 | 0
10 | Power Cable | Km | 0 | 0 | 0
I | Power Cable (3 1/2 core, 16 mm2) | Km | 26.446 | 11.2 | 1.3
II | Power Cable (3 1/2 core, 25 mm2) | Km | 1.81 | 7.7 | 1.8
III | Power Cable (3 1/2 core, 95 mm2) | Km | 1.799 | 3.5 | 3.1
IV | Power Cable (3 1/2 core, 185 mm2) | Km | 0.54 | 1 | 0
V | Power Cable (2 core, 6 mm2) | Km | 0.541 | 0 | 0
VI | Power Cable (4 Core, 16 mm2) | Km | 0.4 | 0 | 0
VII | Power Cable (3 1/2 core, 300 mm2) | Km | 0.326 | 0 | 0
VIII | Power Cable (3 1/2 core, 120 mm2) | Km | 0.086 | 0 | 0
IX | Power Cable (3 1/2 core, 70 mm2) | Km | 0.983 | 0 | 0
X | Power Cable (3 1/2 core, 35 mm2) | Km | 1.819 | 0 | 0
XI | Power Cable (1 Core, 300 mm2) | Km | 0.056 | 0 | 0
XII | Power Cable (1 core, 1000 mm2) | Km | 0 | 1 | 0
|  |  | 0 | 0 | 0
11 | Insulator |  | 0 | 0 | 0
I | 160 KN L/R Silicon Rubber (220 KV) | Nos. | 0 | 370 | 40
II | 160 KN Porcelain Insulator (220 KV) | Nos. | 1987 | 1830 | 855
III | 160 KN L/R Porcelain Insulator (220 KV) | Nos. | 0 | 6 | 12
IV | 120KN L/R Porcelain Insulator (132 KV) | Nos. | 32 | 2000 | 1060
V | 90KN L/R Porcelain Insulator (132 KV) | Nos. | 22 | 90 | 70
VI | 120KN L/R Silicon Rubber (132 KV) | Nos. | 6 | 0 | 0
VII | 90KN L/R Silicon Rubber (220 KV) | Nos. | 0 | 420 | 280
VIII | 90 KN Porcelain Insulator (220 KV) | Nos. | 0 | 700 | 420
IX | 120KN Porcelain Insulator (220 KV) | Nos. | 129 | 0 | 0
|  |  | 0 | 0 | 0
12 | Conductor |  | 0 | 0 | 0
I | ACSR Panther | Km | 59.554 | 24 | 9.6
II | ACSR Zebra | Km | 25.786 | 15.9 | 9.5
III | ACSR Moose | Km | 16.979 | 11 | 6.75
IV | AAAC Moose | Km | 5.403 | 6.5 | 0
13 | Single Suspension H/W Fitting |  | 0 | 0 | 0
I | For ACSR Panther | Nos. | 671 | 303 | 271
II | For ACSR Moose | Nos. | 150 | 53 | 52
III | For ACSR Zebra | Nos. | 2 | 30 | 22
IV | For AAAC panther | Nos. | 0 | 12 | 12
V | For AAAC Moose | Nos. | 47 | 19 | 0
|  |  | 0 | 0 | 0
14 | Double Suspension H/W Fitting |  | 0 | 0 | 0
I | For ACSR Zebra | Nos. | 261 | 60 | 42
II | For AAAC Zebra | Nos. | 26 | 63 | 54
III | For AAAC Moose | Nos. | 52 | 24 | 15
IV | For ACSR Panther | Nos. | 4 | 15 | 15
|  |  | 0 | 0 | 0
15 | Single Tension H/W Fitting |  | 0 | 0 | 0
I | For ACSR Panther | Nos. | 227 | 208 | 148
II | For ACSR Zebra | Nos. | 40 | 159 | 90
III | For ACSR Moose | Nos. | 98 | 82 | 47
|  |  | 0 | 0 | 0
16 | Double Tension H/W Fitting |  | 0 | 0 | 0
I | For ACSR Panther | Nos. | 155 | 135 | 72
II | For ACSR Zebra | Nos. | 64 | 159 | 71
III | For ACSR Moose | Nos. | 111 | 82 | 57
IV | For AAAC panther | Nos. | 15 | 30 | 15
V | For AAAC Zebra | Nos. | 20 | 10 | 10
|  |  | 0 | 0 | 0
17 | Mid Span Joint |  | 0 | 0 | 0
I | For ACSR Zebra | Nos. | 300 | 112 | 73
II | For AAAC panther | Nos. | 0 | 10 | 0
III | For ACSR Panther | Nos. | 24 | 10 | 10
IV | For Earth wire | Nos. | 2 | 0 | 0
|  |  | 0 | 0 | 0
18 | Vibration Damper |  | 0 | 0 | 0
I | ACSR Panther | Nos. | 863 | 209 | 173
II | ACSR Zebra | Nos. | 0 | 31 | 21
III | AAAC panther | Nos. | 61 | 50 | 0
|  |  | 0 | 0 | 0
19 | Battery & Charger |  | 0 | 0 | 0
I | Battery Set 220V, 350 AH (Plante type) | Set | 6 | 4 | 1
II | Battery Charger (Thyristor Controlled) suitable for above battery set with dropper diode | Set | 4 | 5 | 0
|  |  | 0 | 0 | 0
20 | Tower Structure |  | 0 | 0 | 0
I) | OA with stubs | Set | 0 | 0 | 0
a | (+3) extn to OA | Set | 0 | 0 | 0
b | (+6) extn to OA | Set | 0 | 0 | 0
c | (+9) extn to OA | Set | 0 | 0 | 0
II) | OB with stubs | Set | 0 | 0 | 0
a | (+3) extn to OB | Set | 0 | 0 | 0
b | (+6) extn to OB | Set | 1 | 0 | 0
III) | OC with stubs | Set | 0 | 2 | 0
a | (+3) extn to OC | Set | 1 | 0 | 0
b | (+6) extn to OC | Set | 0 | 0 | 0
c | (+15) extn to OC | Set | 0 | 2 | 0
IV) | PA with stubs | Set | 0 | 1 | 1
a | (+3) extn to PA | Set | 1 | 4 | 3
b | (+6) extn to PA | Set | 0 | 1 | 1
V) | PB with stubs | Set | 1 | 1 | 1
a | (+3) extn to PB | Set | 0 | 1 | 0
b | (+6) extn to PB | Set | 0 | 2 | 1
VI) | PC with stubs | Set | 0 | 1 | 1
a | (+3) extn to PC | Set | 0 | 1 | 0
b | (+6) extn to PC | Set | 1 | 3 | 1
VII) | UR with Stubs | Set | 2 | 0 | 0
a | (+6) extn to UR | Set | 0 | 0 | 0
| Total MT | MT | 0 | 0 | 0
VIII) | Nut & Bolt including Store Stock | MT | 0.945 | 0 | 0
a | GI Nut & Bolt | MT | 0 | 0 | 0
i | 16 x 35 mm |  | 50.2 | 0.56 | 0.05
ii | 16 x 40 mm |  | 0.05 | 1.16 | 0.15
iii | 16 x 45 mm |  | 0 | 1.07 | 0.05
iv | 16 x 50 mm |  | 0 | 1.175 | 0.15
v | 16 x 55 mm |  | 60.45 | 0.55 | 0.05
vi | 16 x 60 mm |  | 0.44 | 0.05 | 0.05
| Total in MT | MT | 10.606 | 4.565 | 0.5
|  |  | 0 | 0 | 0
21 | Station Transformer | Nos. | 0 | 0 | 0
I | 250 KVA, 33/ 0.4 KV | Nos. | 6 | 13 | 4
|  |  | 0 | 0 | 0
22 | 132 KV Structurals |  | 0 | 0 | 0
I | PI Structure | Set | 1 | 3 | 3
II | CVT Structure | Set | 0 | 4 | 2
| Total Wt. in MT | MT | 2.5 | 2.5 | 2.5
| Nut & Bolt in MT including Store Stock | MT | 0.069 | 0 | 0
|  |  | 0 | 0 | 0
23(a) | Insulated straight through jointing kit pre mould type suitable for 132 KV, 1 core, 630 mm2 Cupper UG Cable & Link Box connection with 240sqmm 1 core XLPE Bonding Cable |  | 0 | 1 | 0
b | Termination kit suitable for 132 KV, 1 core, 630 mm2 Cupper UG Cable & Link Box connection with 240sqmm 1 core XLPE Bonding Cable |  | 0 | 1 | 0
|  |  | 0 | 0 | 0
24(a) | Insulated straight through jointing kit pre mould type suitable for 220 KV, 1 core, 1000 mm2 Cupper UG Cable & Link Box connection with 240sqmm 1 core XLPE Bonding Cable |  | 0 | 1 | 0
b | Termination kit suitable for 220 KV, 1 core, 1000 mm2 Cupper UG Cable & Link Box connection with 240sqmm 1 core XLPE Bonding Cable |  | 0 | 1 | 0
|  |  | 0 | 0 | 0
25 | Dew point meter series VD72-H2 |  | 0 | 7 | 0
|  |  | 0 | 0 | 0
26 | Transformer Oil | Barrel/ Drum | 0 | 218 | 15
|  |  | 0 | 0 | 0
27 | Patch Cord Type: LC/PC — ST/PC, Duplex, Multimode Type. (15 Meters) | Nos | 0 | 10 | 0
28 | Patch Cord Type: LC/PC — LC/PC, Duplex, Multimode Type. (15 meters) | Nos | 0 | 10 | 0
29 | Patch Cord Type: ST/PC — ST/PC, Duplex, Multimode Type. (15 meters) | Nos | 0 | 10 | 0
30 | Numerical Bay Control Unit: 32 Digital input & 28 Nos digital output with four CT input, four VT inputs. Eight insulated transducer input (-20mA to +20mA) values on 8 independent galvanic-isolated channels for transformer bay application. IEC 61850 protocol with PRP. Power supply 220V DC. (MiCOM DS AGILE C264) | Nos | 0 | 1 | 0
| Ethernet Fiber Switch IEEE 802.3,IEEE 1588,IEC61850- 3,PRP protoco1,20% spare to be provided.(GE-S20) | Lot | 0 | 1 | 0
31 | DG Set (82.5KVA) | Nos | 0 | 2 | 0
32 | 33KV Capacitor Bank | Set | 0 | 1 | 0
33 | 3 bolted PG clamp |  | 0 | 0 | 0
i | ACSR Panther | Nos | 0 | 50 | 30
ii | AAAC Moose | Nos | 0 | 10 | 5
iii | ACSR Zebra | Nos | 0 | 10 | 5
|  |  | 0 | 0 | 0
34 | Isolator pad clamps |  | 0 | 0 | 0
i | 132 kV |  | 0 | 0 | 0
| AAAC Moose | Nos | 0 | 10 | 10
| ACSR Zebra | Nos | 0 | 10 | 10
| 33 kV |  | 0 | 0 | 0
i | ACSR Zebra | Nos | 0 | 10 | 10
|  |  | 0 | 0 | 0
35 | T clamp |  | 0 | 0 | 0
i | 132 kV |  | 0 | 0 | 0
| AAAC Moose | Nos | 0 | 10 | 10
|  |  | 0 | 0 | 0
36 | L Pad clamp |  | 0 | 0 | 0
i | ACSR Zebra | Nos | 3 | 10 | 5
|  |  | 0 | 0 | 0
37 | Straight clamp Alluminium for 25 mm bimetallic |  | 0 | 0 | 0
i | ACSR Zebra | Nos | 0 | 20 | 10
|  |  | 0 | 0 | 0
38 | Surge counters |  | 0 | 0 | 0
i | 132 kV | Nos | 0 | 6 | 6
ii | 33 kV | Nos | 0 | 39 | 3
|  |  | 0 | 0 | 0
39 | Polypropelene rope |  | 0 | 0 | 0
i | 12 mm | kg | 400 | 400 | 0
ii | 20 mm | kg | 400 | 400 | 0
|  |  | 0 | 0 | 0
40 | Portable foldable ladder |  | 0 | 0 | 0
i | 23.6 feet | Nos | 0 | 1 | 0
|  |  | 0 | 0 | 0
41 | Earth resistance kit | Nos | 0 | 1 | 0
42 | SF6 Gas Cylinder | KG | 0 | 351 | 100
|  |  |  | 10476.98 | 4999.25

## abstract (hidden)
|  | 2024-25 | 2025-26
1 | Substation Equipment | 233691875.2898 | 214748266.8942
2 | Tower & Substation Structure | 13773367.8198 | 13618263.3882
3 | Conductor & Cable | 110842725.1748 | 110200137.1571
4 | Insulator & Hardware | 74126395.7982 | 74081405.5724
5 | Battery & Charger | 24111898.632 | 24111898.632
6 | Metering & Protection System | 9723749.29 | 9723749.29
8 | SF6 Gas & Transformer Oil | 13132133.5178 | 12926553.0092
9 | Station Transformer | 21924780.3022 | 18904589.253
10 | Total in Rs. | 501326925.8246 | 478314863.1961
11 | Total in Crore | 50.1327 | 47.8315

## Master compiled
Estimate for BIENNIAL MATERIAL REQUIREMENT 2024-25 & 2025-26
Sl. No. | Description of Item | UoM | 24-25 | 25-26 | TOTAL Requisition | Store availability (Store) | Under Procurement (CPC) | Net requirement | Latest discovered Price Excluding GST (In Rs.) | GST | Unit Price including GST (In Rs.) | Quantity for Procurement for 2024-25 | Quantity for Procurement for 2025-26 | Cost for 2024-25 (In Rs.) | Cost for 2025-26 (In Rs.) | Procurement status | Remarks(quantity) |  | MASTER | UNIT | 24-25 | 25-26 |  |  |  | 24-26 | 24-25 | 25-26 |  |  |  | 24-25 | 25-26 |  |  | 24-25 | 25-26
(A) | (B) | (C ) | [5 empty] | (D) | (E) | (F) | (G) = E+F | (H) | (I) | (J) =G X H | (K) = G X I | (L) | (M)
1 | Circuit Breaker | [15 empty] | to be ensured from stams | 1 | Circuit Breaker |  |  |  | 1 | Circuit Breaker |  | 0 |  |  |  | Circuit Breaker |  |  |  | Circuit Breaker
1.1 | 220 KV | Nos. | 29 | 22 | 47 | 10 |  | 37 | 1365681.73 | 245822.7114 | 1611504.4414 | 19 | 18 | 30618584.3866 | 29007079.9452 | Completed | considering 467 bays (2024-25) & 10% spare for 2 years (47) - justified | ii. | 220 KV | Nos. | 8 | 5 | ii | 220kV | Nos. | 0 | 0 | 0 |  | 220 KV | Nos. | 9 | 7 | 220 KV | Nos. | 12 | 10
1.2 | 132 KV | Nos. | 97 | 77 | 130 | 3 |  | 110 | 571890.4 | 102940.272 | 674830.672 | 55 | 55 | 37115686.96 | 37115686.96 | Completed | bays 1281 10% 128 (round up 130) | iii. | 132 KV | Nos. | 30 | 20 | iii | 132kV | Nos. | 12 | 6 | 6 |  | 132 KV | Nos. | 17 | 22 | 132 KV | Nos. | 44 | 29
1.3 | 33 KV | Nos. | 135 | 110 | 230 | 25 |  | 205 | 222305.73 | 40015.0314 | 262320.7614 | 103 | 102 | 27019038.4242 | 26756717.6628 | Completed | bays 1525 considering 15% ( being discom fault zone, higher fault) 230. however requirement is 220 so ok | iv | 33 KV | Nos. | 44 | 31 | iv | 33kV | Nos. | 17 | 9 | 8 |  | 33 KV | Nos. | 31 | 32 | 33 KV | Nos. | 51 | 39
2 | C.T.
2.1 | 400 KV (0.2 class)
2.1.1 | 2000-1000-500/1-1-1-1-1 | Nos. | 4 | 3 | 7 | 0 |  | 7 | 564583.56 | 101625.0408 | 666208.6008 | 4 | 3 | 2664834.4032 | 1998625.8024 | Completed |  | I | 2000-1000-500/1-1-1-1-1 | Nos. | 1 | 1 | i | 2000-1000-500/1-1-1-1-1 |  | 0 | 0 | 0 |  | 2000-1000-500/1-1-1-1-1 | Nos. | 0 | 0 | 2000-1000-500/1-1-1-1-1 | Nos. | 3 | 2
2.2 | 220 KV (0.2 class)
2.2.1 | 1200-600-300/1-1-1-1 | Nos. | 51 | 38 | 75 | 44 |  | 31 | 382298.97 | 68813.8146 | 451112.7846 | 16 | 15 | 7217804.5536 | 6766691.769 | Completed | 5% of 1400 | I | 1200-600-300/1-1-1-1 | Nos. | 13 | 7 | i | 1200-600-300/1-1-1-1 |  | 5 | 3 | 2 |  | 1200-600-300/1-1-1-1 | Nos. | 15 | 15 | 1200-600-300/1-1-1-1 | Nos. | 18 | 14
2.3 | 132KV (0.2 class)
2.3.1 | 800-400-200/1-1-1-1 | Nos. | 174 | 123 | 300 | 0 | 200 | 100 | 232701.42 | 41886.2556 | 274587.6756 | 50 | 50 | 13729383.78 | 13729383.78 | Completed | 1281 bays, 1000 bays trafo + feeder+ B/C so 1000*3*0.05*2 = 300 nos. | i | 800-400-200/1-1-1 | Nos. | 38 | 24 | i | 800-400-200/1-1-1 | Nos. | 19 | 10 | 9 |  | 800-400-200/1-1-1 | Nos. | 42 | 42 | 800-400-200/1-1-1 | Nos. | 75 | 48
2.3.2 | 400-200-100/1-1-1 | Nos. | 98 | 62 | 120 | 0 | 15 | 105 | 232701.42 | 41886.2556 | 274587.6756 | 53 | 52 | 14553146.8068 | 14278559.1312 | Completed | 300*3=900*0.05*2=90 NOS., Considering contingency of 30 nos. | iv | 400-200-100/1-1-1 | Nos. | 19 | 12 | iv. | 400-200-100/1-1-1 | Nos. | 16 | 8 | 8 |  | 400-200-100/1-1-1 | Nos. | 33 | 21 | 400-200-100/1-1-1 | Nos. | 30 | 21
2.4 | 33 KV (0.2s class)
2.4.1 | 1200-600-300/1-1-1 | Nos. | 61 | 37 | 98 | 78 |  | 20 | 62012.84 | 11162.3112 | 73175.1512 | 10 | 10 | 731751.512 | 731751.512 | Completed |  | I | 1200-600-300/1-1-1 | Nos. | 5 | 5 | i | 1200-600-300/1-1-1 | Nos. | 7 | 4 | 3 |  | 1200-600-300/1-1-1 | Nos. | 36 | 21 | 1200-600-300/1-1-1 | Nos. | 13 | 8
2.4.2 | 800-400-200/1-1-1 | Nos. | 250 | 196 | 320 | 130 |  | 190 | 62012.84 | 11162.3112 | 73175.1512 | 95 | 95 | 6951639.364 | 6951639.364 | Completed | 1525 bays, 1000 bays approx trafo + feeder+ B/C so 1000*3*0.05*2 = 300 nos. +20 nos. in place of 400-200-100 | II | 800-400-200/1-1-1 | Nos. | 91 | 60 | ii | 800-400-200/1-1-1 | Nos. | 21 | 11 | 10 |  | 800-400-200/1-1-1 | Nos. | 54 | 57 | 800-400-200/1-1-1 | Nos. | 84 | 69
2.4.3 | 600-300-150/1-1-1 | Nos. | 47 | 32 | 79 | 10 |  | 69 | 53153.9 | 9567.702 | 62721.602 | 35 | 34 | 2195256.07 | 2132534.468 | Completed |  | III | 600-300-150/1-1-1 | Nos. | 5 | 4 | iv | 600-300-150/1-1-1 | Nos. | 16 | 8 | 8 |  | 600-300-150/1-1-1 | Nos. | 21 | 18 | 600-300-150/1-1-1 | Nos. | 5 | 2
3 | P.T./ CVT (0.2 Class)
3.1 | 400kV CVT | Nos. | 2 | 1 | 3 | 0 |  | 3 | 231050.72 | 41589.1296 | 272639.8496 | 2 | 1 | 545279.6992 | 272639.8496 | Completed |  | i | 400kV CVT | Nos. |  |  | i | 400kV CVT |  | 0 | 0 | 0 |  | 400kV CVT |  |  |  | 400kV CVT |  | 2 | 1
3.2 | 132 KV PT | Nos. | 94 | 62 | 100 | 2 |  | 98 | 113767.08 | 20478.0744 | 134245.1544 | 49 | 49 | 6578012.5656 | 6578012.5656 | Completed | requirement reduced as CVT is available | iv | 132 KV PT | Nos. | 30 | 25 | iv | 132kV PT |  | 0 | 0 | 0 |  | 132 KV PT | Nos. | 27 | 11 | 132 KV PT | Nos. | 37 | 26
3.3 | 33 KV PT (0.2 Class) | Nos. | 124 | 73 | 197 | 0 | 60 | 137 | 31316.46 | 5636.9628 | 36953.4228 | 69 | 68 | 2549786.1732 | 2512832.7504 | Completed |  | vi | 33 KV PT (0.2 Class) | Nos. | 46 | 26 | vi | 33kV PT (0.2s class) |  | 0 | 0 | 0 |  | 33 KV PT | Nos. | 35 | 19 | 33 KV PT | Nos. | 43 | 28
4 | Surge Arrestor with surge counter(Porcelain Housing)
4.1 | 400 KV | Nos. | 12 | 12 | 24 | 0 |  | 24 | 162131.12 | 29183.6016 | 191314.7216 | 12 | 12 | 2295776.6592 | 2295776.6592 | Completed |  | I | 400 KV | Nos. | 3 | 3 | i | 400kV | Nos. | 0 | 0 | 0 |  | 400 KV | Nos. | 0 | 0 | 400 KV | Nos. | 9 | 9
4.2 | 220 KV | Nos. | 121 | 108 | 140 | 52 |  | 88 | 71489.05 | 12868.029 | 84357.079 | 44 | 44 | 3711711.476 | 3711711.476 | Completed | 467 bays *3 *0.05*2 = 140 | II | 220 KV | Nos. | 32 | 26 | ii | 220kV | Nos. | 9 | 5 | 4 |  | 220 KV | Nos. | 39 | 39 | 220 KV | Nos. | 41 | 39
4.3 | 132 KV | Nos. | 310 | 196 | 384 | 13 |  | 371 | 29179.14 | 5252.2452 | 34431.3852 | 186 | 185 | 6404237.6472 | 6369806.262 | Completed | 1281 bays *3*0.05*2 = 384 | III | 132 KV | Nos. | 96 | 65 | iii | 132kV | Nos. | 52 | 26 | 26 |  | 132 KV | Nos. | 63 | 47 | 132 KV | Nos. | 99 | 58
4.4 | 33 KV | Nos. | 583 | 344 | 700 | 113 |  | 587 | 9416.38 | 1694.9484 | 11111.3284 | 294 | 293 | 3266730.5496 | 3255619.2212 | Completed | 1525 bays *3*0.075*2 = 686 (14 contingency ) =700 | IV | 33 KV | Nos. | 207 | 86 | iv | 33kV | Nos. | 77 | 39 | 38 |  | 33 KV | Nos. | 120 | 93 | 33 KV | Nos. | 179 | 127
5 | Post Insulator
5.1 | Three stack PI for 400KV | Nos. | 3 | 0 | 3 | 0 |  | 3 | 55000 | 9900 | 64900 | 2 | 1 | 129800 | 64900 | Under progress |  | i. | [8 empty] | 0 | 0 | [5 empty] | Three stack PI for 400KV |  | 3 | 0
5.2 | Single Stack PI for 33KV | Nos. | 128 | 93 | 221 | 0 |  | 221 | 2700 | 486 | 3186 | 111 | 110 | 353646 | 350460 | Under progress |  | vi. | Single Stack PI for 33KV |  |  |  | ii | Single Stack PI for 33KV |  | 29 | 15 | 14 | ii | Single Stack PI for 33KV |  | 10 | 5 | Single Stack PI for 33KV |  | 89 | 74
6 | Isolator
6.1 | 400 KV ISOLATOR | [15 empty] | check for horizontal centre break or double break centre rotation
6.1.1 | 400 KV SI Double - Break with E/S , 3150 A | Nos. | 38 | 36 | 74 | 0 |  | 25 | 1750000 | 315000 | 2065000 | 15 | 10 | 30975000 | 20650000 | Completed | [10 empty] | 0 | 0 | [5 empty] | 400 KV SI Double - Break with E/S , 3150 A |  | 38 | 36
6.1.2 | 400 KV SI Double - Break without E/S , 3150 A | Nos. | 7 | 0 | 7 | 0 |  | 7 | 1342000 | 241560 | 1583560 | 4 | 3 | 6334240 | 4750680 | Completed | [10 empty] | 0 | 0 | [5 empty] | 400 KV SI Double - Break without E/S , 3150 A |  | 7 | 0
6.2 | 220 KV ISOLATOR
6.2.1 | 220KV SI With E/S, 2000A | Nos. | 17 | 8 | 15 | 5 |  | 10 | 775865.96 | 139655.8728 | 915521.8328 | 5 | 5 | 4577609.164 | 4577609.164 | Completed |  | 5.2 | 220KV SI With E/S, 2000A | Nos. | 2 | 0 |  |  |  |  | 0 | 0 | [5 empty] | 220KV SI With E/S, 2000A | Nos. | 15 | 8
6.2.2 | 220 KV DI Double break with E/S, 2000A | Nos. | 7 | 5 | 5 | 0 |  | 5 | 1289000 | 232020 | 1521020 | 3 | 2 | 4563060 | 3042040 | Completed | [10 empty] | 0 | 0 | [5 empty] | 220 KV DI Double break with E/S, 2000A |  | 7 | 5
6.2.3 | 220KV SI with E/S, 1200A | Nos. | 2 | 1 | 3 | 0 |  | 3 | 775865.96 | 139655.8728 | 915521.8328 | 2 | 1 | 1831043.6656 | 915521.8328 | Completed |  | 5.3 | 220KV SI with E/S, 1200A | Nos. | 0 | 0 |  | 220 KV SI with E/S, 1200A (Double-break) | Nos. | 2 | 1 | 1 |  | 220 KV SI with E/S, 1200A (Double-break) | Nos. |  |  | 220 KV SI with E/S, 1200A (Double-break) | Nos.
6.3 | 132 KV ISOLATOR
6.3.1 | 132 KV Double Isolator with E/S,1250A | Nos. | 7 | 3 | 10 | 2 |  | 8 | 534828.58 | 96269.1444 | 631097.7244 | 4 | 4 | 2524390.8976 | 2524390.8976 | Completed | [7 empty] | 132 KV Double Isolator with E/S,1250A | Nos. | 7 | 4 | 3 | [5 empty] | 132 KV Double Isolator with E/S,1250A
6.3.2 | 132 KV Double Isolator with E/S, 2000A | Nos. | 5 | 5 | 10 | 0 |  | 10 | 534828.58 | 96269.1444 | 631097.7244 | 5 | 5 | 3155488.622 | 3155488.622 | Completed | [7 empty] | 132 KV Double Isolator with E/S, 2000A | Nos. | 3 | 2 | 1 | [5 empty] | 132 KV Double Isolator with E/S, 2000A |  | 13 | 8
6.4 | 33 KV ISOLATOR
6.4.1 | 33 KV SI W/O E/S, 1250A | Nos. | 10 | 10 | 20 | 0 |  | 20 | 113696.64 | 20465.3952 | 134162.0352 | 10 | 10 | 1341620.352 | 1341620.352 | Completed |  |  | 33 KV SI W/O E/S, 1200A | Nos. | 32 | 14 | xii | 33KV SI W/O E/S,1200A |  | 0 | 0 | 0 |  | 33 KV SI W/O E/S, 1200A | Nos. | 30 | 11 | 33 KV SI W/O E/S, 1250A | Nos. | 47 | 44
6.4.2 | 33 KV Double Isolator with E/S, 1250A | Nos. | 10 | 10 | 20 | 0 |  | 20 | 276510.02 | 49771.8036 | 326281.8236 | 10 | 10 | 3262818.236 | 3262818.236 | Completed |  |  | 33 KV Double Isolator with E/S, 1200A | Nos. | 32 | 13 | xiv | 33 KV Double Isolator with E/S,1200A |  | 14 | 7 | 7 |  | 33 KV Double Isolator with E/S, 1200A | Nos. | 15 | 8 | 33 KV Double Isolator with E/S, 1250A | Nos. | 20 | 16
6.4.3 | 33 KV Double Isolator withOUT E/S, 1250A | Nos. | 10 | 9 | 19 | 0 |  | 19 | 213749.17 | 38474.8506 | 252224.0206 | 10 | 9 | 2522240.206 | 2270016.1854 | Completed | [10 empty] | 0 | 0 | [5 empty] | 33 KV Double Isolator withOUT E/S, 1250A |  | 10 | 9
6.4.4 | 33 KV Double Isolator with E/S, 2000A | Nos. | 47 | 26 | 73 | 66 |  | 7 | 276510.02 | 49771.8036 | 326281.8236 | 4 | 3 | 1305127.2944 | 978845.4708 | Completed |  |  | 33 KV Double Isolator with E/S, 2000A | Nos. | 37 | 16 | xiv | 33 KV Double Isolator With E/S,2000A |  | 0 | 0 | 0 |  | 33 KV Double Isolator with E/S, 2000A | Nos. | 10 | 10 | 33 KV Double Isolator with E/S, 2000A | Nos.
6.4.5 | 33 KV Double Isolator W/O E/S,2000A | Nos. | 7 | 3 | 10 | 8 |  | 2 | 213749.17 | 38474.8506 | 252224.0206 | 1 | 1 | 252224.0206 | 252224.0206 | Completed | [6 empty] | xv | 33 KV Double Isolator W/O E/S,2000A |  | 7 | 4 | 3
6.4.6 | 33 kV Beam Mounted isolator, 2000A | Nos. | 10 | 5 | 15 | 0 |  | 15 | 113696.13 | 20465.3034 | 134161.4334 | 8 | 7 | 1073291.4672 | 939130.0338 | Completed | [6 empty] | xvi | 33 kV Beam Mounted isolator, 2000A |  | 10 | 5 | 5
6.4.7 | 33 KV Beam Mounted Isolator 1250 A | Nos. | 10 | 9 | 19 | 0 |  | 19 | 113696.13 | 20465.3034 | 134161.4334 | 10 | 9 | 1341614.334 | 1207452.9006 | Completed | [10 empty] | 0 | 0 | [5 empty] | 33 KV Beam Mounted Isolator 1250 A |  | 10 | 9
7 | Relays
7.1 | Numerical DP | Nos. | 42 | 58 | 100 | 0 |  | 100 | 164809.31 | 29665.6758 | 194474.9858 | 50 | 50 | 9723749.29 | 9723749.29 | Completed | to be checked with STAMS | I | Numerical DP | Nos. | 38 | 24 | ii | Numerical DP |  | 0 | 0 | 0 |  | Numerical DP | Nos. | 43 | 12 | Numerical DP | Nos. | 31 | 22
8 | Control Cable (Unarmoured)
8.1 | 2 Core 2.5 mm2 | KM | 30 | 23 | 53 | 35.593 |  | 17.407 | 55923.73 | 10066.2714 | 65990.0014 | 9 | 8.407 | 593910.0126 | 554777.9418 | Completed |  | I | 2 Core 2.5 mm2 | Km | 13.05 | 2.25 | i | 2 Core 2.5 mm2 |  | 5.3695 | 3 | 2.3695 |  | 2 Core 2.5 mm2 | Km | 11.3 | 5.7 | 2 Core 2.5 mm2 | Km | 25 | 13
8.2 | 3 Core 2.5 mm2 | KM | 5 | 5 | 10 | 0 |  | 10 | 67352.86 | 12123.5148 | 79476.3748 | 5 | 5 | 397381.874 | 397381.874 | Completed | [10 empty] | 0 | 0 |  | 3 Core 2.5 mm2 | Km | 5 | 5 | 3 Core 2.5 mm2 | Km
8.3 | 4 Core 2.5 mm2 | KM | 60 | 60 | 120 | 0 |  | 120 | 103220.92 | 18579.7656 | 121800.6856 | 60 | 60 | 7308041.136 | 7308041.136 | Completed |  | III | 4 Core 2.5 mm2 | Km | 87.95 | 9.45 | ii | 4 Core 2.5 mm2 |  | 10.03 | 6 | 4.03 |  | 4 Core 2.5 mm2 | Km | 30 | 30 | 4 Core 2.5 mm2 | Km | 49 | 17
8.4 | 4 Core 4 mm2 | KM | 47.3 | 26.55 | 73.85 | 0 |  | 73.85 | 189000 | 34020 | 223020 | 37 | 36.85 | 8251740 | 8218287 | Completed | budgetary offier | II | 4 Core 4 mm2 | Km | 6.55 | 3.55 | iii | 4 Core 4 mm2 |  | -0.25 | -1 | 0.75 |  | 4 Core 4 mm2 | Km | 9 | 7 | 4 Core 4 mm2 | Km | 32 | 17
8.5 | 7 Core 2.5 mm2 | KM | 47.45 | 24.3 | 71.75 | 0.745 |  | 71.005 | 171043.32 | 30787.7976 | 201831.1176 | 36 | 35.005 | 7265920.2336 | 7065098.2716 | Completed |  | IV | 7 Core 2.5 mm2 | Km | 12.15 | 5.5 | iv | 7 Core 2.5 mm2 |  | 0 | 0 | 0 |  | 7 Core 2.5 mm2 | Km | 10.3 | 3.8 | 7 Core 2.5 mm2 | Km | 25 | 15
8.6 | 9 Core 2.5 mm2 | KM | 25 | 26.735 | 51.735 | 4.994 |  | 46.741 | 218142.21 | 39265.5978 | 257407.8078 | 23 | 23.741 | 5920379.5794 | 6111118.765 | Completed |  | V | 9 Core 2.5 mm2 | Km | 11.3 | 5.25 | v | 9 Core 2.5 mm2 |  | 2.285 | 2 | 0.285 |  | 9 Core 2.5 mm2 | Km | 5.5 | 4.2 | 9 Core 2.5 mm2 | Km | 32 | 17
8.7 | 10 Core 2.5 mm2 | KM | 45 | 4.7 | 49.7 | 2.11 |  | 47.59 | 289000 | 52020 | 341020 | 24 | 23.59 | 8184480 | 8044661.8 | Completed | budgetary offier |  | 10 Core 2.5 mm2 |  | 40 | 0 |  | 10 Core 2.5 mm2 |  |  | 0 | 0 |  | 10 Core 2.5 mm2 | Km | 5 | 4.7 | 10 Core 2.5 mm2 | Km
8.8 | 12 Core 2.5 mm2 | KM | 25 | 23.4 | 48.4 | 0 |  | 48.4 | 289732.51 | 52151.8518 | 341884.3618 | 24 | 24.4 | 8205224.6832 | 8341978.4279 | Completed |  | VI | 12 Core 2.5 mm2 | Km | 15.05 | 7.2 | vi | 12 Core 2.5 mm2 |  | 0 | 0 | 0 |  | 12 Core 2.5 mm2 | Km | 5.5 | 4.2 | 12 Core 2.5 mm2 | Km | 32 | 12
8.9 | 19 Core 2.5 mm2 | KM | 25 | 25 | 50 | 45.697 |  | 4.303 | 440548.1 | 79298.658 | 519846.758 | 2 | 2.303 | 1039693.516 | 1197207.0837 | Completed |  | VII | 19 Core 2.5 mm2 | Km | 8.5 | 4.5 | vii | 19 Core 2.5 mm2 |  | 1.906 | 1 | 0.906 |  | 19 Core 2.5 mm2 | Km | 4.2 | 4.7 | 19 Core 2.5 mm2 | Km | 30 | 9
9 | Power Cable
9.1 | Power Cable (3 1/2 core, 300 mm2) | KM | 3 | 2 | 5 | 0.752 |  | 4.248 | 1027095.19 | 184877.1342 | 1211972.3242 | 2 | 2.248 | 2423944.6484 | 2724513.7848 | Completed |  | VII | Power Cable (3 1/2 core, 300 mm2) | Km | 0 | 0 | i | Power Cable (31/2,core,300mm2) |  | 0 | 0 | 0 |  | Power Cable (3 1/2 core, 300 mm2) | Km | 0 | 0 | Power Cable (3 1/2 core, 300 mm2) | Km | 3 | 2
9.2 | Power Cable (3 1/2 core, 185 mm2) | KM | 1.5 | 0 | 1.5 | 0.95 |  | 0.55 | 488678.88 | 87962.1984 | 576641.0784 | 0 | 0.55 | 0 | 317152.5931 | Completed |  | IV | Power Cable (3 1/2 core, 185 mm2) | Km | 1 | 0 |  |  |  |  | 0 | 0 |  | Power Cable (3 1/2 core, 185 mm2) | Km | 0.5 | 0 | Power Cable (3 1/2 core, 185 mm2) | Km
9.3 | Power Cable (31/2,core,120mm2) | KM | 3 | 0 | 3 | 2.014 |  | 0.986 | 459114.77 | 82640.6586 | 541755.4286 | 0 | 0.986 | 0 | 534170.8526 | Completed |  |  | Power Cable (31/2,core,120mm2) |  |  |  | ii | Power Cable (31/2,core,120mm2) |  | 0 | 0 | 0 |  | Power Cable (31/2,core,120mm2) |  |  |  | Power Cable (31/2,core,120mm2) |  | 3
9.4 | Power Cable (3 1/2 core, 95 mm2) | KM | 20 | 20 | 40 | 32.988 |  | 7.012 | 368500.01 | 66330.0018 | 434830.0118 | 4 | 3.012 | 1739320.0472 | 1309707.9955 | Completed |  | III | Power Cable (3 1/2 core, 95 mm2) | Km | 3.5 | 3.1 | iii | Power Cable (3 ½ core ,95 mm2) |  | 2 | 1 | 1 |  | Power Cable (3 1/2 core, 95 mm2) | Km | 5.6 | 20.5 | Power Cable (3 1/2 core, 95 mm2) | Km | 20 | 2
9.5 | Power Cable (3 1/2 core, 25 mm2) | KM | 22.954 | 7.454 | 30.408 | 7.495 |  | 22.913 | 133908.38 | 24103.5084 | 158011.8884 | 11 | 11.913 | 1738130.7724 | 1882395.6265 | Completed |  | II | Power Cable (3 1/2 core, 25 mm2) | Km | 7.7 | 1.8 | iv | Power Cable (3 ½ core , 25 mm2) |  | -0.346 | -1 | 0.654 |  | Power Cable (3 1/2 core, 25 mm2) | Km | 7.6 | 2 | Power Cable (3 1/2 core, 25 mm2) | Km | 8 | 3
9.6 | Power Cable (1 core, 1000 mm2) | KM | 22.954 | 7.454 | 30.408 | 7.495 |  | 1 | 1432000 | 257760 | 1689760 | 1 | 0 | 1689760 | 0 | Completed |  | II | Power Cable (3 1/2 core, 25 mm2) | Km | 7.7 | 1.8 | iv | Power Cable (3 ½ core , 25 mm2) |  | -0.346 | -1 | 0.654 |  | Power Cable (3 1/2 core, 25 mm2) | Km | 7.6 | 2 | Power Cable (3 1/2 core, 25 mm2) | Km | 8 | 3
10 | Insulator
10.1 | Polymer Long Rod
10.1.1 | 160 KN L/R Silicon Rubber (220 KV)(String) | Nos. | 1118 | 270 | 1388 | 0 |  | 1388 | 5058.42 | 910.5156 | 5968.9356 | 694 | 694 | 4142441.3064 | 4142441.3064 | Completed |  | I | 160 KN L/R Silicon Rubber (220 KV) | Nos. | 370 | 40 | xii | 160 kN L/R Silicon Rubber(220KV) | Nos. | 0 | 0 | 0 |  | 160 KN L/R Silicon Rubber (220 KV) | Nos. | 0 | 0 | 160 KN L/R Silicon Rubber (220 KV) | Nos. | 748 | 230
10.1.2 | 90KN L/R Silicon Rubber (220 KV) | Nos. | 599 | 395 | 994 | 0 |  | 994 | 4219.59 | 759.5262 | 4979.1162 | 497 | 497 | 2474620.7514 | 2474620.7514 | Completed |  | VII | 90KN L/R Silicon Rubber (220 KV) | Nos. | 420 | 280 | xi | 90 kN L/R silicon Rubber (220 kV) | Nos. | 0 | 0 | 0 | [5 empty] | 90KN L/R Silicon Rubber (220 KV) |  | 179 | 115
10.1.3 | 120KN L/R Silicon Rubber (132 KV) | Nos. | 893 | 112 | 1005 | 420 |  | 585 | 2502.27 | 450.4086 | 2952.6786 | 293 | 292 | 865134.8298 | 862182.1512 | Completed |  | VI | 120KN L/R Silicon Rubber (132 KV) | Nos. | 0 | 0 | x | 120 kN L/R Silicon Rubber (132 kV) | Nos. | 200 | 100 | 100 | [5 empty] | 120KN L/R Silicon Rubber (132 KV) |  | 693 | 12
10.1.4 | 90KN L/R Silicon Rubber (132 KV) | Nos. | 110 | 12 | 122 | 4 |  | 118 | 2323.32 | 418.1976 | 2741.5176 | 59 | 59 | 161749.5384 | 161749.5384 | Completed | [6 empty] | ix | 90 kN L/R silicon Rubber (132 kV) | Nos. | 0 | 0 | 0 | [5 empty] | 90KN L/R Silicon Rubber (132 KV) |  | 110 | 12
10.2 | Porcelain Long Rod
10.2.1 | 160 KN L/R Porcelain Insulator (400 KV) string | Nos. | 0 | 0 | 0 | 0 |  | 360 | 25000 | 4500 | 29500 | 180 | 180 | 5310000 | 5310000 | Completed | [10 empty] | 0 | 0 | [5 empty] | 160 KN L/R Porcelain Insulator (400 KV) |  | 0 | 0
10.2.2 | 120 kN Porcelain LR (400 KV) string | Nos. | 288 | 288 | 576 | 4 |  | 360 | 24000 | 4320 | 28320 | 180 | 180 | 5097600 | 5097600 | Completed | [10 empty] | 0 | 0 | [5 empty] | 120 kN Porcelain LR (400 KV) |  | 288 | 288
10.2.3 | 160 KN L/R Porcelain Insulator (220 KV) string | Nos. | 1531 | 573 | 2104 | 1754 |  | 350 | 14593.68 | 2626.8624 | 17220.5424 | 175 | 175 | 3013594.92 | 3013594.92 | Completed |  | III | 160 KN L/R Porcelain Insulator (220 KV) | Nos. | 6 | 12 | viii | 160 kN LR (220 KV) | Nos. | 0 | 0 | 0 |  | 160 KN Porcelain Insulator (220 KV) | Nos. | 380 | 250 | 160 KN Porcelain Insulator (220 KV) | Nos. | 1145 | 311
10.2.4 | 90 KN Porcelain Long Rod Insulator(220KV) string | Nos. | 661 | 514 | 1175 | 953 |  | 700 | 11187.5 | 2013.75 | 13201.25 | 350 | 350 | 4620437.5 | 4620437.5 | Completed | [6 empty] | vi | 90 kN Porcelain LR (220 kV) | Nos. | 40 | 20 | 20 |  | 90 KN Porcelain Long Rod Insulator(220KV) | Nos. | 315 | 195 | 90 KN Porcelain Long Rod Insulator(220KV) | Nos. | 306 | 299
10.2.5 | 120KN L/R Porcelain Insulator (132 KV) string | Nos. | 3532 | 1339 | 4871 | 6 |  | 4865 | 7826.07 | 1408.6926 | 9234.7626 | 2433 | 2432 | 22468177.4058 | 22458942.6432 | Completed |  | IV | 120KN L/R Porcelain Insulator (132 KV) | Nos. | 2000 | 1060 | v | 120 kN porcelain LR (132 KV) | Nos. | 0 | 0 | 0 |  | 120 KN Porcelain long rod insulator(132KV) | Nos. | 70 | 70 | 120 KN Porcelain long rod insulator(132KV) | Nos. | 1462 | 209
10.2.6 | 90KN L/R Porcelain Insulator (132 KV) string | Nos. | 1498 | 781 | 2279 | 26 |  | 2253 | 6620.18 | 1191.6324 | 7811.8124 | 1127 | 1126 | 8803912.5748 | 8796100.7624 | Completed |  | V | 90KN L/R Porcelain Insulator (132 KV) | Nos. | 90 | 70 | iv | 90 kN porcelain LR (132 KV) | Nos. | 845 | 423 | 422 |  | 90 KN Porcelain Long Rod Insulator(132KV) | Nos. | 70 | 70 | 90 KN Porcelain Long Rod Insulator(132KV) | Nos. | 915 | 219
10.3 | Porcelain Antifog Disc Insulator
10.3.1 | 160 KN Porcelain disc Insulator (Antifog) | Nos. | 6268 | 3103 | 9371 | 2293 |  | 7078 | 807.9 | 145.422 | 953.322 | 3539 | 3539 | 3373806.558 | 3373806.558 | Completed |  | II | 160 KN Porcelain Insulator (220 KV) | Nos. | 1830 | 855 | iii | 160 kN Disc | Nos. | 3000 | 1500 | 1500 | [5 empty] | 160 KN Porcelain disc Insulator |  | 1438 | 748
10.3.2 | 120KN Porcelain Insulator (Antifog) | Nos. | 2807 | 1418 | 4225 | 0 |  | 4225 | 720.04 | 129.6072 | 849.6472 | 2113 | 2112 | 1795304.5336 | 1794454.8864 | Completed |  | IX | 120KN Porcelain Insulator (220 KV) | Nos. | 0 | 0 | ii | 120 kN Disc | Nos. | 1180 | 590 | 590 |  | 120KN Porcelain Disc Insulator(132KV) | Nos. |  |  | 120KN Porcelain Disc Insulator(132KV) | Nos. | 1627 | 828
10.3.3 | 90 KN Porcelain Insulator (Antifog) | Nos. | 1451 | 875 | 2326 | 1534 |  | 792 | 668.53 | 120.3354 | 788.8654 | 396 | 396 | 312390.6984 | 312390.6984 | Completed |  | VIII | 90 KN Porcelain Insulator (220 KV) | Nos. | 700 | 420 | i | 90 kN Disc | Nos. | 380 | 190 | 190 |  | 90 KN Porcelain Disc Insulator(220KV) | Nos. | 216 | 156 | 90 KN Porcelain Disc Insulator(220KV) | Nos. | 155 | 109
11 | Conductor
11.1 | ACSR Panther | KM | 450.674 | 64.274 | 514.948 | 224.792 |  | 290.156 | 192279.06 | 34610.2308 | 226889.2908 | 145 | 145.156 | 32898947.166 | 32934341.8954 | Completed |  | I | ACSR Panther | Km | 24 | 9.6 | i | ACSR Panther | km | 29.674 | 15 | 14.674 |  | ACSR Panther | km | 28 | 27 | ACSR Panther | km | 369 | 13
11.2 | ACSR Zebra | KM | 100 | 52 | 152 | 130.085 |  | 21.915 | 363162.06 | 65369.1708 | 428531.2308 | 11 | 10.915 | 4713843.5388 | 4677418.3842 | Completed |  | II | ACSR Zebra | Km | 15.9 | 9.5 | ii | ACSR Zebra | km | 2.5 | 2 | 0.5 |  | ACSR Zebra | km | 18 | 18 | ACSR Zebra | km | 225 | 24
11.3 | ACSR Moose | KM | 50 | 50 | 100 | 31.755 |  | 68.245 | 446927.69 | 80446.9842 | 527374.6742 | 34 | 34.245 | 17930738.9228 | 18059945.718 | Completed |  | III | ACSR Moose | Km | 11 | 6.75 | iii | ACSR Moose | km | 8.2 | 5 | 3.2 |  | ACSR Moose | km | 14 | 10 | ACSR Moose | km | 94 | 90
11.4 | GI earth wire | KM | 25.5 | 2 | 27.5 | 0 |  | 27.5 | 32764.47 | 5897.6046 | 38662.0746 | 14 | 13.5 | 541269.0444 | 521938.0071 | Completed | [10 empty] | 0 | 0 |  | GI earth wire | km | 1.5 | 1 | GI earth wire | km | 24 | 1
12 | Single Suspension H/W Fitting
12.1 | For ACSR Panther | Nos. | 1426 | 458 | 1884 | 753 |  | 1131 | 1985.16 | 357.3288 | 2342.4888 | 566 | 565 | 1325848.6608 | 1323506.172 | Completed |  | I | For ACSR Panther | Nos. | 303 | 271 | i | For ACSR Panther | Nos. | 88 | 44 | 44 |  | For ACSR Panther | Nos. | 45 | 27 | For ACSR Panther | Nos. | 990 | 116
12.2 | For ACSR Zebra | Nos. | 724 | 341 | 1065 | 774 |  | 291 | 2698.67 | 485.7606 | 3184.4306 | 146 | 145 | 464926.8676 | 461742.437 | Completed |  | III | For ACSR Zebra | Nos. | 30 | 22 | ii | For ACSR Zebra | Nos. | 25 | 13 | 12 |  | For ACSR Zebra | Nos. | 140 | 40 | For ACSR Zebra | Nos. | 529 | 267
12.3 | For ACSR Moose | Nos. | 300 | 124 | 424 | 100 |  | 324 | 3465.33 | 623.7594 | 4089.0894 | 162 | 162 | 662432.4828 | 662432.4828 | Completed |  | II | For ACSR Moose | Nos. | 53 | 52 | iii | For ACSR Moose | Nos. | 24 | 12 | 12 |  | For ACSR Moose | Nos. | 109 | 36 | For ACSR Moose | Nos. | 236 | 24
12.4 | For AAAC panther | Nos. | 18 | 18 | 36 | 0 |  | 36 | 1476.71 | 265.8078 | 1742.5178 | 18 | 18 | 31365.3204 | 31365.3204 | Completed |  | IV | For AAAC panther | Nos. | 12 | 12 | iv | For AAAC Panther | Nos. | 0 | 0 | 0 | [5 empty] | For AAAC panther |  | 6 | 6
12.5 | For AAAC Zebra | Nos. | 35 | 23 | 58 | 38 |  | 20 | 2463.61 | 443.4498 | 2907.0598 | 10 | 10 | 29070.598 | 29070.598 | Completed | [6 empty] | v | For AAAC Zebra | Nos. | 0 | 0 | 0 | [5 empty] | For AAAC Zebra |  | 35 | 23
13 | Double Suspension H/W Fitting
13.1 | For ACSR Panther | Nos. | 414 | 158 | 572 | 518 |  | 54 | 1985.16 | 357.3288 | 2342.4888 | 27 | 27 | 63247.1976 | 63247.1976 | Completed |  | IV | For ACSR Panther | Nos. | 15 | 15 | i | For ACSR Panther | Nos. | 79 | 40 | 39 |  | For ACSR Panther |  | 21 | 11 | For ACSR Panther |  | 299 | 93
13.2 | For ACSR Zebra | Nos. | 481 | 155 | 636 | 512 |  | 124 | 4566.27 | 821.9286 | 5388.1986 | 62 | 62 | 334068.3132 | 334068.3132 | Completed |  | I | For ACSR Zebra | Nos. | 60 | 42 | ii | For ACSR Zebra | Nos. | 41 | 21 | 20 |  | For ACSR Zebra |  | 40 | 40 | For ACSR Zebra |  | 340 | 53
13.3 | For AAAC Zebra | Nos. | 73 | 64 | 137 | 39 |  | 98 | 3824.21 | 688.3578 | 4512.5678 | 49 | 49 | 221115.8222 | 221115.8222 | Completed |  | II | For AAAC Zebra | Nos. | 63 | 54 | v | For AAAC Zebra | Nos. | 0 | 0 | 0 |  | For AAAC Zebra | Nos. | 10 | 10 | For AAAC Zebra | Nos.
13.4 | For AAAC Moose | Nos. | 69 | 18 | 87 | 71 |  | 16 | 5275.69 | 949.6242 | 6225.3142 | 8 | 8 | 49802.5136 | 49802.5136 | Completed |  | III | For AAAC Moose | Nos. | 24 | 15 | vi | For AAAC Moose | Nos. | 0 | 0 | 0 |  | For AAAC Moose |  | 1 | 1 | For AAAC Moose |  | 44 | 2
14 | Single Tension H/W Fitting
14.1 | For ACSR Panther | Nos. | 980 | 498 | 1478 | 474 |  | 1004 | 1759.24 | 316.6632 | 2075.9032 | 502 | 502 | 1042103.4064 | 1042103.4064 | Completed |  | I | For ACSR Panther | Nos. | 208 | 148 | i | For ACSR Panther | Nos. | 95 | 48 | 47 |  | For ACSR Panther | Nos. | 193 | 155 | For ACSR Panther | Nos. | 484 | 148
14.2 | For ACSR Zebra | Nos. | 727 | 301 | 1028 | 0 |  | 1028 | 2076.13 | 373.7034 | 2449.8334 | 514 | 514 | 1259214.3676 | 1259214.3676 | Completed |  | II | For ACSR Zebra | Nos. | 159 | 90 | ii | For ACSR Zebra | Nos. | 120 | 60 | 60 |  | For ACSR Zebra | Nos. | 95 | 43 | For ACSR Zebra | Nos. | 353 | 108
14.3 | For ACSR Moose | Nos. | 372 | 259 | 631 | 48 |  | 583 | 2823.38 | 508.2084 | 3331.5884 | 292 | 291 | 972823.8128 | 969492.2244 | Completed |  | III | For ACSR Moose | Nos. | 82 | 47 | iii | For ACSR Moose | Nos. | 42 | 21 | 21 |  | For ACSR Moose | Nos. | 57 | 47 | For ACSR Moose | Nos. | 191 | 144
14.4 | For AAAC Panther | Nos. | 40 | 6 | 46 | 0 |  | 46 | 1601.11 | 288.1998 | 1889.3098 | 23 | 23 | 43454.1254 | 43454.1254 | Completed | [6 empty] | iv | For AAAC Panther | Nos. | 0 | 0 | 0 | [5 empty] | For AAAC Panther |  | 40 | 6
14.5 | For Earth Wire | Nos. | 68 | 11 | 79 | 0 |  | 79 | 562.22 | 101.1996 | 663.4196 | 40 | 39 | 26536.784 | 25873.3644 | Completed | [6 empty] | vii | for E/W | Nos. | 10 | 5 | 5 | [5 empty] | For Earth Wire |  | 58 | 6
15 | Double Tension H/W Fitting
15.1 | For ACSR Panther | Nos. | 586 | 265 | 851 | 62 |  | 789 | 3929.42 | 707.2956 | 4636.7156 | 395 | 394 | 1831502.662 | 1826865.9464 | Completed |  | I | For ACSR Panther | Nos. | 135 | 72 | i | For ACSR Panther | Nos. | 80 | 40 | 40 |  | For ACSR Panther | Set | 78 | 55 | For ACSR Panther | Set | 293 | 98
15.2 | For ACSR Zebra | Nos. | 563 | 192 | 755 | 363 |  | 392 | 4735.96 | 852.4728 | 5588.4328 | 196 | 196 | 1095332.8288 | 1095332.8288 | Completed |  | II | For ACSR Zebra | Nos. | 159 | 71 | ii | For ACSR Zebra | Nos. | 80 | 40 | 40 |  | For ACSR Zebra | Set | 10 | 10 | For ACSR Zebra | Set | 314 | 71
15.3 | For ACSR Moose | Nos. | 371 | 233 | 604 | 299 |  | 305 | 5056.93 | 910.2474 | 5967.1774 | 153 | 152 | 912978.1422 | 907010.9648 | Completed |  | III | For ACSR Moose | Nos. | 82 | 57 | iii | For ACSR Moose | Nos. | 150 | 75 | 75 |  | For ACSR Moose | Set | 27 | 17 | For ACSR Moose | Set | 112 | 84
16 | Mid Span Joint
16.1 | For ACSR Zebra | Nos. | 392 | 255 | 647 | 600 |  | 47 | 797.33 | 143.5194 | 940.8494 | 24 | 23 | 22580.3856 | 21639.5362 | Completed |  | I | For ACSR Zebra | Nos. | 112 | 73 | ii | For ACSR Zebra | Nos. | 0 | 0 | 0 |  | For ACSR Zebra | Set | 84 | 90 | For ACSR Zebra | Set | 196 | 92
16.2 | For ACSR Moose | Nos. | 109 | 171 | 280 | 251 |  | 29 | 1058 | 190.44 | 1248.44 | 15 | 14 | 18726.6 | 17478.16 | Completed | [6 empty] | iii | For ACSR Moose | Nos. | 30 | 15 | 15 |  | For ACSR Moose |  | 10 | 110 | For ACSR Moose |  | 69 | 46
17 | Vibration Damper
17.1 | ACSR Panther | Nos. | 3297 | 752 | 4049 | 0 |  | 4049 | 466.13 | 83.9034 | 550.0334 | 2025 | 2024 | 1113817.635 | 1113267.6016 | Completed |  | I | ACSR Panther | Nos. | 209 | 173 | i | ACSR Panther | Nos. | 0 | 0 | 0 |  | ACSR Panther | Set | 368 | 234 | ACSR Panther | Set | 2720 | 345
17.2 | ACSR Moose | Nos. | 96 | 83 | 179 | 12 |  | 167 | 1081.51 | 194.6718 | 1276.1818 | 84 | 83 | 107199.2712 | 105923.0894 | Completed |  |  | ACSR Moose |  |  |  | iii | ACSR Moose | Nos. | 4 | 2 | 2 |  | ACSR Moose |  |  |  | ACSR Moose |  | 92 | 81
17.3 | AAAC Panther | Nos. | 177 | 115 | 292 | 30 |  | 262 | 382.18 | 68.7924 | 450.9724 | 131 | 131 | 59077.3844 | 59077.3844 | Completed |  | III | AAAC panther | Nos. | 50 | 0 | iv | AAAC Panther | Nos. | 0 | 0 | 0 | [5 empty] | AAAC Panther |  | 127 | 115
18 | Battery & Charger
18.1 | Battery Set 220V, 350 AH (Plante type) | Set | 22 | 8 | 30 | 10 |  | 20 | 2043381.24 | 367808.6232 | 2411189.8632 | 10 | 10 | 24111898.632 | 24111898.632 | Completed |  | I | Battery Set 220V, 350 AH (Plante type) | Set | 4 | 1 | i | Battery Set 350AH | Set | 4 | 2 | 2 |  | Battery Set 220V, 350 AH (Plante type) | Nos. | 5 | 3 | Battery Set 220V, 350 AH (Plante type) | Nos. | 9 | 2
19 | Tower Structure
19.1 | OA with stubs | Set | 4 | 2 | 6 | 70 |  | 0 |  |  |  | 0 | 0 |  |  |  |  | I) | OA with stubs | Set | 0 | 0 | i) | OA with Stubs |  | 4 | 2 | 2 |  | OA with stubs | SET |  |  | OA with stubs | SET
a | (+3) extn to OA | Set | 4 | 2 | 6 | 10 |  | 0 |  |  |  | 0 | 0 |  |  |  |  | a | (+3) extn to OA | Set | 0 | 0 | a | +3 extn. to OA |  | 2 | 1 | 1 |  | (+3) extn to OA | SET | 0 | 0 | (+3) extn to OA | MT | 2 | 1
b | (+6) extn to OA | Set | 3 | 2 | 5 | 1 |  | 4 |  |  |  | 2 | 2 |  |  |  |  | b | (+6) extn to OA | Set | 0 | 0 | b | +6 extn. to OA |  | 0 | 0 | 0 |  | (+6) extn to OA | SET | 0 | 0 | (+6) extn to OA | MT | 3 | 2
c | (+9) extn to OA | Set | 0 | 0 | 0 | 0 |  | 0 |  |  |  | 0 | 0 |  |  |  |  | c | (+9) extn to OA | Set | 0 | 0 | c | +9 extn. To OA |  | 0 | 0 | 0 |  | (+9) extn to OA | SET | 0 | 0 | (+9) extn to OA | MT
19.2 | OB with stubs | Set | 2 | 1 | 3 | 4 |  | 0 |  |  |  | 0 | 0 |  |  |  |  | II) | OB with stubs | Set | 0 | 0 | ii) | OB with Stubs |  | 2 | 1 | 1 |  | OB with stubs | SET |  |  | OB with stubs | MT
a | (+3) extn to OB | Set | 4 | 2 | 6 | 1 |  | 5 |  |  |  | 3 | 2 |  |  |  |  | a | (+3) extn to OB | Set | 0 | 0 | a | +3extn, to OB |  | 2 | 1 | 1 |  | (+3) extn to OB | SET | 0 | 0 | (+3) extn to OB | MT | 2 | 1
b | (+6) extn to OB | Set | 4 | 2 | 6 | 2 |  | 4 |  |  |  | 2 | 2 |  |  |  |  | b | (+6) extn to OB | Set | 0 | 0 | b | +6 extn. to OB |  | 2 | 1 | 1 |  | (+6) extn to OB | SET | 0 | 0 | (+6) extn to OB | MT | 2 | 1
19.3 | OC with stubs | Set | 4 | 1 | 5 | 6 | 6 | 0 |  |  |  | 0 | 0 |  |  |  |  | III) | OC with stubs | Set | 2 | 0 | iii) | OC with Stubs |  | 2 | 1 | 1 |  | OC with stubs | SET |  |  | OC with stubs | MT
a | (+3) extn to OC | Set | 1 | 0 | 1 | 3 | 2 | 0 |  |  |  | 0 | 0 |  |  |  |  | a | (+3) extn to OC | Set | 0 | 0 | a | +3 extn. to OC |  | 1 | 1 | 0 |  | (+3) extn to OC | SET | 0 | 0 | (+3) extn to OC | MT
b | (+6) extn to OC | Set | 3 | 1 | 4 | 7 | 3 | 0 |  |  |  | 0 | 0 |  |  |  |  | b | (+6) extn to OC | Set | 0 | 0 | b | +6 extn. to OC |  | 1 | 1 | 0 |  | (+6) extn to OC | SET | 1 | 0 | (+6) extn to OC | MT | 1 | 1
c | (+15) extn to OC | Set | 3 | 1 | 4 | 3 | 5 | 0 |  |  |  | 0 | 0 |  |  |  |  | c | (+15) extn to OC | Set | 2 | 0 |  |  |  |  | 0 | 0 |  |  | SET |  |  | (+15) extn to OC |  | 1 | 1
19.4 | PA with stubs | Set | 3 | 2 | 5 | 30 | 5 | 0 |  |  |  | 0 | 0 |  |  |  |  | IV) | PA with stubs | Set | 1 | 1 | iv) | PA with Stubs |  | 2 | 1 | 1 |  | PA with stubs | SET |  |  | PA with stubs
a | (+3) extn to PA | Set | 9 | 4 | 13 | 5 |  | 8 |  |  |  | 4 | 4 |  |  |  |  | a | (+3) extn to PA | Set | 4 | 3 | a | +3 extn. to PA |  | 1 | 1 | 0 |  | (+3) extn to PA | SET | 2 | 1 | (+3) extn to PA | MT | 2
b | (+6) extn to PA | Set | 3 | 1 | 4 | 4 | 3 | 0 |  |  |  | 0 | 0 |  |  |  |  | b | (+6) extn to PA | Set | 1 | 1 | b | +6 extn. to PA |  | 1 | 1 | 0 |  | (+6) extn to PA | SET | 1 | 0 | (+6) extn to PA | MT | 0
19.5 | PB with stubs | Set | 1 | 1 | 2 | 0 |  | 2 |  |  |  | 1 | 1 |  |  |  |  | V) | PB with stubs | Set | 1 | 1 | v) | PB with Stubs |  | 0 | 0 | 0 |  | PB with stubs | SET |  |  | PB with stubs | MT
a | (+3) extn to PB | Set | 7 | 0 | 7 | 5 |  | 2 |  |  |  | 1 | 1 |  |  |  |  | a | (+3) extn to PB | Set | 1 | 0 | a | +3 extn. to PB |  | 0 | 0 | 0 |  | (+3) extn to PB | SET | 1 | 0 | (+3) extn to PB | MT | 5
b | (+6) extn to PB | Set | 4 | 1 | 5 | 0 |  | 5 |  |  |  | 3 | 2 |  |  |  |  | b | (+6) extn to PB | Set | 2 | 1 | b | +6 extn. to PB |  | 0 | 0 | 0 |  | (+6) extn to PB | SET | 1 | 0 | (+6) extn to PB | MT | 1
19.6 | PC with stubs | Set | 3 | 2 | 5 | 0 | 3 | 2 |  |  |  | 1 | 1 |  |  |  |  | VI) | PC with stubs | Set | 1 | 1 | vi) | PC with Stubs |  | 2 | 1 | 1 |  | PC with stubs | SET |  |  | PC with stubs | MT
a | (+3) extn to PC | Set | 2 | 0 | 2 | 6 |  | 0 |  |  |  | 0 | 0 |  |  |  |  | a | (+3) extn to PC | Set | 1 | 0 | a | + 3 extn. to PC |  | 0 | 0 | 0 |  | (+3) extn to PC | SET | 1 | 0 | (+3) extn to PC | MT
b | (+6) extn to PC | Set | 6 | 2 | 8 | 0 |  | 8 |  |  |  | 4 | 4 |  |  |  |  | b | (+6) extn to PC | Set | 3 | 1 | b | + 6 extn. to PC |  | 2 | 1 | 1 |  | (+6) extn to PC | SET | 1 | 0 | (+6) extn to PC | MT
19.7 | UR with Stubs | Set | 0 | 0 | 0 | 8 |  | 0 |  |  |  | 0 | 0 |  |  |  |  | VII) | UR with Stubs | Set | 0 | 0 | vii) | UR with Stubs |  | 0 | 0 | 0 |  | UR with Stubs | SET |  |  | UR with Stubs | MT
a | (+6) extn to UR | Set | 1 | 1 | 2 | 5 |  | 0 |  |  |  | 0 | 0 |  |  |  |  | a | (+6) extn to UR | Set | 0 | 0 | a | +6 extn. to UR |  | 0 | 0 | 0 |  | (+6) extn to UR | SET | 0 | 0 | (+6) extn to UR | MT | 1 | 1
19.8 | DA Type for 400 kV with Stubs | Set | 0 | 0 | 0 | 1 |  | 0 |  |  |  | 0 | 0 | [13 empty] | 0 | 0 | [5 empty] | DA Type for 400 kV with Stubs
a | (+3) extn to DA | Set | 0 | 1 | 1 | 0 |  | 1 |  |  |  | 1 | 0 | [13 empty] | 0 | 0 | [5 empty] | (+3) extn to DA |  |  | 1
b | (+6) extn to PA | Set | 0 | 0 | 0 | 0 |  | 0 |  |  |  | 0 | 0 | [13 empty] | 0 | 0 | [5 empty] | (+6) extn to PA
19.9 | DB Type for 400 kV with Stubs | Set | 0 | 0 | 0 | 5 | 2 | 0 |  |  |  | 0 | 0 | [13 empty] | 0 | 0 | [5 empty] | DB Type for 400 kV with Stubs
a | (+3) extn to DB | Set | 0 | 0 | 0 | 2 |  | 0 |  |  |  | 0 | 0 | [13 empty] | 0 | 0 | [5 empty] | (+3) extn to DB
b | (+6) extn to DB | Set | 0 | 0 | 0 | 2 | 2 | 0 |  |  |  | 0 | 0 | [13 empty] | 0 | 0 | [5 empty] | (+6) extn to DB
19.1 | DD Type for 400 kV with Stubs | Set | 0 | 0 | 0 | 4 | 4 | 0 |  |  |  | 0 | 0 | [13 empty] | 0 | 0 | [5 empty] | DD Type for 400 kV with Stubs
a | (+3) extn to DC | Set | 0 | 0 | 0 | 0 |  | 0 |  |  |  | 0 | 0 | [13 empty] | 0 | 0 | [5 empty] | (+3) extn to DC
b | (+6) extn to DC | Set | 0 | 0 | 0 | 0 | 2 | 0 |  |  |  | 0 | 0 | [13 empty] | 0 | 0 | [5 empty] | (+6) extn to DC
19 | Total Weight of Tower Structure | MT | Annexure of Tower structure attached |  |  |  |  | 85.1 | 90371.05 | 16266.789 | 106637.839 | 43 | 42.1 | 4585427.077 | 4489453.0219 | Completed
20 | GI Angle | [25 empty] | 0 | 0 | [5 empty] | GI Angle
20.1 | 45x45x5 MM | MT |  | 6 | 6 |  |  | 6 |  | 0 | 0 | 3 | 3 | 0 | 0 | [11 empty] | 0 | 0 | [5 empty] | 45x45x5 MM | MT | 10 | 6
20.2 | 50X50X6 MM | MT |  | 5 | 5 |  |  | 5 |  | 0 | 0 | 3 | 2 | 0 | 0 | [11 empty] | 0 | 0 | [5 empty] | 50X50X6 MM | MT | 9 | 5
20.3 | 65X65X6 MM | MT |  | 5 | 5 |  |  | 5 |  | 0 | 0 | 3 | 2 | 0 | 0 | [11 empty] | 0 | 0 | [5 empty] | 65X65X6 MM | MT | 9 | 5
20.4 | 75X75X6 MM | MT |  | 0 | 0 |  |  | 0 |  | 0 | 0 | 0 | 0 | 0 | 0 | [11 empty] | 0 | 0 | [5 empty] | 75X75X6 MM | MT
20 | Total GI Angle | MT | 0 | 16 | 16 |  |  | 16 | 90371.05 | 16266.789 | 106637.839 | 8 | 8 | 853102.712 | 853102.712 | Completed
21 | Nut & Bolt including Store Stock for tower structure
21.1 | 16 x 35 mm | MT | 2.96 | 0.42 | 3.38 | 1.043 |  | 2.337 |  | 0 | 0 | 1 | 1.337 | 0 | 0 |  |  | i | 16 x 35 mm | MT | 0.56 | 0.05 |  |  |  |  | 0 | 0 |  | 16 x 35 mm | MT | 2.4 | 0.37 | 16 x 35 mm | MT
21.2 | 16 x 40 mm | MT | 53.61 | 0.52 | 54.13 | 0.381 |  | 53.749 |  | 0 | 0 | 27 | 26.749 | 0 | 0 |  |  | ii | 16 x 40 mm | MT | 1.16 | 0.15 |  |  |  |  | 0 | 0 |  | 16 x 40 mm | MT | 52.45 | 0.37 | 16 x 40 mm | MT
21.3 | 16 x 45 mm | MT | 3.555 | 0.455 | 4.01 | 0.924 |  | 3.086 |  | 0 | 0 | 2 | 1.086 | 0 | 0 |  |  | iii | 16 x 45 mm | MT | 1.07 | 0.05 |  |  |  |  | 0 | 0 |  | 16 x 45 mm | MT | 2.485 | 0.405 | 16 x 45 mm | MT
21.4 | 16 x 50 mm | MT | 3.635 | 0.53 | 4.165 | 1.418 |  | 2.747 |  | 0 | 0 | 1 | 1.747 | 0 | 0 |  |  | iv | 16 x 50 mm | MT | 1.175 | 0.15 |  |  |  |  | 0 | 0 |  | 16 x 50 mm | MT | 2.46 | 0.38 | 16 x 50 mm | MT
21.5 | 16 x 55 mm | MT | 28 | 25.42 | 53.42 | 1.857 |  | 51.563 |  | 0 | 0 | 26 | 25.563 | 0 | 0 |  |  | v | 16 x 55 mm | MT | 0.55 | 0.05 |  |  |  |  | 0 | 0 |  | 16 x 55 mm | MT | 27.45 | 25.37 | 16 x 55 mm | MT
21.6 | 16 x 60 mm | MT | 1.5 | 0.42 | 1.92 | 0.59 |  | 1.33 |  | 0 | 0 | 1 | 0.33 | 0 | 0 |  |  | vi | 16 x 60 mm | MT | 0.05 | 0.05 |  |  |  |  | 0 | 0 |  | 16 x 60 mm | MT | 1.45 | 0.37 | 16 x 60 mm | MT
21 | Total(Nut & Bolt) in MT | MT | 64.565 | 50.5 | 115.065 | 0 |  | 115.065 | 118560.66 | 21340.9188 | 139901.5788 | 58 | 57.065 | 8114291.5704 | 7983483.5942 | Completed |  |  | Total in MT | MT | 4.565 | 0.5 |  |  |  |  | 0 | 0 |  | Total in MT | MT | 60 | 50 | Total in MT | MT
22 | 132 KV Structures
22.1 | PI Structure | Set | 16 | 9 | 25 | 0 | 10 | 15 |  | 0 | 0 | 8 | 7 | 0 | 0 | Completed |  | I | PI Structure | Set | 3 | 3 | vi | PI Structure | Set | 6 | 3 | 3 |  | PI Structure | Nos | 4 | 1 | PI Structure | Nos | 3 | 2
22 | Total for Substation Structure ( in MT) | MT | Substation Structure annexure |  |  |  |  | 4.65 | 93451.89 | 16821.3402 | 110273.2302 | 2 | 2.65 | 220546.4604 | 292224.06 | Completed |  |  | Total Wt. in MT | MT | 2.5 | 2.5 |  |  |  |  | 0 | 0 | [5 empty] | Total Wt. in MT
23 | Station Transformer
23.1 | 250 KVA, 33/ 0.4 KV | Nos. | 35 | 6 | 41 | 0 |  | 41 | 621983.94 | 111957.1092 | 733941.0492 | 21 | 20 | 15412762.0332 | 14678820.984 | Completed |  | I | 250 KVA, 33/ 0.4 KV | Nos. | 13 | 4 |  |  |  |  | 0 | 0 |  | 250 KVA, 33/ 0.4 KV | Nos | 14 | 2 | 250 KVA, 33/ 0.4 KV | Nos | 8
23.2 | 500 KVA, 33/ 0.4 KV | Nos. | 13 | 0 | 13 | 3 |  | 10 | 716231.91 | 128921.7438 | 845153.6538 | 5 | 5 | 4225768.269 | 4225768.269 | Completed | [10 empty] | 0 | 0 | [5 empty] | 500 KVA, 33/ 0.4 KV |  | 13 | 0
23.3 | 1000 KVA, 33/ 0.4 KV | Nos. | 1 | 0 | 1 | 0 |  | 1 | 1937500 | 348750 | 2286250 | 1 | 0 | 2286250 | 0 | Completed | [10 empty] | 0 | 0 | [5 empty] | 1000 KVA, 33/ 0.4 KV |  | 1 | 0
25 | Transformer Oil | KL | 218 | 15 | 233 | 0 |  | 145 | 110653.19 | 19917.5742 | 130570.7642 | 73 | 72 | 9531665.7866 | 9401095.0224 | Under progress |  | 26 | Transformer Oil | Barrel/ Drum | 218 | 15 |  |  |  |  | 0 | 0
26 | SF6 Gas Cylinder (50 KG Each) | Nos. | 66.02 | 29 | 95 | 0 |  | 95 | 63567.58 | 11442.1644 | 75009.7444 | 48 | 47 | 3600467.7312 | 3525457.9868 | Completed |  | 42 | SF6 Gas Cylinder | KG | 7.02 | 2 | 12 | SF-6 Gas Cylinders (50 kg.) | Nos. | 8 | 4 | 4 | [5 empty] | SF-6 Gas Cylinders (50 kg.) | Nos. | 51 | 23
[13 empty] | Sub Total | 501326925.8246 | 478314863.1961
[13 empty] | Total |  | 979641789.0207
Note on J10: Current Ratio not mentioned in rate chart
Note on J12: Author: rate for 5 core
Note on J14: Author: Rate given by Pragyan sir verbally from latest procuremnet rate ; Cost data rate : 1,15,000.00
Note on H15: HP: CPC has procured 4 core CT which has been adjusted here
Note on J15: Author: HP: Rate given by Pragyan sir verbally from latest procuremnet rate ; Cost data rate : 1,31,428.57
Note on J30: Author: B
Note on J39: Author: Rate for 2000A Isolator Taken
Note on J41: Author: Rate for 2000 A taken
Note on J45: Author: Rate for 2000 A taken
Note on J46: Author: Rate for 2000 A taken
Note on J50: Author: Rate for 2000 A taken
Note on J52: Author: Category I rate taken
Note on B72: Author: Numbers of strings to be checked
Note on B77: Author: Numbers and strings to be checked
Note on J77: Author: Budgetary offer from M/S Modern Insulators
Note on J78: Author: Budgetary offer from M/S Modern Insulators
Note on B84: Author: Check
Note on H133: Author: +15 extension with stub has been ordered
Note on I171: Author: Annexure for T

## Annexure - I Tower Material (hidden)
ANNEXURE I Tower Structure and Substation Structure (Biennial)
SL. NO. | ITEM DESCRIPTION (Combined) |  | COMBINED
| Description of Item | UNIT | 24-25 | 25-26 | TOTAL Requisition | Store availability | Under Procurement (CPC) | Net requirement | Unit Weight (MT) | Total Weight (MT)
Tower Structure
I) | OA with stubs | Set | 4 | 2 | 6 | 70 | 0 | 0 |  | 0
a | (+3) extn to OA | Set | 4 | 2 | 6 | 10 | 0 | 0 |  | 0
b | (+6) extn to OA | Set | 3 | 2 | 5 | 1 | 0 | 4 | 1.5 | 6
c | (+9) extn to OA | Set | 0 | 0 | 0 | 0 | 0 | 0 |  | 0
II) | OB with stubs | Set | 2 | 1 | 3 | 4 | 0 | 0 |  | 0
a | (+3) extn to OB | Set | 4 | 2 | 6 | 1 | 0 | 5 | 1.4 | 7
b | (+6) extn to OB | Set | 4 | 2 | 6 | 2 | 0 | 4 | 2.4 | 9.6
III) | OC with stubs | Set | 4 | 1 | 5 | 6 | 6 | 0 |  | 0
a | (+3) extn to OC | Set | 1 | 0 | 1 | 3 | 2 | 0 |  | 0
b | (+6) extn to OC | Set | 3 | 1 | 4 | 7 | 3 | 0 |  | 0
c | (+15) extn to OC | Set | 3 | 1 | 4 | 3 | 5 | 0 |  | 0
IV) | PA with stubs | Set | 3 | 2 | 5 | 30 | 5 | 0 |  | 0
a | (+3) extn to PA | Set | 9 | 4 | 13 | 5 | 0 | 8 | 0.66 | 5.28
b | (+6) extn to PA | Set | 3 | 1 | 4 | 4 | 3 | 0 |  | 0
V) | PB with stubs | Set | 1 | 1 | 2 | 0 | 0 | 2 | 5.13 | 10.26
a | (+3) extn to PB | Set | 7 | 0 | 7 | 5 | 0 | 2 | 1.1 | 2.2
b | (+6) extn to PB | Set | 4 | 1 | 5 | 0 | 0 | 5 | 2.2 | 11
VI) | PC with stubs | Set | 3 | 2 | 5 | 0 | 3 | 2 | 6.2 | 12.4
a | (+3) extn to PC | Set | 2 | 0 | 2 | 6 | 0 | 0 |  | 0
b | (+6) extn to PC | Set | 6 | 2 | 8 | 0 | 0 | 8 | 2.42 | 19.36
VII) | UR with Stubs | Set | 0 | 0 | 0 | 8 | 0 | 0 |  | 0
a | (+6) extn to UR | Set | 1 | 1 | 2 | 5 | 0 | 0 |  | 0
VIII) | DA Type for 400 kV with Stubs | Set | 0 | 0 | 0 | 1 | 0 | 0 |  | 0
a | (+3) extn to DA | Set | 0 | 1 | 1 | 0 | 0 | 1 | 2 | 2
b | (+6) extn to PA | Set | 0 | 0 | 0 | 0 | 0 | 0 |  | 0
IX) | DB Type for 400 kV with Stubs | Set | 0 | 0 | 0 | 5 | 2 | 0 |  | 0
a | (+3) extn to DB | Set | 0 | 0 | 0 | 2 | 0 | 0 |  | 0
b | (+6) extn to DB | Set | 0 | 0 | 0 | 2 | 2 | 0 |  | 0
X) | DD Type for 400 kV with Stubs | Set | 0 | 0 | 0 | 4 | 4 | 0 |  | 0
a | (+3) extn to DC | Set | 0 | 0 | 0 | 0 | 0 | 0 |  | 0
b | (+6) extn to DC | Set | 0 | 0 | 0 | 0 | 2 | 0 |  | 0
21 | Total Tower Structure(in MT) | MT | [7 empty] | 85.1
22 | 132 KV Structures
| PI Structure | Set | 16 | 9 | 25 | 0 | 10 | 15 | 0.31 | 4.65
22 | Total Substation Structure(in MT) | MT | [7 empty] | 4.65
Note on H15: Author: +15 extension with stub has been ordered

## tower structure annexure (hidden)
BIENNIAL MATERIAL REQUIREMENT 2024-25 & 2025-26
SL. NO. | ITEM DESCRIPTION (Combined) |  | COMBINED
| Description of Item | UNIT | 24-25 | 25-26 | TOTAL Requisition | Store availability (Store) | Under Procurement (CPC) | Net requirement | Unit Weight(MT) | Total Weight
20 | Tower Structure
I) | OA with stubs | Set | 4 | 2 | 6 | 70 | 0 | 0 |  | 0
a | (+3) extn to OA | Set | 4 | 2 | 6 | 10 | 0 | 0 |  | 0
b | (+6) extn to OA | Set | 3 | 2 | 5 | 1 | 0 | 4 | 1.5 | 6
c | (+9) extn to OA | Set | 0 | 0 | 0 | 0 | 0 | 0 |  | 0
II) | OB with stubs | Set | 2 | 1 | 3 | 4 | 0 | 0 |  | 0
a | (+3) extn to OB | Set | 4 | 2 | 6 | 1 | 0 | 5 | 1.4 | 7
b | (+6) extn to OB | Set | 4 | 2 | 6 | 2 | 0 | 4 | 2.4 | 9.6
III) | OC with stubs | Set | 4 | 1 | 5 | 6 | 6 | 0 |  | 0
a | (+3) extn to OC | Set | 1 | 0 | 1 | 3 | 2 | 0 |  | 0
b | (+6) extn to OC | Set | 3 | 1 | 4 | 7 | 3 | 0 |  | 0
c | (+15) extn to OC | Set | 3 | 1 | 4 | 3 | 5 | 0 |  | 0
IV) | PA with stubs | Set | 3 | 2 | 5 | 30 | 5 | 0 |  | 0
a | (+3) extn to PA | Set | 9 | 4 | 13 | 5 | 0 | 8 | 0.66 | 5.28
b | (+6) extn to PA | Set | 3 | 1 | 4 | 4 | 3 | 0 |  | 0
V) | PB with stubs | Set | 1 | 1 | 2 | 0 | 0 | 2 | 5.13 | 10.26
a | (+3) extn to PB | Set | 7 | 0 | 7 | 5 | 0 | 2 | 1.1 | 2.2
b | (+6) extn to PB | Set | 4 | 1 | 5 | 0 | 0 | 5 | 2.2 | 11
VI) | PC with stubs | Set | 3 | 2 | 5 | 0 | 3 | 2 | 6.2 | 12.4
22 | 132 KV Structures |  | #REF! | #REF! | #REF! | #REF! | #REF! | #REF!
22.1 | PI Structure | Set | 16 | 9 | 25 | 0 | 10 | 15 | 0.31 | 4.65
Note on H15: Author: +15 extension with stub has been ordered

## format for stores (hidden)
SL. NO. | ITEM DESCRIPTION (Combined)
| MASTER | UNIT | Quantity in stock | Remarks
1 | Circuit Breaker
i. | 400kV | Nos.
ii. | 220 KV | Nos.
iii. | 132 KV | Nos.
iv | 33 KV | Nos.
2 | C.T.
a) | 400 KV (0.2 class)
I | 2000-1000-500/1-1-1-1-1 | Nos.
b) | 220 KV (0.2 class)
I | 1200-600-300/1-1-1-1 | Nos.
II | 600-300-150/1-1-1-1 | Nos.
c) | 132KV (0.2 class)
i | 800-400-200/1-1-1 | Nos.
ii | 800-400-200/1-1-1-1 | Nos.
iii | 600-300-150/1-1-1-1 | Nos.
iv | 400-200-100/1-1-1 | Nos.
d) | 33 KV (0.2s class)
I | 1200-600-300/1-1-1 | Nos.
II | 800-400-200/1-1-1 | Nos.
III | 600-300-150/1-1-1 | Nos.
IV | 400-200-100/1-1-1 | Nos.
V | 800-400-200/1-1-1-1 | Nos.
e | 33kV NCT(200/1) | Nos.
3 | P.T./ CVT (0.2 Class)
i | 400kV CVT | Nos.
ii | 220kV PT | Nos.
iii | 220 KV CVT | Nos.
iv | 132 KV PT | Nos.
v | 132 KV CVT | Nos.
vi | 33 KV PT (0.2 Class) | Nos.
4 | Surge Arrestor (Porcelain Housing)
I | 400 KV | Nos.
II | 220 KV | Nos.
III | 132 KV | Nos.
IV | 33 KV | Nos.
38 | Surge counters
i | 132 kV | Nos
ii | 33 kV | Nos
6 | Post Insulator
i. | Three stack PI for 400KV | Nos.
ii. | Two Stack PI for 220 KV | Nos.
iii. | SingleStack PI for 220KV | Nos.
v. | Single Stack PI for 132 KV | Nos.
vi. | Single Stack PI for 33KV | Nos.
5 | Isolator
400 KV ISOLATOR
| 400 KV Double - Break with E/S , 3150 A | Nos.
| 400 KV Double - Break without E/S , 3150 A | Nos.
220 KV ISOLATOR
5.1 | 220KV SI W/O E/S, 2000A | Nos.
5.2 | 220KV SI With E/S, 2000A | Nos.
| 220 KV DI Double break with E/S, 2000A | Nos.
| 220 KV DI Double break without E/S, 2000A | Nos.
| 220 KV Beam Mounted Isolator, 2000A | Nos.
5.3 | 220KV SI with E/S, 1200A | Nos.
5.4 | 220 KV SI W/O E/S ,1200A (Double break) | Nos.
132 KV ISOLATOR
| 132 KV SI W/O E/S, 2000A | Nos.
| 132KV SI W/O E/S,1250A | Nos.
| 132 KV SI with E/S 1250 A | Nos.
| 132 KV Double Isolator with E/S, 2000A | Nos.
| 132 KV Double Isolator W/O E/S, 2000A | Nos.
| 132 KV Double Isolator with E/S,1250A | Nos.
| 132 KV Double Isolator with E/S, 2000A | Nos.
| 132 KV Double Isolator W/O E/S,1250A | Nos.
| 132 kV Beam Mounted Isolator,1250A | Nos.
33 KV ISOLATOR
| 33 KV SI W/O E/S, 1250A | Nos.
| 33 KV SI W/O E/S, 1250A | Nos.
| 33 KV SI W/O E/S, 2000A | Nos.
| 33 KV Double Isolator with E/S, 1250A | Nos.
| 33 KV Double Isolator withOUT E/S, 1250A | Nos.
| 33 KV Double Isolator with E/S, 2000A | Nos.
| 33 KV Double Isolator W/O E/S,2000A | Nos.
| 33 kV Beam Mounted isolator, 2000A | Nos.
| 33 KV Beam Mounted Isolator 1250 A | Nos.
ISOLATOR (SPARE)
400 KV ISOLATOR SPARE
| Male & Female contact assembly per pole of isolator for 420 KV S&S Earthswitch as per drawing (Qty-09) | Nos.
| Male & Female contact assembly per pole of isolator for 420 KV 2000A HCB (Al) Isolator S&S as per drawing (Qty-09) | Nos.
| Male & Female contact assembly in set for one isolator (3poles) for 420 KV GR Power Switchgear for Dia 408 Meramundali GSS as per drawing | Set
220 KV ISOLATOR SPARE
| Male & Female contact assembly per pole of isolator for 220 KV, 2000A Isolator as per drawing. | Set
| Male & Female contact assembly in set for one isolator (3poles) for 220 KV Isolator. | Set
| Male contact for 220KV Isolator | Nos.
| Female contact for 220KV Isolator | Nos.
132 KV ISOLATOR SPARE
| Male & Female contact assembly per pole of isolator for 132 KV Isolator as per sample. | Set
| Male & Female contact assembly per pole of isolator for 132 KV, 1250A Isolator as per drawing. | Set
| Male contact for 132KV Isolator | Nos.
| Female contact for 132KV Isolator | Nos.
33 KV ISOLATOR SPARE
| Male & Female contact assembly per pole of isolator for 33 KV, 1250A Isolator as per drawing. | Set
| Male & Female contact assembly in set for one isolator (3poles) for 33KV Isolator. | Set
| Male & Female contact assembly per pole of isolator for 33 KV Isolator as per sample. | Set
| Male contact for 33KV Isolator | Nos.
| Female contact for 33KV Isolator | Nos.
6 | Relays
i | Numerical Differential | Nos.
ii | Numerical DP | Nos.
iii | Numerical Back up | Nos.
iv | Auxiliary Relay VAA 33 | Nos.
v | Master Trip Relay VAJH-13 | Nos.
i | Master Trip Relay VAJM-15 | Nos.
ii | Master Trip Relay VAJM-25 | Nos.
iii | Master Trip Relay VAJH-33 | Nos.
iv | Master Trip Relay VAJHM-33 | Nos.
v | Master Trip Relay VAJM-45 | Nos.
i | Differential p643 | Nos.
ii | REF Relay | Nos.
iii | Auxiliary Relay VAA | Nos.
iv | Control Relay VAJC | Nos.
v | Master Trip Relay VAJH13YF67A | Nos.
i | Pole-Discripancy | Nos.
ii | Over -Fluxing | Nos.
iii | Buchholz Relay | Nos.
iv | OTI | Nos.
v | WTI | Nos.
7 | Apex 100 meter (0.2 class) | Nos.
8 | Apex 100 Panel | Nos.
9 | Control Cable
i | 2 Core 2.5 mm2 | KM
ii | 3 Core 2.5 mm2 | KM
iii | 4 Core 2.5 mm2 | KM
iv | 4 Core 4 mm2 | KM
v | 7 Core 2.5 mm2 | KM
vi | 9 Core 2.5 mm2 | KM
vii | 10 Core 2.5 mm2 | KM
viii | 12 Core 2.5 mm2 | KM
ix | 19 Core 2.5 mm2 | KM
x | 24 Core 2.5 mm2 | KM
10 | Power Cable
i | Power Cable (4 Core, 16 mm2) | KM
ii | Power Cable (4 core, 6 mm2) | KM
iii | Power Cable (3 1/2 core, 300 mm2) | KM
iv | Power Cable (3 1/2 core, 185 mm2) | KM
v | Power Cable (31/2,core,120mm2) | KM
vi | Power Cable (3 1/2 core, 95 mm2) | KM
vii | Power Cable (3 1/2 core, 70 mm2) | KM
viii | Power Cable (3 1/2 core, 35 mm2) | KM
ix | Power Cable (3 1/2 core, 25 mm2) | KM
x | Power Cable (3 1/2 core, 16 mm2) | KM
xi | Power Cable (3 1/2 core, 6 mm2) | KM
xii | Power Cable (2 core, 6 mm2) | KM
xiii | Power Cable (1 Core, 300 mm2) | KM
xiv | Power Cable (1 core, 1000 mm2) | KM
UG Cable
| 220 KV XLPE UG Cable | KM
| 132 KV XLPE UG Cable | KM
| 33 KV XLPE UG Cable | KM
11 | Insulator
Polymer Long Rod
i | 160 KN L/R Silicon Rubber (220 KV) | Nos.
ii | 90KN L/R Silicon Rubber (220 KV) | Nos.
iii | 120KN L/R Silicon Rubber (132 KV) | Nos.
iv | 90KN L/R Silicon Rubber (132 KV) | Nos.
Porcelain Long Rod
i | 160 KN L/R Porcelain Insulator (400 KV) | Nos.
ii | 120 kN Porcelain LR (400 KV) | Nos.
iii | 160 KN L/R Porcelain Insulator (220 KV) | Nos.
iv | 120 kN Porcelain LR (220 KV) | Nos.
v | 90 KN Porcelain Long Rod Insulator(220KV) | Nos.
vi | 120KN L/R Porcelain Insulator (132 KV) | Nos.
vii | 90KN L/R Porcelain Insulator (132 KV) | Nos.
Porcelain Disc Insulator
i | 160 KN Porcelain disc Insulator (220 KV) | Nos.
ii | 120KN Porcelain Insulator (220 KV) | Nos.
iii | 90 KN Porcelain Insulator (220 KV) | Nos.
iv | 70 KN Porcelain Disc Insulator (220KV) | Nos.
12 | Conductor
i | ACSR Panther | KM
ii | ACSR Zebra | KM
iii | ACSR Moose | KM
iv | AAAC Panther | KM
v | AAAC Zebra | KM
vi | AAAC Moose | KM
vii | GI earth wire | KM
13 | Single Suspension H/W Fitting
i | For ACSR Panther | Nos.
ii | For ACSR Zebra | Nos.
iii | For ACSR Moose | Nos.
iv | For AAAC panther | Nos.
v | For AAAC Zebra | Nos.
vi | For AAAC Moose | Nos.
vii | For ACSR Horse | Nos.
14 | Double Suspension H/W Fitting
IV | For ACSR Panther | Nos.
I | For ACSR Zebra | Nos.
| For ACSR Moose | Nos.
| For AAAC Panther | Nos.
II | For AAAC Zebra | Nos.
III | For AAAC Moose | Nos.
15 | Single Tension H/W Fitting
I | For ACSR Panther | Nos.
II | For ACSR Zebra | Nos.
III | For ACSR Moose | Nos.
| For ACSR Horse | Nos.
| For AAAC Panther | Nos.
| For AAAC Zebra | Nos.
| For AAAC Moose | Nos.
| For Earth Wire | Nos.
16 | Double Tension H/W Fitting
I | For ACSR Panther | Nos.
II | For ACSR Zebra | Nos.
III | For ACSR Moose | Nos.
IV | For AAAC Panther | Nos.
V | For AAAC Zebra | Nos.
| For AAAC Moose | Nos.
Repair Sleeve
| For ACSR Panther | Nos.
| For ACSR Zebra | Nos.
| For ACSR Moose | Nos.
| For AAAC Panther | Nos.
| For AAAC Zebra | Nos.
| For AAAC Moose | Nos.
17 | Mid Span Joint
III | For ACSR Panther | Nos.
I | For ACSR Zebra | Nos.
| For ACSR Moose | Nos.
II | For AAAC Panther | Nos.
| For AAAC Zebra | Nos.
| For AAAC Moose | Nos.
18 | Vibration Damper
I | ACSR Panther | Nos.
II | ACSR Zebra | Nos.
| ACSR Moose | Nos.
III | AAAC Panther | Nos.
| AAAC Zebra | Nos.
| AAAC Moose | Nos.
| Others if any(E/W - 7/3.15) | Nos.
19 | Battery & Charger
I | Battery Set 220V, 350 AH (Plante type) | Set
II | Battery Charger (Thyristor Controlled) suitable for above battery set with dropper diode | Set
| Battery (645 AH, YHP -13) | Set
20 | Tower Structure
I) | OA with stubs | Set
a | (+3) extn to OA | Set
b | (+6) extn to OA | Set
c | (+9) extn to OA | Set
II) | OB with stubs | Set
a | (+3) extn to OB | Set
b | (+6) extn to OB | Set
III) | OC with stubs | Set
a | (+3) extn to OC | Set
b | (+6) extn to OC | Set
c | (+15) extn to OC | Set
IV) | PA with stubs | Set
a | (+3) extn to PA | Set
b | (+6) extn to PA | Set
V) | PB with stubs | Set
a | (+3) extn to PB | Set
b | (+6) extn to PB | Set
VI) | PC with stubs | Set
a | (+3) extn to PC | Set
b | (+6) extn to PC | Set
VII) | UR with Stubs | Set
a | (+6) extn to UR | Set
| DA Type for 400 kV with Stubs | Set
| (+3) extn to DA | Set
| (+6) extn to PA | Set
| DB Type for 400 kV with Stubs | Set
| (+3) extn to DB | Set
| (+6) extn to DB | Set
| DD Type for 400 kV with Stubs | Set
| (+3) extn to DC | Set
| (+6) extn to DC | Set
VIII) | Nut & Bolt including Store Stock
a | GI Nut & Bolt
i | 16 x 35 mm | MT
ii | 16 x 40 mm | MT
iii | 16 x 45 mm | MT
iv | 16 x 50 mm | MT
v | 16 x 55 mm | MT
vi | 16 x 60 mm | MT
| Total(Nut & Bolt) in MT | MT
21 | Station Transformer
I | 250 KVA, 33/ 0.4 KV | Nos.
| 500 KVA, 33/ 0.4 KV | Nos.
| 1000 KVA, 33/ 0.4 KV | Nos.
22 | 132 KV Structures
| T1S Column | Set
| T4S Column | Set
| G1 Beam | Set
| G1X Beam | Set
| G2 Beam | Set
I | PI Structure | Set
| SI Structure | Set
| DI Structure | Set
| CT Structure | Set
| LA Structure | Set
II | CVT Structure | Set
| WT Structure | Set
22 | 33 KV Structures
| T8 Column | Set
| T9 Column | Set
| G4 Beam | Set
| G6 Beam | Set
I | PI Structure | Set
| SI Structure | Set
| DI Structure | Set
| CT Structure | Set
| LA Structure | Set
| Total Tower Structure ( in MT) | MT
| Nut & Bolt in MT including Store Stock | MT
UG EHT Cable Jointing Kits
23(a) | Insulated straight through jointing kit pre mould type suitable for 132 KV, 1 core, 630 mm2 Cupper UG Cable & Link Box connection with 240sqmm 1 core XLPE Bonding Cable
b | Termination kit suitable for 132 KV, 1 core, 630 mm2 Copper UG Cable & Link Box connection with 240sqmm 1 core XLPE Bonding Cable
24(a) | Insulated straight through jointing kit pre mould type suitable for 220 KV, 1 core, 1000 mm2 Cupper UG Cable & Link Box connection with 240sqmm 1 core XLPE Bonding Cable
b | Termination kit suitable for 220 KV, 1 core, 1000 mm2 Cupper UG Cable & Link Box connection with 240sqmm 1 core XLPE Bonding Cable
33KV Termination Kit UG Cable
33 KV Straight through joint UG Cable
LINK Box with SVL (Surge Voltage Limiter)
220 KV Link box with SVL
132 KV Link box with SVL
33 KV Link box with SVL
Cable End Terminator ( CET) 132 KV
29 | PANEL
i | 220 kV C/R Feeder Panel (Duplex)
ii | 220 kV C/R TRF Panel( Duplex)
iii | 132 kV TRF Panel (Duplex)
iv | 132 kV C/R Feeder Panel (Duplex)
v | 132 kV C/R B/C Panel (Duplex)
vi | 33 kV Feeder Panel (Simplex)
vii | 33 kV TRF Panel (Simplex)
Bus Bar Protection Panel
33 KV Automation Panel
132 KV Automation Panel
220 KV Automation Panel
RTCC Panel
SCADA System
27 | Patch Cord Type: LC/PC — ST/PC, Duplex, Multimode Type. (15 Meters) | Nos
28 | Patch Cord Type: LC/PC — LC/PC, Duplex, Multimode Type. (15 meters) | Nos
29 | Patch Cord Type: ST/PC — ST/PC, Duplex, Multimode Type. (15 meters) | Nos
30 | Numerical Bay Control Unit: 32 Digital input & 28 Nos digital output with four CT input, four VT inputs. Eight insulated transducer input (-20mA to +20mA) values on 8 independent galvanic-isolated channels for transformer bay application. IEC 61850 protocol with PRP. Power supply 220V DC. (MiCOM DS AGILE C264) | Nos
| Ethernet Fiber Switch IEEE 802.3,IEEE 1588,IEC61850- 3,PRP protoco1,20% spare to be provided.(GE-S20) | Lot
Clamp & Connectors
Clamps for equipment
| Straight through Clamp suitable for CT/PT stud to Zebra conductor with stud side Bimetalic. | Nos.
| 132 KV LA Clamp for Zebra | Nos.
| Bushing clamp(132 KV& 33 KV) | Nos.
| 132 KV PI Clamp for PI to ACSR Zebra | Nos.
| Straight through clamp suitable for 132KV CVT stud to Zebra conductor with stud side bimetallic | Nos.
| 132KV Isolator PAD clamp for ACSR Zebra | Nos.
| 132KV Bimetallic CT stud clamp for ACSR Zebra | Nos.
| 132KV PI clamp for PI to ACSR Zebra | Nos.
| 132KV Bushing stud clamp(copper), 20 mm | Nos.
| 33 KV PI Clamp for PI to ACSR Zebra | Nos.
| Station Tfr Bushing stud clamp(copper), 16 mm | Nos.
| 33KV Bushing stud clamp(copper) | Nos.
Clamps for conductor to Conductor
T Clamp
| T' Clamp for Zebra to Zebra | Nos.
| T' Clamp for ACSR Zebra run to Zebra drop(12 bolted) | Nos.
| 12 Bolted T Clamp Suitable for ACSR Panther Run & ACSR Zebra Drop | Nos.
| 12 Bolted T Clamp Suitable for ACSR Zebra Run & ACSR Zebra Drop | Nos.
| Moose- Zebra T clamp | Nos.
| PG Clamp | Nos.
| 3 Bolted PG Clamp for ACSR Zebra- Zebra Conductor | Nos.
| 3 Bolted PG Clamp for ACSR Zebra-Panther Conductor | Nos.
| 2 Bolted PG Clamp for ACSR Panther Conductor | Nos.
| PG CLAMP for ACSR PANTHER,2BOLTED | Nos.
| PG CLAMP for ACSR PANTHER,3BOLTED | Nos.
| L PAD Clamp for ACSR Zebra | Nos.
| Pad clamp for Moose (straight) | Nos.
33 | 3 bolted PG clamp
i | ACSR Panther | Nos
ii | AAAC Moose | Nos
iii | ACSR Zebra | Nos
34 | Isolator pad clamps
i | 132 kV
| AAAC Moose | Nos
| ACSR Zebra | Nos
33 kV
i | ACSR Zebra | Nos
35 | T clamp
i | 132 kV
| AAAC Moose | Nos
36 | L Pad clamp
i | ACSR Zebra | Nos
37 | Straight clamp Alluminium for 25 mm bimetallic
i | ACSR Zebra | Nos
Transformer Bushing
i | 220KV | Nos
ii | 132KV | Nos
iii | 33KV | Nos
iv | 33 KV Insulator type | Nos
26 | Transformer Oil | Barrel/ Drum
31 | DG Set-80KVA (Medium to Large 132kV Grid S/S) | Nos
| DG Set-160KVA (Medium to Large 220/132/33kV Grid S/S) | Nos
32 | 33KV Capacitor Bank | Set
42 | SF6 Gas Cylinder | KG / Nos.
25 | Dew point meter series VD72-H2 | Nos.
Other T&P
39 | Polypropelene rope
i | 12 mm | kg
ii | 20 mm | kg
40 | Portable foldable ladder
i | 23.6 feet | Nos
41 | Earth resistance kit | Nos
31 | T&P for Disaster Response & Resileinece
i | Man Lifter | Nos.
| Conductor Cutter, Hardwares & Quick fitting tools | Nos.
| Switchyard Lights including water proof junction box | Nos.
| AC Distribution Board | Nos.
| Distilled Water Plant of 10Ltr/Hr for Battery banks | Nos.
| Emergency Light ( Aska Light) | Nos.
Testing & Measurement Equipment
| Transformer BDV Kit | Nos.
| EHV Detector | Nos.
| Thermovision Camera | Nos.
| Digital Earth Tester | Nos.
| Transformer Turn Ratio Measurement Kit | Nos.
| Tan Delta Measurement Kit | Nos.
| Relay Testing Kit( Omicron) | Nos.
Note on B156: Author: Numbers of strings to be checked
Note on B161: Author: Numbers and strings to be checked
Note on B169: Author: Check