## T-1
[18 empty] | OERC | FORM T-1
Licencee-TPWODL
ASSESSMENT OF CONSUMPTION FOR THE ENSUING YEAR
|  |  | PREVIOUS YEAR |  |  |  | 1st SIX MONTH CURRENT YEAR |  |  |  | CURRENT YEAR PROJECTED |  |  |  | ENSUING YEAR | [6 empty] | ENSUING YEAR (APPROVED)
SL No. | CATEGORY OF CONSUMERS | VOLTAGE OF SUPPLY | No of Cons. as on 1st April of the Pr. year-2021-22 | Contract Demand (KW/ KVA) | Consumption (MU)-KVAH | Consumption (MU) | No. of Consumers as on 1st April of the Curr.-yr-22-23 | Contract Demand (KW/KVA) | Consumption (MU)-KVAH | Consumption (MU) KWH | Contract Demand (KW/KVA) | Consumption (MU)-KVAH | Consumption (MU) KWH | Percentage rise Annual % | No. of Consumers as on 1st April of the Ensuing-Yr-23-24 | Contract Demand (KW/KVA) | Consumption (MU)-KVAH | Anticipated Consumption (MU) KWh | Percentage rise Annual % | No. of | Contract | Anticipated | Percentage | Anticipated
No. | OF |  |  | Demand |  |  | Consumers | Demand |  | Consumption | Demand |  | Consumption |  | Consumers | Demand |  | Consumption |  | Consumers | Demand | Consumption | rise Annual | Rebateable Units
| CONSUMERS | [5 empty] | as on 1st April | [7 empty] | as on 1st April |  |  |  |  | as on 1st April |  |  |  | in the ensuing year
|  |  |  | (MW) |  | (MU) | of the | (KW/KVA) |  | (MU) | (KW/KVA) |  | (MU) | (%) | of the | (KW/KVA) |  | (MU) | (%) | of the | (MW) | (MU) | (%) | (MU)
[7 empty] | Ensg. yr-2000-01 | [7 empty] | Ensg. yr-2000-01 |  |  |  |  | ensuing year
1 | 2 | 3 | 4 | 5 |  | 6 | 7 | 8 | 9 | 10 | 11 | 12 | 13 | 14 | 15 | 16 | 17 | 18 | 19 | 16 | 17 | 18 | 19 | 20
2021-22
| LT CATEGORY (A.C.) | [23 empty] | SAUBHAGYA & other village electrification scheme
1 | DOMESTIC | LT | 1869420 | 1692387.18 |  | Ensg. yr-2000-01 7: 1901257; Ensg. yr-2000-01 8: 1711188.583; Ensg. yr-2000-01 11: 2094956.585; Ensg. yr-2000-01 15: 2001229; Ensg. yr-2000-01 16: 2224956.585
I) | Kutirjyoti<=30KWH |  | 166958 | 73715.19 |  | 6: 45.554; Ensg. yr-2000-01 7: 136562; Ensg. yr-2000-01 8: 53621.29; Ensg. yr-2000-01 10: 13.6374; Ensg. yr-2000-01 11: 53621.95; Ensg. yr-2000-01 13: 26; Ensg. yr-2000-01 14: -42.92%; Ensg. yr-2000-01 15: 126562; Ensg. yr-2000-01 16: 63281; Ensg. yr-2000-01 18: 30; Ensg. yr-2000-01 19: 15.38% | BPL Con-Saubhagya | 126562
ii) | Others
| 0<=50 KWH |  |  |  |  | 6: 202.2155; Ensg. yr-2000-01 10: 98.7696; Ensg. yr-2000-01 13: 177.9061; Ensg. yr-2000-01 18: 234.2811 | MU to be sold | 140
| >50<=200 |  |  |  |  | 6: 679.7789; Ensg. yr-2000-01 10: 392.5549; Ensg. yr-2000-01 13: 707.0793; Ensg. yr-2000-01 18: 802.161
| >200<=400 |  |  |  |  | 6: 422.0811; Ensg. yr-2000-01 10: 263.3305; Ensg. yr-2000-01 13: 474.3172; Ensg. yr-2000-01 18: 487.9748
| More than 400 KWH (SLAB) |  |  |  |  | 6: 479.4205; Ensg. yr-2000-01 10: 300.1833; Ensg. yr-2000-01 13: 549.0473; Ensg. yr-2000-01 18: 559.5832
| Total Domestic |  | 2036378 | 1766102.37 |  | 6: 1829.05; Ensg. yr-2000-01 7: 2037819; Ensg. yr-2000-01 8: 1764809.873; Ensg. yr-2000-01 10: 1068.4756; Ensg. yr-2000-01 11: 2148578.535; Ensg. yr-2000-01 13: 1934.35; Ensg. yr-2000-01 14: 5.757%; Ensg. yr-2000-01 15: 2127791; Ensg. yr-2000-01 16: 2288237.585; Ensg. yr-2000-01 18: 2114; Ensg. yr-2000-01 19: 9.287%
2 | General Purpose<100 Kw | LT
All Units if cons. within
| 0-100 KWH |  |  |  |  | 6: 20.1856; Ensg. yr-2000-01 10: 9.2852; Ensg. yr-2000-01 13: 17.6241; Ensg. yr-2000-01 18: 18.2116
| >100<=300 |  |  |  |  | 6: 46.8462; Ensg. yr-2000-01 10: 26.6505; Ensg. yr-2000-01 13: 50.5852; Ensg. yr-2000-01 18: 52.2713
| More than 300 KWH(SLAB) |  |  |  |  | 6: 311.5232; Ensg. yr-2000-01 10: 201.1445; Ensg. yr-2000-01 13: 381.7907; Ensg. yr-2000-01 18: 394.5171
| Total General Purpose (<100kw) |  | 81231 | 262253.85 |  | 6: 378.555; Ensg. yr-2000-01 7: 85870; Ensg. yr-2000-01 8: 293928.91; Ensg. yr-2000-01 10: 237.0802; Ensg. yr-2000-01 11: 311816.7204; Ensg. yr-2000-01 13: 450; Ensg. yr-2000-01 14: 18.87%; Ensg. yr-2000-01 15: 109931; Ensg. yr-2000-01 16: 326816.7204; Ensg. yr-2000-01 18: 465; Ensg. yr-2000-01 19: 3.333%
3 | Irrigation Pumping and Agriculture | LT | 66075 | 222195 |  | 6: 420.245; Ensg. yr-2000-01 7: 73278; Ensg. yr-2000-01 8: 230693.8551; Ensg. yr-2000-01 10: 217.9225; Ensg. yr-2000-01 11: 256069.0425; Ensg. yr-2000-01 13: 425; Ensg. yr-2000-01 14: 1.131%; Ensg. yr-2000-01 15: 90314; Ensg. yr-2000-01 16: 281444.2299; Ensg. yr-2000-01 18: 449.849; Ensg. yr-2000-01 19: 5.847%
4 | Allied Agricultural Activities | LT | 293 | 3621 |  | 6: 6.7868; Ensg. yr-2000-01 7: 381; Ensg. yr-2000-01 8: 4811.228; Ensg. yr-2000-01 10: 4.9057; Ensg. yr-2000-01 11: 5285.938; Ensg. yr-2000-01 13: 7; Ensg. yr-2000-01 14: 3.141%; Ensg. yr-2000-01 15: 551; Ensg. yr-2000-01 16: 5760.648; Ensg. yr-2000-01 18: 7.2; Ensg. yr-2000-01 19: 2.857%
5 | Allied Agro-Industrial Activities | LT | 78 | 1608 |  | 6: 3.3409; Ensg. yr-2000-01 7: 115; Ensg. yr-2000-01 8: 2102.662; Ensg. yr-2000-01 10: 1.6573; Ensg. yr-2000-01 11: 2178; Ensg. yr-2000-01 13: 3.5; Ensg. yr-2000-01 14: 4.761%; Ensg. yr-2000-01 15: 121; Ensg. yr-2000-01 16: 2253.338; Ensg. yr-2000-01 18: 3.6; Ensg. yr-2000-01 19: 2.857%
6 | Public Lighting | LT | 2523 | 10155 |  | 6: 39.3061; Ensg. yr-2000-01 7: 3142; Ensg. yr-2000-01 8: 11912.903; Ensg. yr-2000-01 10: 24.5331; Ensg. yr-2000-01 11: 12281.3965; Ensg. yr-2000-01 13: 44; Ensg. yr-2000-01 14: 11.94%; Ensg. yr-2000-01 15: 3335; Ensg. yr-2000-01 16: 12649.89; Ensg. yr-2000-01 18: 45; Ensg. yr-2000-01 19: 2.273%
7 | L.T. Industrial (S) Supply | LT | 3793 | 37388 |  | 6: 19.4781; Ensg. yr-2000-01 7: 3845; Ensg. yr-2000-01 8: 38224.9108; Ensg. yr-2000-01 10: 11.0749; Ensg. yr-2000-01 11: 38263.6223; Ensg. yr-2000-01 13: 21; Ensg. yr-2000-01 14: 7.813%; Ensg. yr-2000-01 15: 3836; Ensg. yr-2000-01 16: 38302.3338; Ensg. yr-2000-01 18: 22; Ensg. yr-2000-01 19: 4.762%
8 | L.T. Industrial (M) Supply | LT | 1382 | 67280 |  | 6: 66.3553; Ensg. yr-2000-01 7: 1428; Ensg. yr-2000-01 8: 69486.333; Ensg. yr-2000-01 10: 33.3264; Ensg. yr-2000-01 11: 69176.393; Ensg. yr-2000-01 13: 67; Ensg. yr-2000-01 14: 0.9716%; Ensg. yr-2000-01 15: 1432; Ensg. yr-2000-01 16: 68866.453; Ensg. yr-2000-01 18: 69; Ensg. yr-2000-01 19: 2.985%
9 | Specified Public Purpose <100 kw | LT | 10563 | 32152 |  | 6: 43.3029; Ensg. yr-2000-01 7: 12484; Ensg. yr-2000-01 8: 35393.533; Ensg. yr-2000-01 10: 32.9577; Ensg. yr-2000-01 11: 36805.163; Ensg. yr-2000-01 13: 65; Ensg. yr-2000-01 14: 50.11%; Ensg. yr-2000-01 15: 13459; Ensg. yr-2000-01 16: 38216.793; Ensg. yr-2000-01 18: 68; Ensg. yr-2000-01 19: 4.615%
10 | Public Water Works <100 KW |  | 4299 | 25885 |  | 6: 62.2607; Ensg. yr-2000-01 7: 4559; Ensg. yr-2000-01 8: 29032.1346; Ensg. yr-2000-01 10: 30.5058; Ensg. yr-2000-01 11: 30762.7696; Ensg. yr-2000-01 13: 63; Ensg. yr-2000-01 14: 1.187%; Ensg. yr-2000-01 15: 4762; Ensg. yr-2000-01 16: 32493.4046; Ensg. yr-2000-01 18: 65; Ensg. yr-2000-01 19: 3.175%
11 | Public Water Works >=100 KW |  | 10 | 1775 |  | 6: 4.8842; Ensg. yr-2000-01 7: 19; Ensg. yr-2000-01 8: 1937.5; Ensg. yr-2000-01 10: 3.2367; Ensg. yr-2000-01 11: 1180.04; Ensg. yr-2000-01 13: 5; Ensg. yr-2000-01 14: 2.371%; Ensg. yr-2000-01 15: 25; Ensg. yr-2000-01 16: 422.58; Ensg. yr-2000-01 18: 5.2; Ensg. yr-2000-01 19: 4%
12 | General Purpose >=100 Kva | LT | 1 | 200 |  | 6: 0; Ensg. yr-2000-01 7: 2; Ensg. yr-2000-01 8: 322; Ensg. yr-2000-01 10: 0.13052; Ensg. yr-2000-01 11: 321; Ensg. yr-2000-01 13: 0.15; Ensg. yr-2000-01 14: #DIV/0!; Ensg. yr-2000-01 15: 2; Ensg. yr-2000-01 16: 320; Ensg. yr-2000-01 18: 0.151; Ensg. yr-2000-01 19: 0.6667%
13 | Large Industry | LT |  |  |  | 6: 0; Ensg. yr-2000-01 10: 0; Ensg. yr-2000-01 14: #DIV/0!; Ensg. yr-2000-01 19: #DIV/0!
| Total LT-----> |  | 2206626 | 2430615.22 |  | 6: 2873.5651; Ensg. yr-2000-01 7: 2222942; Ensg. yr-2000-01 8: 2482655.8425; Ensg. yr-2000-01 10: 1665.8065; Ensg. yr-2000-01 11: 2912718.6203; Ensg. yr-2000-01 13: 3085; Ensg. yr-2000-01 14: 7.358%; Ensg. yr-2000-01 15: 2355559; Ensg. yr-2000-01 16: 3095783.9757; Ensg. yr-2000-01 18: 3314; Ensg. yr-2000-01 19: 7.423%
| HT Category | [23 empty] | 2386.174 | 2533.415 | 2850.915
14 | Bulk Supply - Domestic | HT | 26 | 9453 |  | 13.4096 | 28 | 9518.7778 | 8.4257 | 8.4257 | 9657.2778 | 14 | 14 | 4.403% | 28 | 9795.7778 | 14.5 | 14.5 | 3.571% | [5 empty] | 2873.5651 | 3085 | 3314
15 | Irrigation Pumping and Agriculture | HT | 28 | 87645 | 46.0691 | 45.6084 | 34 | 111482.2222 | 14.7512 | 14.7512 | 118225.2222 | 50 | 50 | 9.629% | 37 | 124968.2222 | 60 | 60 | 20% | [5 empty] | 487.3911 | 551.585 | 463.085
16 | Allied Agricultural Activities | HT | 7 | 1666.8 |  | 3.6295 | 7 | 1666.8 | 2.2534 | 2.2534 | 1666.8 | 4.5 | 4.5 | 23.98% | 7 | 1666.8 | 5 | 5 | 11.11%
17 | Allied Agro-Industrial Activities | HT | 12 | 2296.8 |  | 4.7194 | 14 | 2926.8 | 3.3025 | 3.3025 | 2926.8 | 7 | 7 | 48.32% | 14 | 2926.8 | 7.2 | 7.2 | 2.857%
18 | Specified Public Purpose | HT | 59 | 24994.2278 |  | 21.5299 | 64 | 26451.8889 | 17.5585 | 17.5585 | 27617.4444 | 35 | 35 | 62.56% | 71 | 28783 | 36 | 36 | 2.857%
19 | General Purpose>70 Kva <110 Kva | HT |  |  |  | Ensg. yr-2000-01 7: 2; Ensg. yr-2000-01 8: 428; Ensg. yr-2000-01 9: 0.10139; Ensg. yr-2000-01 10: 0.10139; Ensg. yr-2000-01 11: 289; Ensg. yr-2000-01 12: 0.2; Ensg. yr-2000-01 13: 0.2; Ensg. yr-2000-01 15: 1; Ensg. yr-2000-01 16: 150; Ensg. yr-2000-01 17: 0.1; Ensg. yr-2000-01 18: 0.1
20 | General Purpose >=110 Kva | HT | 142 | 54479 |  | 128.1477 | 172 | 62167.7133 | 82.6696 | 82.6696 | 64280.1578 | 160 | 160 | 24.86% | 198 | 66392.6022 | 168 | 168 | 5%
21 | H.T. Industrial (M) Supply | HT | 0 | 0 |  | 0 | 0 | 0 |  | 0 | 0 |  | 0 | #DIV/0! | 0 | 0 | 0 | 0 | #DIV/0!
22 | Public Water Works & Sweage Pumping | HT | 35 | 12561 |  | 33.4025 | 46 | 15398.3333 | 21.2357 | 21.2357 | 16514.6111 | 42 | 42 | 25.74% | 51 | 17630.8889 | 43 | 43 | 2.381%
23 | Large Industry | HT | 651 | 302011 |  | 951.9852 | 702 | 330274.3267 | 521.6665 | 500.7998 | 337901.5244 | 990.3125 | 950.7 | -0.135% | 734 | 345528.7222 | 1026.0417 | 985 | 3.608%
| Sale through Special Tariff (@ 4.30) | HT |  |  |  | Ensg. yr-2000-01 9: 5.2083; Ensg. yr-2000-01 10: 5; Ensg. yr-2000-01 12: 10.4167; Ensg. yr-2000-01 13: 10; Ensg. yr-2000-01 14: #DIV/0!; Ensg. yr-2000-01 17: 15.625; Ensg. yr-2000-01 18: 15; Ensg. yr-2000-01 19: 50%
24 | Power Intensive Industry | HT | 13 | 93490 |  | 502.7909 | 13 | 92680 | 288.2981 | 283.4258 | 94115 | 589.9705 | 580 | 15.36% | 13 | 95550 | 620.4862 | 610 | 5.172%
25 | Mini Steel Plant | HT | 4 | 29500 |  | 136.4383 | 4 | 29500 | 82.7298 | 81.7619 | 29500 | 168.5723 | 166.6 | 22.11% | 4 | 29500 | 177.0717 | 175 | 5.042%
26 | Railway Traction | HT | 1 | 11000 |  | 6: 1.5168; Ensg. yr-2000-01 7: 0; Ensg. yr-2000-01 8: 0; Ensg. yr-2000-01 10: 0; Ensg. yr-2000-01 11: 0; Ensg. yr-2000-01 12: 0; Ensg. yr-2000-01 13: 0; Ensg. yr-2000-01 14: -100%; Ensg. yr-2000-01 17: 1e-06; Ensg. yr-2000-01 18: 1e-06
27 | Emerg. Supply to CPP | HT | 0 | 0 |  | 6: 0; Ensg. yr-2000-01 7: 0; Ensg. yr-2000-01 8: 0; Ensg. yr-2000-01 10: 0; Ensg. yr-2000-01 11: 0; Ensg. yr-2000-01 12: 0; Ensg. yr-2000-01 13: 0; Ensg. yr-2000-01 14: #DIV/0!; Ensg. yr-2000-01 18: 1e-06
28 | Colony Consumption | HT |  |  |  | 6: 4.475; Ensg. yr-2000-01 9: 3.8098; Ensg. yr-2000-01 10: 3.8098; Ensg. yr-2000-01 12: 5; Ensg. yr-2000-01 13: 5; Ensg. yr-2000-01 14: 11.73%; Ensg. yr-2000-01 17: 4.2; Ensg. yr-2000-01 18: 4.2; Ensg. yr-2000-01 19: -16%
| Total HT -----> |  | 978 | 629096.8278 |  | 1847.6532 | 1086 | 682494.8622 | 1052.0105 | 1025.0954 | 702693.8378 | 2076.972 | 2025 | 9.598% | 1158 | 722892.8133 | 2177.2246 | 2123 | 4.84% | [5 empty] | 1465.91 | 1440 | 1508.13
| EHT Category | [23 empty] | 1847.6532 | 2025 | 2123
29 | General Purpose | EHT | 1 | 110 |  | 6: 0.16318 | 381.7432 | 585 | 614.87
30 | Large Industry | EHT | 10 | 97250 |  | 304.6146 | 10 | 104750 | 192.8592 | 188.3849 | 165750 | 340.9091 | 333 | 9.318% | 14 | 226750 | 358.3129 | 350 | 5.105%
| Sale through Special Tariff (@ 4.30) |  |  |  |  | Ensg. yr-2000-01 9: 62.4488; Ensg. yr-2000-01 10: 61; Ensg. yr-2000-01 12: 150.4914; Ensg. yr-2000-01 13: 147; Ensg. yr-2000-01 14: #DIV/0!; Ensg. yr-2000-01 17: 153.5627; Ensg. yr-2000-01 18: 150; Ensg. yr-2000-01 19: 2.041%
31 | Railway Traction | EHT | 15 | 206000 |  | 639.0027 | 18 | 257000 | 422.7893 | 406.7233 | 266500 | 834.7193 | 803 | 25.66% | 18 | 276000 | 878.3784 | 845 | 5.23%
32 | Heavy Industry | EHT | 3 | 248556 |  | 446.2425 | 3 | 248556 | 434.9318 | 404.965 | 248556 | 805.4989 | 750 | 68.07% | 3 | 248556 | 698.099 | 650 | -13.33%
33 | Power Intensive Industry * | EHT | 5 | 320278 |  | 620.4473 | 6 | 414667 | 525.105 | 510.7696 | 570084 | 766.7112 | 745.78 | 20.2% | 7 | 725501 | 995.6821 | 968.5 | 29.86%
| Sale through TPA | EHT |  |  |  | 6: 552; Ensg. yr-2000-01 9: 525.3418; Ensg. yr-2000-01 10: 511; Ensg. yr-2000-01 12: 2158.939; Ensg. yr-2000-01 13: 2100; Ensg. yr-2000-01 14: 280.4%; Ensg. yr-2000-01 17: 2056.1324; Ensg. yr-2000-01 18: 2000; Ensg. yr-2000-01 19: -4.762%
34 | Mini Steel Plant | EHT | 1 | 5000 |  | 6.7701 | 1 | 5000 | 3.6611 | 3.6318 | 5000 | 7.2782 | 7.22 | 6.645% | 1 | 5000 | 7.5605 | 7.5 | 3.878%
35 | Emerg. Supply to CPP | EHT | 2 | 8000 |  | 3.4121 | 1 | 5000 | 4.4142 | 4.2032 | 5000 | 5.251 | 5 | 46.54% | 1 | 5000 | 2.1004 | 2 | -60%
36 | Colony Consumption | EHT |  |  |  | 6: 61.929; Ensg. yr-2000-01 9: 35.9037; Ensg. yr-2000-01 10: 35.9037; Ensg. yr-2000-01 12: 70; Ensg. yr-2000-01 13: 70; Ensg. yr-2000-01 17: 72; Ensg. yr-2000-01 18: 72; Ensg. yr-2000-01 19: 2.857%
| Total EHT -----> |  | 37 | 885194 |  | 2634.5815 | 39 | 1034973 | 2207.4549 | 2126.5815 | 1260890 | 5139.7982 | 4961 | 88.3% | 44 | 1486807 | 5221.8283 | 5045 | 1.693%
| GRAND TOTAL |  | 2207641 | 3944906.0478 |  | 6: 7355.7998; Ensg. yr-2000-01 7: 2224067; Ensg. yr-2000-01 8: 4200123.7047; Ensg. yr-2000-01 10: 4817.4833; Ensg. yr-2000-01 11: 4876302.4581; Ensg. yr-2000-01 13: 10071; Ensg. yr-2000-01 14: 36.91%; Ensg. yr-2000-01 15: 2356761; Ensg. yr-2000-01 16: 5305483.789; Ensg. yr-2000-01 18: 10482; Ensg. yr-2000-01 19: 4.081%
37 | Power Purchase in (MU) |  |  |  |  | 6: 9313.2066; Ensg. yr-2000-01 10: 6346.5335; Ensg. yr-2000-01 13: 12300; Ensg. yr-2000-01 18: 12800
38 | Lost Units (MU) |  |  |  |  | 6: 1957.4068; Ensg. yr-2000-01 10: 1529.0501; Ensg. yr-2000-01 13: 2229; Ensg. yr-2000-01 18: 2318
39 | Dist. Loss in (%) |  |  |  |  | 6: 21.02%; Ensg. yr-2000-01 10: 24.09%; Ensg. yr-2000-01 13: 18.12%; Ensg. yr-2000-01 18: 18.11%; Ensg. yr-2000-01 19: -0.01258%
40 | Collection Efficiency(%) |  |  |  |  | 6: 92.93%; Ensg. yr-2000-01 10: 94.64%; Ensg. yr-2000-01 13: 97.2%; Ensg. yr-2000-01 18: 99%
41 | AT & C Loss (%) |  |  |  |  | 6: 26.6%; Ensg. yr-2000-01 10: 28.16%; Ensg. yr-2000-01 13: 20.41%; Ensg. yr-2000-01 18: 18.93%; Ensg. yr-2000-01 19: -1.486%
|  |  |  | Billing |  | 6: 2021-22; Ensg. yr-2000-01 8: Billing; Ensg. yr-2000-01 9: 2022-23; Ensg. yr-2000-01 11: Billing; Ensg. yr-2000-01 13: 2022-23; Ensg. yr-2000-01 16: Billing; Ensg. yr-2000-01 18: 2023-24
|  |  |  | LT |  | 6: 2873.5651; Ensg. yr-2000-01 8: LT; Ensg. yr-2000-01 9: 1665.8065; Ensg. yr-2000-01 11: LT; Ensg. yr-2000-01 13: 3085; Ensg. yr-2000-01 16: LT; Ensg. yr-2000-01 17: 6.91%; Ensg. yr-2000-01 18: 3314; Ensg. yr-2000-01 19: 1066.6667
|  |  |  | HT |  | 6: 1847.6532; Ensg. yr-2000-01 8: HT; Ensg. yr-2000-01 9: 1052.0105; Ensg. yr-2000-01 11: HT; Ensg. yr-2000-01 13: 2025; Ensg. yr-2000-01 16: HT; Ensg. yr-2000-01 17: 4.616%; Ensg. yr-2000-01 18: 2123
[6 empty] | 4721.2183 |  |  | 2717.817 |  |  |  | 5110 |  |  |  |  | 5437
|  |  |  | EHT |  | 6: 2634.5815; Ensg. yr-2000-01 8: EHT; Ensg. yr-2000-01 9: 2207.4549; Ensg. yr-2000-01 11: EHT; Ensg. yr-2000-01 13: 4961; Ensg. yr-2000-01 15: 2010.8696; Ensg. yr-2000-01 16: EHT; Ensg. yr-2000-01 17: 1.665%; Ensg. yr-2000-01 18: 5045
1998
|  |  |  | INPUT |  | 6: 9313.2066; Ensg. yr-2000-01 11: INPUT; Ensg. yr-2000-01 13: 12300; Ensg. yr-2000-01 16: INPUT; Ensg. yr-2000-01 17: 3.906%; Ensg. yr-2000-01 18: 12800
|  |  |  | Input for LT & HT |  | 6: 6678.6251; Ensg. yr-2000-01 7: 552; Ensg. yr-2000-01 11: Input for LT & HT; Ensg. yr-2000-01 13: 7339; Ensg. yr-2000-01 16: Input for LT & HT; Ensg. yr-2000-01 18: 7755
[6 empty] | 29.31% | [6 empty] | 30.37% |  |  |  |  | 29.89%
[13 empty] | 35% |  |  |  |  | 33%
168000000
777600000
0.21605

## T-2(21-22)
| Licencee:-TPWODL | [8 empty] | OERC | FORM T-2
Consumption/Billing figures for DOMESTIC Consumers for the Previous year
A. | Domestic Consumers | URBAN
[5 empty] | UNITS BILLED IN MU |  |  | (FOR THE PERIOD OF REPORT)
| Sale in the slab rates -> | No. of Consumer 1st April of the Current Year | Total connected Load in KW |  | * MONTHLY CONSUMPTION SLAB
|  |  |  | 0-30KWH (Only for Kutir Jyoti) | 0-50 KWH | >50 <= 200KWH | >200 <= 400KWH | >400KWH | Total Energy Billed | Total Revenue Billed | Current Revenue Realised
C.D.In KW
1 | 1.0 | 96057 | 78960.89 |  | 11.6841 | 52.012 | 22.07 | 20.5913 | 106.3574 | 4661.8296 | 2221.2463
2 | 2.0 | 136412 | 238738.89 |  | 8.5017 | 93.5218 | 90.3731 | 69.8639 | 262.2604 | 11321.7112 | 8005.9669
3 | 3.0 | 69271 | 180510.03 |  | 3.4026 | 43.6478 | 60.9547 | 61.0688 | 169.0738 | 7689.8011 | 5727.8601
4 | 4 | 23454 | 80858.28 |  | 0.87536 | 14.225 | 22.1067 | 29.2985 | 66.5056 | 3103.3004 | 2601.5129
5 | More than 4 KW | 17509 | 95931.78 |  | 0.34321 | 7.6166 | 17.4713 | 53.6286 | 79.0597 | 4225.4141 | 3700.1239
6 | SUB-TOTAL | 342703 | 674999.87 |  | 24.807 | 211.0232 | 212.9758 | 234.4509 | 683.2569 | 31002.0565 | 22256.7101
7 | Large domestic consumers 11/33 KV Supply | 25 | 8810 |  |  |  |  | 13.736 | 13.736 | 67.9602 | 649.1027
8 | SUB-TOTAL | 25 | 8810 |  |  |  |  | 13.736 | 13.736 | 67.9602 | 649.1027
9 | No of Kutir Jyoti Cons.
10 | Consumption/KJ conn. | [7 empty] | 0
11 | Total Consmption(KJ) |  |  |  | 0 | 0 | 0 | 0 | 0 | 0 | 0
12 | TOTAL (URBAN) | 342728 | 683809.87 |  | 24.807 | 211.0232 | 212.9758 | 248.1869 | 696.9929 | 31070.0167 | 22905.8128
B. | Domestic Consumers | RURAL
[5 empty] | UNITS BILLED IN MU |  |  | (FOR THE PERIOD OF REPORT)
| Sale in the slab rates -> | No. of Consumer 1st April of the Current Year | Total connected Load in KW |  | * MONTHLY CONSUMPTION SLAB
|  |  |  | 0-30KWH (Only for Kutir Jyoti) | 0-50 KWH | >50 <= 200KWH | >200 <= 400KWH | >400KWH | Total Energy Billed | Total Revenue Billed | Current Revenue Realised
C.D.In KW
1 | 1.0 | 1232535 | 563122.29 |  | 155.7906 | 321.4575 | 106.0435 | 130.5572 | 713.8488 | 35056.2197 | 7879.1245
2 | 2.0 | 204961 | 263437.9 |  | 16.8005 | 103.613 | 53.4705 | 41.5438 | 215.4278 | 10548.7517 | 3779.0617
3 | 3.0 | 76047 | 141281.06 |  | 4.4211 | 37.9197 | 40.0298 | 36.0977 | 118.4683 | 5573.7816 | 2163.7126
4 | 4 | 7553 | 18913.21 |  | 0.26097 | 3.5906 | 5.5018 | 6.9671 | 16.3206 | 791.2027 | 540.0135
5 | More than 4 KW | 5593 | 21402.85 |  | 0.13533 | 2.1748 | 4.0596 | 15.4029 | 21.7726 | 1045.4617 | 899.4702
6 | SUB-TOTAL | 1526689 | 1008157.31 |  | 177.4086 | 468.7557 | 209.1052 | 230.5686 | 1085.8381 | 53015.4174 | 15261.3825
7 | Large domestic consumers 11/33 KV Supply | 3 | 420 |  |  |  |  | 0.665 | 0.665 | 3.2304 | 29.1422
8 | SUB-TOTAL | 3 | 420 |  |  |  |  | 0.665 | 0.665 | 3.2304 | 29.1422
9 | No of Kutir Jyoti Cons. | 166958 | 73715.19
10 | Consumption/KJ conn.
11 | Total Consmption(KJ) |  |  | 45.554 | 0 | 0 | 0 | 0 | 0 | 1219.026 | 300.65
12 | TOTAL (RURAL) | 1693650 | 1082292.5 | 45.554 | 177.4086 | 468.7557 | 209.1052 | 231.2336 | 1086.5031 | 54237.6737 | 15591.1748
| TOTAL (Urban + Rural) | 2036378 | 1766102.37 | 45.554 | 202.2155 | 679.7789 | 422.0811 | 479.4205 | 1783.496 | 85307.6904 | 38496.9876
No. of Domestic Consumers and consumption 1st April of the Current Year
|  | Billing as per Actual Meter Reading |  |  |  | Unmetered supply |  |  |  | supply with defective meters
|  | URBAN |  | RURAL |  | URBAN |  | RURAL |  | URBAN |  | RURAL
|  | No Of Consumers | Consumption | No Of Consumers | Consumption | No Of Consumers | Consumption | No Of Consumers | Consumption | No Of Consumers | Consumption | No Of Consumers | Consumption
1 | Kutir Jyoti Consumers |  |  | 63553 | 3.4803 | [6 empty] | 103405 | 42.0737
C.D.In KW
2 | 1.0 | 72144 | 76.4158 | 759141 | 400.6327 |  |  |  |  | 23913 | 29.6163 | 473394 | 313.2162
3 | 2.0 | 104868 | 186.4876 | 136808 | 120.158 |  |  |  |  | 31544 | 75.8324 | 68153 | 95.2698
4 | 3.0 | 56369 | 123.4276 | 60068 | 64.884 |  |  |  |  | 12902 | 45.6467 | 15979 | 53.5843
5 | 4 | 19302 | 51.5104 | 5878 | 10.2192 |  |  |  |  | 4152 | 14.9956 | 1675 | 6.1014
6 | More than 4 KW | 15803 | 74.1821 | 4554 | 13.4483 |  |  |  |  | 1731 | 18.8779 | 1042 | 8.9892
7 | Total | 268486 | 512.0236 | 966449 | 609.3422 |  |  |  |  | 74242 | 184.9689 | 560243 | 477.1609

## T-2(1st six mth)
| Licencee:-TPWODL | [8 empty] | OERC | FORM T-2
Consumption/Billing figures for DOMESTIC Consumers for 1st 6 months of the current year
A. | Domestic Consumers | URBAN
[5 empty] | UNITS BILLED IN MU |  |  | (FOR THE PERIOD OF REPORT)
| Sale in the slab rates -> | No. of Consumer 1st April of the Current Year | Total connected Load in KW |  | * MONTHLY CONSUMPTION SLAB
|  |  |  | 0-30KWH (Only for Kutir Jyoti) | 0-50 KWH | >50 <= 200KWH | >200 <= 400KWH | >400KWH | Total Energy Billed | Total Revenue Billed | Current Revenue Realised
C.D.In KW
1 | 1.0 | 103627 | 84526.66 |  | 80.8768 | 202.9632 | 78.0303 | 49.9617 | 411.8321 | 18451.32 | 9305.99
2 | 2.0 | 137960 | 239090.29 |  | 7.3111 | 62.4689 | 34.0389 | 28.6145 | 132.4335 | 6243.09 | 4700.51
3 | 3.0 | 68760 | 177981.52 |  | 1.8736 | 23.9644 | 25.8516 | 22.2452 | 73.9348 | 3562.7 | 2910.01
4 | 4 | 23983 | 82917.067 |  | 0.091135 | 1.6561 | 4.129 | 5.6439 | 11.5201 | 637.56 | 575.76
5 | More than 4 KW | 18212 | 102245.876 |  | 0.056398 | 0.94566 | 2.6187 | 13.6156 | 17.2364 | 921.21 | 852.47
6 | SUB-TOTAL | 352542 | 686761.413 |  | 90.209 | 291.9984 | 144.6685 | 120.081 | 646.9569 | 29815.88 | 18344.74
7 | Large domestic consumers 11/33 KV Supply | 24 | 8748 |  |  |  |  | 0.2736 | 0.2736 | 409.4316 | 2.8596
8 | SUB-TOTAL | 24 | 8748 |  |  |  |  | 0.2736 | 0.2736 | 409.4316 | 2.8596
9 | No of Kutir Jyoti Cons.
10 | Consumption/KJ conn.
11 | Total Consmption(KJ) |  |  |  | 0 | 0 | 0 | 0 | 0 | 0 | 0
12 | TOTAL (URBAN) | 352566 | 695509.413 |  | 90.209 | 291.9984 | 144.6685 | 120.3546 | 647.2305 | 30225.3116 | 18347.5996
B. | Domestic Consumers | RURAL
[5 empty] | UNITS BILLED IN MU |  |  | (FOR THE PERIOD OF REPORT)
| Sale in the slab rates -> | No. of Consumer 1st April of the Current Year | Total connected Load in KW |  | * MONTHLY CONSUMPTION SLAB
|  |  |  | 0-30KWH (Only for Kutir Jyoti) | 0-50 KWH | >50 <= 200KWH | >200 <= 400KWH | >400KWH | Total Energy Billed | Total Revenue Billed | Current Revenue Realised
C.D.In KW
1 | 1.0 | 1260662 | 576464.51 |  | 4.5702 | 28.143 | 15.6913 | 11.8527 | 60.2572 | 2959.16 | 1277.36
2 | 2.0 | 197334 | 250543.84 |  | 2.5982 | 46.3542 | 49.3529 | 56.75 | 155.0553 | 7592.52 | 4901.05
3 | 3.0 | 76863 | 142081.06 |  | 1.0061 | 18.3676 | 32.6684 | 45.0675 | 97.1096 | 4568.88 | 2770.72
4 | 4 | 7760 | 20418.61 |  | 0.26377 | 5.2332 | 12.6596 | 21.3501 | 39.5067 | 1915.24 | 1405.41
5 | More than 4 KW | 6072 | 26171.15 |  | 0.12224 | 2.4585 | 8.2898 | 44.8084 | 55.6789 | 2673.55 | 1871.26
6 | SUB-TOTAL | 1548691 | 1015679.17 |  | 8.5605 | 100.5566 | 118.662 | 179.8287 | 407.6078 | 19709.35 | 12225.8
7 | Large domestic consumers 11/33 KV Supply
8 | SUB-TOTAL | 0 | 0 |  | 0 | 0 | 0 | 0 | 0 | 0 | 0
9 | No of Kutir Jyoti Cons. | 136562 | 53621.29
10 | Consumption/KJ conn.
11 | Total Consmption(KJ) |  |  | 13.6374 | 0 | 0 | 0 | 0 | 0 | 369.93 | 67.88
12 | TOTAL (RURAL) | 1685253 | 1069300.46 | 13.6374 | 8.5605 | 100.5566 | 118.662 | 179.8287 | 407.6078 | 20079.28 | 12293.68
| TOTAL (Urban + Rural) | 2037819 | 1764809.873 | 13.6374 | 98.7696 | 392.5549 | 263.3305 | 300.1833 | 1054.8383 | 50304.5916 | 30641.2795
No. of Domestic Consumers and consumption 1st April of the Current Year
|  | Billing as per Actual Meter Reading |  |  |  | Unmetered supply |  |  |  | supply with defective meters
|  | URBAN |  | RURAL |  | URBAN |  | RURAL |  | URBAN |  | RURAL
|  | No Of Consumers | Consumption | No Of Consumers | Consumption | No Of Consumers | Consumption | No Of Consumers | Consumption | No Of Consumers | Consumption | No Of Consumers | Consumption
1 | Kutir Jyoti Consumers |  |  | 34424 | 0.21244 | [6 empty] | 102138 | 13.4249
C.D.In KW
2 | 1.0 | 70785 | 245.7957 | 683901 | 48.1764 |  |  |  |  | 32842 | 166.0364 | 576761 | 12.0808
3 | 2.0 | 109684 | 83.5414 | 130530 | 130.0871 |  |  |  |  | 28276 | 48.892 | 66804 | 24.9683
4 | 3.0 | 56726 | 46.6804 | 57110 | 82.1048 |  |  |  |  | 12034 | 27.2545 | 19753 | 15.0048
5 | 4 | 19918 | 8.3407 | 6119 | 34.8355 |  |  |  |  | 4065 | 3.1794 | 1641 | 4.6712
6 | More than 4 KW | 16064 | 11.4636 | 4866 | 50.5601 |  |  |  |  | 2172 | 6.0468 | 1206 | 5.1187
7 | Total | 273177 | 395.8219 | 882526 | 345.764 |  |  |  |  | 79389 | 251.409 | 666165 | 61.8438
|  |  | 647.2309 |  | 407.6078
|  |  | 0.2736 |  | 0
|  |  | 646.9573 |  | 407.6078
|  |  | 395.6546 |  | 345.764
|  |  | 251.3027 |  | 61.8438

## T-3(21-22)
| Licencee:-TPWODL | [6 empty] | OERC | FORM T-3
Consumption/Billing figures for General Purpose Consumers for the Previous year
A. | General purpose Consumers | URBAN
UNITS BILLED IN MU
| Sale in the slab rates -> | No. of Consumer 1st April of the Current Year | Total connected Load in KW | * MONTHLY CONSUMPTION SLAB
|  |  |  | 0-100 KWH | >100-300KWH | >300KWH | Total Energy Billed | Total Revenue Billed | Current Revenue Realised
C.D.In KW
1 | 1.0 | 26146 | 18879.51 | 8.2714 | 13.703 | 8.5337 | 30.5082 | 1961.3178 | 1273.7136
2 | 2.0 | 8615 | 15595.84 | 2.2314 | 6.0518 | 9.3685 | 17.6518 | 1167.8801 | 729.7914
3 | 3.0 | 4641 | 13014.21 | 1.002 | 3.514 | 9.1771 | 13.6931 | 923.0459 | 670.3545
4 | 4 | 1858 | 7028.99 | 0.33726 | 1.4939 | 5.3386 | 7.1697 | 491.1652 | 353.6012
5 | More than 4 KW | 7190 | 96521.72 | 0.48369 | 3.0116 | 126.1925 | 129.6878 | 10130.553 | 8374.1168
6 | SUB-TOTAL | 48450 | 151040.27 | 12.3258 | 27.7743 | 158.6105 | 198.7106 | 14673.9621 | 11401.5775
7 | Large GP consumers 11/33 KV Supply
8 | SUB-TOTAL | 0 | 0 | 0 | 0 | 0 | 0 | 0 | 0
9 | TOTAL (URBAN) | 48450 | 151040.27 | 12.3258 | 27.7743 | 158.6105 | 198.7106 | 14673.9621 | 11401.5775
B. | General purpose Consumers | RURAL
UNITS BILLED IN MU
| Sale in the slab rates -> | No. of Consumer 1st April of the Current Year | Total connected Load in KW | * MONTHLY CONSUMPTION SLAB
|  |  |  | 0-100 KWH | >100-300KWH | >300KWH | Total Energy Billed | Total Revenue Billed | Current Revenue Realised
C.D.In KW
1 | 1.0 | 16693 | 13444.95 | 5.2773 | 10.0948 | 6.0953 | 21.4674 | 1542.1964 | 721.2993
2 | 2.0 | 5971 | 10796.33 | 1.5112 | 4.2706 | 7.0791 | 12.8608 | 980.6196 | 440.3182
3 | 3.0 | 2488 | 6844.27 | 0.51847 | 1.8159 | 6.2958 | 8.6302 | 669.617 | 305.5289
4 | 4 | 961 | 3528.86 | 0.17724 | 0.69915 | 3.3437 | 4.2201 | 323.0452 | 181.3126
5 | More than 4 KW | 6668 | 76599.17 | 0.37568 | 2.1915 | 130.0988 | 132.6659 | 10022.7601 | 8511.0788
6 | SUB-TOTAL | 32781 | 111213.58 | 7.8599 | 19.0719 | 152.9127 | 179.8444 | 13538.2383 | 10159.5378
7 | Large GP consumers 11/33 KV Supply
8 | SUB-TOTAL | 0 | 0 | 0 | 0 | 0 | 0 | 0 | 0
9 | TOTAL (RURAL) | 32781 | 111213.58 | 7.8599 | 19.0719 | 152.9127 | 179.8444 | 13538.2383 | 10159.5378
| TOTAL (Urban + Rural) | 81231 | 262253.85 | 20.1856 | 46.8462 | 311.5232 | 378.555 | 28212.2004 | 21561.1153
No. of GP Consumer 1st April of the Current Year
|  | Billing as per Actual Meter Reading |  |  |  | Unmetered supply |  |  |  | supply with defective meters
|  | URBAN |  | RURAL |  | URBAN |  | RURAL |  | URBAN |  | RURAL
| C.D.In KW | No Of Consumers | Consumption | No Of Consumers | Consumption | No Of Consumers | Consumption | No Of Consumers | Consumption | No Of Consumers | Consumption | No Of Consumers | Consumption
1 | 1.0 | 24756 | 20.5459 | 13997 | 14.4915 |  |  |  |  | 3928 | 11.5892 | 3859 | 6.9759
2 | 2.0 | 6521 | 10.7514 | 4316 | 7.672 |  |  |  |  | 1311 | 7.8495 | 1385 | 5.1888
3 | 3.0 | 3480 | 8.8173 | 1837 | 4.7768 |  |  |  |  | 581 | 5.3966 | 492 | 3.8534
4 | 4 | 1443 | 4.562 | 730 | 2.4851 |  |  |  |  | 215 | 2.7849 | 153 | 1.735
5 | More than 4 KW | 5686 | 102.604 | 5215 | 96.2799 |  |  |  |  | 529 | 23.8099 | 797 | 36.386
6 | Total | 41886 | 147.2806 | 26095 | 125.7053 |  |  |  |  | 6564 | 51.43 | 6686 | 54.1392

## T-3(1st six mth)
| Licencee:-TPWODL | [6 empty] | OERC | FORM T-3
Consumption/Billing figures for General Purpose Consumers for 1st six months of the current year
A. | General purpose Consumers | URBAN
UNITS BILLED IN MU
| Sale in the slab rates -> | No. of Consumer 1st April of the Current Year | Total connected Load in KW | * MONTHLY CONSUMPTION SLAB
|  |  |  | 0-100 KWH | >100-300KWH | >300KWH | Total Energy Billed | Total Revenue Billed | Current Revenue Realised
C.D.In KW
1 | 1.0 | 27189 | 19850.77 | 3.858 | 8.5715 | 7.0789 | 19.5084 | 1337.6757 | 399.4058
2 | 2.0 | 9026 | 16508.81 | 0.97965 | 3.0982 | 6.6801 | 10.758 | 763.7828 | 244.5609
3 | 3.0 | 4914 | 13964.96 | 0.40564 | 1.7914 | 6.4545 | 8.6515 | 625.1758 | 174.4857
4 | 4 | 1937 | 7462.89 | 0.12922 | 0.65762 | 3.9053 | 4.6921 | 344.53 | 95.3905
5 | More than 4 KW | 7630 | 105383.07 | 0.19258 | 1.2686 | 81.4466 | 82.9077 | 6286.3221 | 1341.5695
6 | SUB-TOTAL | 50696 | 163170.5 | 5.5651 | 15.3873 | 105.5653 | 126.5178 | 9357.4864 | 2255.4124
7 | Large GP consumers 11/33 KV Supply
8 | SUB-TOTAL | 0 | 0 | 0 | 0 | 0 | 0 | 0 | 0
9 | TOTAL (URBAN) | 50696 | 163170.5 | 5.5651 | 15.3873 | 105.5653 | 126.5178 | 9357.4864 | 2255.4124
B. | General purpose Consumers | RURAL
UNITS BILLED IN MU
| Sale in the slab rates -> | No. of Consumer 1st April of the Current Year | Total connected Load in KW | * MONTHLY CONSUMPTION SLAB
|  |  |  | 0-100 KWH | >100-300KWH | >300KWH | Total Energy Billed | Total Revenue Billed | Current Revenue Realised
C.D.In KW
1 | 1.0 | 17406 | 14127.7 | 2.4978 | 6.7803 | 4.6196 | 13.8977 | 1046.8991 | 314.1114
2 | 2.0 | 6272 | 11665.65 | 0.71272 | 2.0492 | 5.5897 | 8.3516 | 655.3095 | 199.236
3 | 3.0 | 2743 | 7764.51 | 0.22787 | 0.98863 | 4.0372 | 5.2537 | 411.5756 | 118.0348
4 | 4 | 1008 | 3832.41 | 0.077902 | 0.33508 | 1.8894 | 2.3024 | 182.3214 | 51.7468
5 | More than 4 KW | 7745 | 93368.14 | 0.20375 | 1.11 | 79.4433 | 80.757 | 5919.888 | 1440.0557
6 | SUB-TOTAL | 35174 | 130758.41 | 3.7201 | 11.2632 | 95.5792 | 110.5625 | 8215.9936 | 2123.1847
7 | Large GP consumers 11/33 KV Supply
8 | SUB-TOTAL | 0 | 0 | 0 | 0 | 0 | 0 | 0 | 0
9 | TOTAL (RURAL) | 35174 | 130758.41 | 3.7201 | 11.2632 | 95.5792 | 110.5625 | 8215.9936 | 2123.1847
| TOTAL (Urban + Rural) | 85870 | 293928.91 | 9.2852 | 26.6505 | 201.1445 | 237.0802 | 17573.48 | 4378.5971
No. of GP Consumer 1st April of the Current Year
|  | Billing as per Actual Meter Reading |  |  |  | Unmetered supply |  |  |  | supply with defective meters
|  | URBAN |  | RURAL |  | URBAN |  | RURAL |  | URBAN |  | RURAL
| C.D.In KW | No Of Consumers | Consumption | No Of Consumers | Consumption | No Of Consumers | Consumption | No Of Consumers | Consumption | No Of Consumers | Consumption | No Of Consumers | Consumption
1 | 1.0 | 21566 | 14.5206 | 12363 | 9.4297 |  |  |  |  | 5628 | 4.9878 | 5047 | 4.468
2 | 2.0 | 7160 | 7.6183 | 4319 | 4.9951 |  |  |  |  | 1867 | 3.1397 | 1953 | 3.3565
3 | 3.0 | 4021 | 6.3508 | 1987 | 3.2931 |  |  |  |  | 890 | 2.3008 | 755 | 1.9606
4 | 4 | 1575 | 3.5208 | 768 | 1.4255 |  |  |  |  | 359 | 1.1713 | 239 | 0.87685
5 | More than 4 KW | 6448 | 74.5872 | 6006 | 63.3005 |  |  |  |  | 1182 | 8.3205 | 1737 | 17.4566
6 | Total | 40770 | 106.5977 | 25443 | 82.4439 |  |  |  |  | 9926 | 19.9201 | 9731 | 28.1186

## T-4
Licencee:-TPWODL
| POWER PURCHASE , SALE & DEMAND OF THE LICENSEE | [9 empty] | OERC FORM T-4
|  | Actual for Previous Year | Current Year | [8 empty] | Licensee Proposal for Ensuing Year
S. No. | Particulars |  | Apr | May | Jun | Jul | Aug | Sep | Total (Apr to Sep) | Avg. from Apr to Sep | Licensee Estimate for Current Year
| Energy Purchased in (MU) | 9313.2066 | 978.4345 | 996.1543 | 970.475 | 1073.1963 | 1103.4422 | 1224.8312 | 6346.5335 | 1057.7556 | 12300 | 12800
Units Sold (MU)
LT Category (A.C.)
1 | Domestic
I) | Kutirjyoti (<=30KWH) | 45.554 | 2.5942 | 2.0955 | 2.071 | 1.9214 | 1.852 | 3.1032 | 13.6374 | 2.2729 | 26 | 30
ii) | Others
| 0<=50KWH | 202.2155 | [6 empty] | 98.7696 | 16.4616 | 177.9061 | 234.2811
| >50<=200 | 679.7789 | [6 empty] | 392.5549 | 65.4258 | 707.0793 | 802.161
| >200<=400 | 422.0811 | [6 empty] | 263.3305 | 43.8884 | 474.3172 | 487.9748
| More than 400 KWH (SLAB) | 479.4205 | [6 empty] | 300.1833 | 50.0305 | 549.0473 | 559.5832
|  | 1783.496 | 169.8741 | 175.3997 | 194.608 | 192.2041 | 159.1545 | 163.5979 | 1054.8383 | 175.8064 | 1908.35 | 2084
| Total Domestic-----> | 1829.05 | 172.4683 | 177.4952 | 196.6791 | 194.1255 | 161.0065 | 166.701 | 1068.4756 | 178.0793 | 1934.35 | 2114
2 | General Purpose (<100 kw)
All Units if cons. within
| 0-100 KWH | 20.1856 | [6 empty] | 9.2852 | 1.5475 | 17.6241 | 18.2116
| >100<=300 | 46.8462 | [6 empty] | 26.6505 | 4.4418 | 50.5852 | 52.2713
| More than 300 KWH(SLAB) | 311.5232 | [6 empty] | 201.1445 | 33.5241 | 381.7907 | 394.5171
| Total General Purpose (<100 kw) | 378.5552 | 36.9437 | 40.4336 | 43.6539 | 42.7917 | 35.9207 | 37.3366 | 237.0802 | 39.5134 | 450 | 465
3 | Irrigation Pumping and Agriculture | 420.245 | 28.836 | 37.5621 | 61.0691 | 32.4894 | 34.3827 | 23.5832 | 217.9225 | 36.3204 | 425 | 449.849
4 | Allied Agricultural Activities | 6.7868 | 0.58896 | 0.73049 | 0.81319 | 0.85531 | 0.60967 | 1.3081 | 4.9057 | 0.81762 | 7 | 7.2
5 | Allied Agro-Industrial Activities | 3.3409 | -0.02313 | 0.36644 | 0.40444 | 0.38455 | 0.30052 | 0.22442 | 1.6573 | 0.27621 | 3.5 | 3.6
6 | Public Lighting | 39.3061 | 3.798 | 4.2659 | 4.2359 | 4.0871 | 3.3632 | 4.783 | 24.5331 | 4.0888 | 44 | 45
7 | LT Industrial (S) Supply | 19.4781 | 2.0492 | 1.9951 | 2.2109 | 1.7884 | 1.6293 | 1.402 | 11.0749 | 1.8458 | 21 | 22
8 | LT Industrial (M) Supply | 66.3553 | 6.266 | 5.4906 | 6.4597 | 6.3109 | 4.3179 | 4.4813 | 33.3264 | 5.5544 | 67 | 69
9 | Specified Public Purpose <100 KW | 43.3029 | 4.9402 | 5.6696 | 6.0449 | 6.0032 | 5.2307 | 5.0689 | 32.9577 | 5.4929 | 65 | 68
10 | Public Water Works<100 KW | 62.2607 | 5.0441 | 5.7392 | 6.4558 | 6.4551 | 5.2889 | 4.6227 | 30.5058 | 5.0843 | 63 | 65
11 | Public Water Works>=100 KW | 4.8842 | 0.0094981 | 0.010271 | 0.028678 | 0 | 0 | 0.088248 | 3.2367 | 0.53945 | 5 | 5.2
12 | General Purpose >= 110 Kva | 0 | -0.021052 | 0.013206 | 0.070777 | 0.019028 | 0.016124 | 0.032442 | 0.13052 | 0.021754 | 0.15 | 0.151
13 | Large Industry | 0 | [6 empty] | 0 | 0 | 0 | 0
| Total LT-----> | 2873.5653 | 260.8998 | 279.7717 | 328.1264 | 295.3103 | 252.0664 | 249.632 | 1665.8065 | 277.6344 | 3085 | 3314
HT Category
14 | Bulk Supply - Domestic | 13.4096 | 1.1357 | 1.5411 | 1.6063 | 1.5679 | 1.3369 | 1.2377 | 8.4257 | 1.4043 | 14 | 14.5
15 | Irrigation Pumping and Agriculture | 34.6404 | 0.74428 | 0.87554 | 0.33382 | 0.24629 | 4.1266 | 4.2831 | 10.6096 | 1.7683 | 50 | 60
16 | Allied Agricultural Activities | 3.6295 | 0.29329 | 0.3999 | 0.49168 | 0.38747 | 0.35801 | 0.32307 | 2.2534 | 0.37557 | 4.5 | 5
17 | Allied Agro-Industrial Activities | 4.7194 | 0.51914 | 0.60308 | 0.65935 | 0.57588 | 0.48109 | 0.464 | 3.3025 | 0.55042 | 7 | 7.2
18 | Specified Public Purpose | 21.5299 | 2.3159 | 3.2108 | 3.1827 | 2.9271 | 2.9409 | 2.9811 | 17.5585 | 2.9264 | 35 | 36
19 | General Purpose < 110 KVA | 0 | 0.019347 | 0.013536 | 0.014589 | 0.018066 | 0.019074 | 0.016776 | 0.10139 | 0.016898 | 0.2 | 0.1
20 | General Purpose (>= 110 KVA) | 128.1477 | 12.1708 | 14.3517 | 14.835 | 14.4471 | 13.9104 | 12.9545 | 82.6696 | 13.7783 | 160 | 168
21 | H.T.Industrial (M) Supply | 0 | 0 | 0 | 0 | 0 | 0 | 0 | 0 | 0 | 0 | 0
22 | Public Water Works & Sewage Pumping | 33.4025 | 3.3903 | 3.444 | 3.6481 | 3.4671 | 3.6039 | 3.6822 | 21.2357 | 3.5393 | 42 | 43
23 | Large Industry | 951.9852 | 86.9703 | 83.5814 | 87.0546 | 77.6462 | 86.7363 | 83.811 | 500.7998 | 83.4666 | 950.7 | 985
| Sale through Special Tariff (@4.30) | [9 empty] | 10 | 15
24 | Power Intensive Industry | 502.7909 | 43.0485 | 44.9245 | 48.2233 | 45.4029 | 51.8173 | 50.0094 | 283.4258 | 47.2376 | 580 | 610
25 | Mini Steel Plant | 136.4383 | 13.0219 | 12.8843 | 13.9805 | 13.8265 | 14.3383 | 13.7103 | 81.7619 | 13.627 | 166.6 | 175
26 | Railway Traction | 1.5168 | [6 empty] | 0 | 0 | 0 | 1e-06
27 | Emerg. Supply to CPP | 0 | [6 empty] | 0 | 0 | 0 | 1e-06
28 | Colony Consumption | 4.475 | 0.73321 | 0.67556 | 0.62765 | 0.56568 | 0.64027 | 0.56742 | 3.8098 | 0.63497 | 5 | 4.2
| Total HT -----> | 1836.6852 | 164.3627 | 166.5055 | 174.6576 | 161.0782 | 180.3091 | 174.0406 | 1015.9538 | 169.3256 | 2025 | 2123
EHT Category
29 | General Purpose | 0.16318 | 0.0136 | 0.0165 | 0.0156 | 0.01606 | 0.01326 | 0.01568 | 0 | 0 | 0 | 0
30 | Large Industry | 304.6146 | 31.1197 | 30.9206 | 41.2734 | 49.1847 | 46.7562 | 50.0395 | 188.3849 | 31.3975 | 333 | 350
| Sale through Special Tariff (@4.30) | [7 empty] | 61 |  | 147 | 150
31 | Railway Traction | 639.0027 | 60.4502 | 67.7267 | 72.3356 | 68.9661 | 68.5056 | 68.739 | 406.7233 | 67.7872 | 803 | 845
32 | Heavy Industry | 446.2425 | 40.0861 | 74.8497 | 69.1397 | 69.041 | 90.48 | 61.3684 | 404.965 | 67.4942 | 750 | 650
33 | Power Intensive Industry | 620.4473 | 58.9895 | 99.8281 | 136.6457 | 170.0704 | 242.5419 | 313.6941 | 510.7696 | 85.1283 | 745.78 | 968.5
| Sale through TPA | 552 | [6 empty] | 511 |  | 2100 | 2000
34 | Mini Steel Plant | 6.7701 | 0.54401 | 0.56595 | 0.5442 | 0.77324 | 0.67665 | 0.52777 | 3.6318 | 0.6053 | 7.22 | 7.5
35 | Emerg. Supply to CPP | 3.4121 | 0.352 | 1.473 | 1.8329 | 0.0685 | 0.2681 | 0.2087 | 4.2032 | 0.70053 | 5 | 2
36 | Irrigation Pumping and Agriculture | 10.968 | 0.0258 | 0.0259 | 0.0274 | 0.0287 | 1.7969 | 2.2369 | 4.1416 | 0.69027
37 | Colony Consumption | 61.929 | 5.4153 | 6.0111 | 5.2652 | 5.5634 | 8.2919 | 5.3567 | 35.9037 | 5.9839 | 70 | 72
| Total EHT-----> | 2645.5495 | 196.9963 | 281.4176 | 327.0797 | 363.7121 | 459.3305 | 502.1868 | 2130.7231 | 259.7872 | 4961 | 5045
| GRAND TOTAL | 7355.8 | 622.2588 | 727.6948 | 829.8637 | 820.1006 | 891.706 | 925.8594 | 4812.4833 | 706.7472 | 10071 | 10482
MONTHLY DEMAND (MVA)
|  | Average for Previous Year | Current Year Apr: Maximum for Previous Year; Current Year May: Current Year |  |  |  | Licensee Proposal for Ensuing Year
|  |  |  | 2022-04-01 | 2022-05-01 | 2022-06-01 | 2022-07-01 | 2022-08-01 | 2022-09-01 | Avg. from Apr to Sep | Licensee Estimate for Current Year
| Demand (MVA) | 1263.7486 | 1524.242 | 1520.926 | 1463.969 | 1479.302 | 1621.384 | 1710.27 | 1706.016 | 1583.6445 | 1710.27 | 1850

## T-5
Licencee:-TPWODL | [7 empty] | OERC | FORM T-5
Consumption/Billing figures for IRRIGATION & AGRICULTURAL Consumers
Irrigation & Agricultural Consumers, Allied Agricultural Activities & Allied Agro-Industrial Activities
| PREVIOUS YEAR |  |  |  |  | 1st six months of the current year
| No. of Consumer 1st April of the Current Year | Total connected Load in KW | Total Energy Billed | Total Revenue Billed | Current Revenue Realised | No. of Consumer 1st April of the Current Year | Total connected Load in KW | Total Energy Billed | Total Revenue Billed | Current Revenue Realised
C.D.In KW UP TO
1 | 1152.6106 | 793.2861 | 2.2956 | 41.9703 | 36.5173 | 1319.6208 | 816.5608 | 1.2624 | 21.5569 | 4.7895
2 | 6798.8536 | 8140.3335 | 24.5069 | 373.8864 | 185.4226 | 6768.4073 | 7739.1661 | 10.9497 | 164.6929 | 35.4656
3 | 46831.2953 | 87361.0666 | 229.336 | 3722.6034 | 1732.1985 | 52081.7647 | 92665.2275 | 130.293 | 1903.4006 | 401.7413
4 | 5693.9424 | 16746.2526 | 38.9818 | 565.142 | 237.5458 | 6858.5677 | 18082.8023 | 17.889 | 255.9496 | 51.9852
5 | 179.0234 | 604.5454 | 1.7652 | 36.5849 | 44.8272 | 245.8921 | 783.3457 | 1.0328 | 21.005 | 3.8286
6 | 390.6227 | 1869.2691 | 4.179 | 65.1501 | 44.6868 | 398.8916 | 1704.7639 | 1.7829 | 27.6604 | 7.1628
7 | 39.7814 | 196.399 | 0.45463 | 12.8445 | 11.0508 | 45.5356 | 202.2539 | 0.21566 | 4.7525 | 1.662
More Than 7 KW | 5730.8707 | 111712.8477 | 118.726 | 1773.6394 | 1008.3259 | 6055.3202 | 115613.625 | 54.4971 | 813.022 | 169.4787
TOTAL | 66817 | 227424 | 420.245 | 6591.821 | 3300.5748 | 73774 | 237607.7451 | 217.9225 | 3212.04 | 676.1138 |  |  | 227424
No. of Irrigation & Agricultural Consumer and consumption
| PREVIOUS YEAR | [5 empty] | 1st six months of the current year
| Billing as per Actual Mtr Reading |  | Un metered Supply |  | Supply with Defective Mtr |  | Billing as per Actual Mtr Reading |  | Un metered Supply |  | Supply with Defective Mtr
| No Of Consumers | Consumption | No Of Consumers | Consumption | No Of Consumers | Consumption | No Of Consumers | Consumption | No Of Consumers | Consumption | No Of Consumers | Consumption
C.D.In KW UP TO
1 | 504.5187 | 0.01003 |  |  | 648.0919 | 2.2856 | 164.8388 | 0.027514 |  |  | 1154.7821 | 1.2349
2 | 3071.8609 | 0.10973 |  |  | 3726.9927 | 24.3971 | 425.3022 | 0.31321 |  |  | 6343.105 | 10.6365
3 | 29275.2469 | 1.9352 |  |  | 17556.0483 | 227.4008 | 3790.3809 | 1.3539 |  |  | 48291.3838 | 128.9391
4 | 2274.2826 | 0.13293 |  |  | 3419.6597 | 38.8489 | 863.3544 | 0.54 |  |  | 5995.2133 | 17.3492
5 | 50.8906 | 0.013671 |  |  | 128.1328 | 1.7515 | 47.357 | 0.11399 |  |  | 198.5351 | 0.91881
6 | 148.2846 | 0.015921 |  |  | 242.3381 | 4.163 | 30.0535 | 0.014804 |  |  | 368.8381 | 1.7681
7 | 18.4259 | 0.0062525 |  |  | 21.3555 | 0.44837 | 13.6607 | 0.024556 |  |  | 31.8749 | 0.19111
More Than 7 KW | 1464.4204 | 1.9767 |  |  | 4266.4503 | 116.7493 | 836.9438 | 11.4379 |  |  | 5218.3764 | 43.0592
TOTAL | 36807.9307 | 4.2004 |  |  | 30009.0693 | 416.0446 | 6171.8913 | 13.8258 |  |  | 67602.1087 | 204.097
| 0 |  |  | 0
66817
0

## T-6
[7 empty] | OERC | FORM T-6
Licencee:-TPWODL
Consumer Commercial Information
Category Of Consumers & Sale Figures In MU
ACTUAL FOR THE YEAR 2021-22
Sl No | Unit---------------> | Elect. Circle, (SAMBALPUR) | Elect. Circle, (BARGARH) | Elect. Circle, (ROURKELA) | Elect. Circle, (BOLANGIR) | Elect. Circle, (KALAHANDI) | TOTAL SALE IN MU | TOTAL REVENUE BILLED FOR EACH CATEGORY (Rs. Lakh) | Avg. Rev Billed. (paise/kwh)
BILLED
LT Category (A.C.)
1 | Domestic
I) | Kutirjyoti (<=30KWH) | 6.3702 | 8.3519 | 5.4327 | 10.2737 | 15.1253 | 45.554 | 1219.026 | 267.6002
ii) | Others | 448.3615 | 316.9059 | 376.3678 | 386.645 | 255.2159 |  |  | #DIV/0!
| 0<=50KWH | [5 empty] | 202.2155
| >50<=200 | [5 empty] | 679.7789
| >200<=400 | [5 empty] | 422.0811
| More than 400 KWH (SLAB) | [5 empty] | 479.4205
[7 empty] | 1783.496 | 84088.6644 | 471.4822
| Total Domestic-----> | 454.7317 | 325.2578 | 381.8005 | 396.9187 | 270.3412 | 1829.05 | 85307.6904 | 466.4044
2 | General Purpose (<100 kw) | 114.0646 | 46.9035 | 97.4241 | 63.7693 | 56.3937 | 378.555 | 28212.2004 | 745.2603
All Units if cons. within
| 0-100 KWH | [5 empty] | 20.1856
| >100<=300 | [5 empty] | 46.8462
| More than 300 KWH(SLAB) | [5 empty] | 311.5232
| Total General Purpose (<100 kw) | 114.0646 | 46.9035 | 97.4241 | 63.7693 | 56.3937 | 378.5552 | 28212.2004 | 745.2599
3 | Irrigation Pumping and Agriculture | 40.5033 | 206.4498 | 26.4873 | 75.9373 | 70.8677 | 420.245 | 6591.821 | 156.8566
4 | Allied Agricultural Activities | 1.2846 | 0.96241 | 1.2504 | 2.3136 | 0.97592 | 6.7868 | 107.576 | 158.507
5 | Allied Agro-Industrial Activities | 0.6386 | 0.62449 | 0.28939 | 0.79999 | 0.98847 | 3.3409 | 183.598 | 549.539
6 | Public Lighting | 13.3353 | 2.1849 | 9.8121 | 10.0237 | 3.9501 | 39.3061 | 2565.701 | 652.7489
7 | LT Industrial (S) Supply | 4.1228 | 2.1052 | 5.8542 | 3.7028 | 3.693 | 19.4781 | 1373.2921 | 705.0429
8 | LT Industrial (M) Supply | 18.7713 | 6.0994 | 18.7175 | 9.5478 | 13.2193 | 66.3553 | 5565.1687 | 838.6923
9 | Specified Public Purpose <100 KW | 15.8521 | 3.0172 | 11.2553 | 5.7545 | 7.4238 | 43.3029 | 2981.146 | 688.4402
10 | Public Water Works <100 KW | 15.681 | 9.4222 | 7.7571 | 14.94 | 14.4604 | 62.2607 | 4730.3586 | 759.7667
11 | Public Water Works >=100 KW | 2.4935 | 0.006126 | 2.3757 | 0.0088404 | 0 | 4.8842 | 287.8418 | 589.3342
12 | General Purpose >= 110 Kva | [5 empty] | 0 |  | #DIV/0!
13 | Large Industry
| Total LT-----> | 681.4789 | 603.033 | 563.0236 | 583.7164 | 442.3136 | 2873.5653 | 137906.394 | 479.9139
HT Category
14 | Bulk Supply - Domestic | 5.2041 | 0.04144 | 8.1641 | 0 | 0 | 13.4096 | 682.3502 | 508.8507
15 | Irrigation Pumping and Agriculture | 11.2026 | 0.78295 | 2.7433 | 13.0762 | 6.8355 | 34.6404 | 744.8054 | 215.0104
16 | Allied Agricultural Activities |  | 0.46724 |  | 3.1623 | 0 | 3.6295 | 63.284 | 174.3602
17 | Allied Agro-Industrial Activities | 3.6517 | 0.061047 | 0.8112 | 0.19543 | 0 | 4.7194 | 196.84 | 417.0853
18 | Specified Public Purpose | 4.7552 | 1.1584 | 11.9331 | 2.1914 | 1.4918 | 21.5299 | 1483.2882 | 688.942
19 | General Purpose >70Kva< 110 KVA | 0 | 0 | 0 | 0 | 0 |  | 0
20 | General Purpose (>= 110 KVA) | 82.0367 | 4.2166 | 33.9619 | 5.5928 | 2.3396 | 128.1477 | 9824.6158 | 766.6637
21 | H.T.Industrial (M) Supply | [5 empty] | 0
22 | Public Water Works & Sewage Pumping | 6.6382 | 0.49369 | 14.8353 | 7.2535 | 4.1818 | 33.4025 | 2418.3663 | 724.0074
23 | Large Industry | 169.3798 | 84.8518 | 612.3021 | 53.6833 | 31.7683 | 951.9852 | 62378.2747 | 655.2442
24 | Power Intensive Industry | 0 | 0 | 502.7909 | 0 | 0 | 502.7909 | 29540.9746 | 587.54
25 | Mini Steel Plant | 4.269 | 0 | 132.1693 | 0 | 0 | 136.4383 | 8090.7106 | 592.9942
26 | Railway Traction | 0 | 0 | 1.5168 | 0 | 0 | 1.5168 | 95.778 | 631.4476
27 | Emerg. Supply to CPP
28 | Colony Consumption | 2.387 | 0.063 | 1.978 | 0.047 |  | 4.475 | 219.275 | 490
| Total HT -----> | 289.5243 | 92.1362 | 1323.2059 | 85.2019 | 46.617 | 1836.6852 | 115738.5627 | 630.1491
EHT Category
29 | General Purpose | 0 | 0 | 0 | 0.16318 | 0 | 0.16318 | 12.5348 | 768.155
30 | Large Industry | 244.6211 | 11.0708 | 35.646 | 6.2824 | 6.9942 | 304.6146 | 21350.6104 | 700.9058
31 | Railway Traction | 280.4028 | 12.8146 | 214.6207 | 80.1311 | 51.0334 | 639.0027 | 44184.4176 | 691.459
32 | Heavy Industry | 6.1056 | 0 | 440.1369 | 0 | 0 | 446.2425 | 34051.8611 | 763.0797
33 | Power Intensive Industry | 620.4473 | 0 | 0 | 0 | 0 | 620.4473 | 48366.3631 | 779.5402
| Sale through TPA | 552 |  |  |  |  | 552 | 30084 | 545
34 | Mini Steel Plant | 0 | 0 | 0 | 6.7701 | 0 | 6.7701 | 477.6051 | 705.4603
35 | Emerg. Supply to CPP | 3.4121 | 0 | 0 | 0 | 0 | 3.4121 | 295.0438 | 864.6985
36 | Irrigation Pumping and Agriculture | 0 | 0 | 0 | 0 | 10.968 | 10.968 | 182.4102 | 166.3113
37 | Colony Consumption |  |  | 60.859 | 1.07 |  | 61.929 | 3003.5565 | 485
| Total EHT-----> | 1706.989 | 23.8854 | 751.2626 | 94.4168 | 68.9956 | 2645.5495 | 182008.4026 | 687.9796
| GRAND TOTAL | 2677.9921 | 719.0546 | 2637.4921 | 763.3351 | 557.9263 | 7355.8 | 435653.3593 | 592.2583
38 | Power Purchase in (MU) | [5 empty] | 9313.2066
39 | Lost Units in (MU) | [5 empty] | 1957.4066 |  |  | 4356.5336
40 | T&D LOSS (%) | [5 empty] | 21.02% |  |  | 4691.85
41 | Collection Efficiency in (%) | [5 empty] | 92.93% |  |  | 335.3164
42 | AT & C Loss in (%) | [5 empty] | 26.6%
Note:-Total Revenue Billed dose not includes Meter Rent & DPS.

## T-6 (six mth)
[7 empty] | OERC | FORM T-6
Licencee:-TPWODL
Consumer Commercial Information
Category Of Consumers & Sale Figures In MU
ACTUAL FOR THE YEAR 2022-23 (Six Month)
Sl No | Unit---------------> | Elect. Circle, (SAMBALPUR) | Elect. Circle, (BARGARH) | Elect. Circle, (ROURKELA) | Elect. Circle, (BOLANGIR) | Elect. Circle, (KALAHANDI) | TOTAL SALE IN MU | TOTAL REVENUE BILLED FOR EACH CATEGORY (Rs. Lakh) | Avg. Rev Billed. (paise/kwh)
BILLED
LT Category (A.C.)
1 | Domestic
I) | Kutirjyoti (<=30KWH) | 2.1097 | 2.5235 | 1.5177 | 4.2493 | 3.2372 | 13.6374 | 369.93 | 271.2619
ii) | Others | 274.1584 | 174.9358 | 234.2788 | 226.569 | 144.8963
| 0<=50KWH | [5 empty] | 98.7696
| >50<=200 | [5 empty] | 392.5549
| >200<=400 | [5 empty] | 263.3305
| More than 400 KWH (SLAB) | [5 empty] | 300.1833
[7 empty] | 1054.8383 | 49934.6616 | 473.3869
| Total Domestic-----> | 276.2681 | 177.4593 | 235.7964 | 230.8182 | 148.1335 | 1068.4756 | 50304.5916 | 470.8071
2 | General Purpose (<100 kw) | 72.4945 | 29.4775 | 60.2736 | 40.8459 | 33.9888 | 237.0802 | 17573.48 | 741.2461
All Units if cons. within
| 0-100 KWH | [5 empty] | 9.2852
| >100<=300 | [5 empty] | 26.6505
| More than 300 KWH(SLAB) | [5 empty] | 201.1445
| Total General Purpose (<100 kw) | 72.4945 | 29.4775 | 60.2736 | 40.8459 | 33.9888 | 237.0802 | 17573.48 | 741.2461
3 | Irrigation Pumping and Agriculture | 24.2792 | 96.6584 | 14.8187 | 47.9618 | 34.2044 | 217.9225 | 3212.04 | 147.3937
4 | Allied Agricultural Activities | 1.5436 | 0.68778 | 0.41847 | 1.595 | 0.66082 | 4.9057 | 83.4964 | 170.2011
5 | Allied Agro-Industrial Activities | 0.32637 | 0.4254 | 0.30755 | 0.57282 | 0.025108 | 1.6573 | 89.181 | 538.1262
6 | Public Lighting | 7.6353 | 1.5053 | 7.2287 | 5.5017 | 2.6621 | 24.5331 | 1769.0756 | 721.0988
7 | LT Industrial (S) Supply | 2.4728 | 1.2575 | 2.955 | 2.1976 | 2.192 | 11.0749 | 742.3842 | 670.3292
8 | LT Industrial (M) Supply | 7.607 | 3.0664 | 10.6889 | 4.5659 | 7.3982 | 33.3264 | 2219.1755 | 665.8905
9 | Specified Public Purpose <100 KW | 10.0216 | 2.5 | 10.8064 | 4.6827 | 4.9469 | 32.9577 | 2081.7199 | 631.6345
10 | Public Water Works<100 KW | 5.0284 | 5.968 | 4.2697 | 7.2213 | 8.0183 | 30.5058 | 2082.7635 | 682.7436
11 | Public Water Works>=100 KW | 3.1044 | 0.088248 | 0 | 0.044053 | 0 | 3.2367 | 201.0951 | 621.2976
12 | General Purpose >= 110 Kva | 0.022436 | 0.029892 | 0.040088 | 0.032817 | 0.005292 | 0.13052 | 9.5432 | 731.1407
13 | Large Industry | [5 empty] | 0 | 54.809 | #DIV/0!
| Total LT-----> | 410.8037 | 319.1238 | 347.6035 | 346.04 | 242.2355 | 1665.8065 | 80423.3549 | 482.7893
HT Category
14 | Bulk Supply - Domestic | 4.1758 | 0.064708 | 4.1852 | 0 | 0 | 8.4257 | 423.3559 | 502.4607 | 13.5983
15 | Irrigation Pumping and Agriculture | 3.4355 | 0.40235 | 1.8128 | 4.6202 | 0.33876 | 10.6096 | 429.7745 | 405.0802
16 | Allied Agricultural Activities | 0 | 0.28447 | 0 | 1.969 | 0 | 2.2534 | 35.3905 | 157.0527
17 | Allied Agro-Industrial Activities | 2.5305 | 0.12898 | 0.48796 | 0.15515 | 0 | 3.3025 | 166.5533 | 504.3193
18 | Specified Public Purpose | 3.9336 | 0.80562 | 9.5129 | 1.832 | 1.4743 | 17.5585 | 1193.1858 | 679.5479
19 | General Purpose < 110 KVA | 0 | 0 | 0.10139 | 0 | 0 | 0.10139 | 7.5372
20 | General Purpose (>= 110 KVA) | 51.0062 | 4.5318 | 21.4534 | 3.8571 | 1.8211 | 82.6696 | 5747.3326 | 695.2173
21 | H.T.Industrial (M) Supply | [5 empty] | 0
22 | Public Water Works & Sewage Pumping | 5.436 | 0.27507 | 9.6609 | 2.9861 | 2.8777 | 21.2357 | 1587.3851 | 747.5071
23 | Large Industry | 87.3121 | 42.0432 | 326.5104 | 26.9624 | 17.9718 | 500.7998 | 32480.0899 | 648.5643
| Sale through Special Tariff (@4.30) |  |  | 5 |  |  | 5 | 215 | 430
24 | Power Intensive Industry | 0 | 0 | 283.4258 | 0 | 0 | 283.4258 | 16492.9381 | 581.9137
25 | Mini Steel Plant | 7.9475 | 0 | 73.8143 | 0 | 0 | 81.7619 | 4564.5271 | 558.2708
26 | Railway Traction
27 | Emerg. Supply to CPP
28 | Colony Consumption | 1.9717 | 0.0278 | 1.7732 | 0.0371 |  | 3.8098 | 186.6802 | 490
| Total HT -----> | 167.7488 | 48.5639 | 737.7383 | 42.419 | 24.4837 | 1020.9538 | 63529.7504 | 622.2588
EHT Category
29 | General Purpose | 0 | 0 | 0 |  | 0 | 0 |  | #DIV/0! | 0.0907 | -0.0907
30 | Large Industry | 148.6889 | 1.4851 | 15.1814 | 3.7472 | 19.2823 | 188.3849 | 11832.0629 | 628.0793 | 250.3284 | -61.9436
| Sale through Special Tariff (@4.30) | 40 | 17 | 4 |  |  | 61 | 3324.5 | 545
31 | Railway Traction | 160.9825 | 11.8572 | 141.4959 | 39.4063 | 52.9814 | 406.7233 | 28365.5414 | 697.4162 | 406.7233 | 0
32 | Heavy Industry | 112.197 | 0 | 292.768 | 0 | 0 | 404.965 | 28559.5104 | 705.234 | 439.6058 | -34.6408
33 | Power Intensive Industry | 510.7696 | 0 | 0 | 0 | 0 | 510.7696 | 36434.6131 | 713.3277 | 1021.7696 | -511
| Sale through TPA | 511 |  |  |  |  | 511 | 27849.5 | 545
34 | Mini Steel Plant | 0 | 0 | 0 | 3.6318 | 0 | 3.6318 | 267.5329 | 736.6351 | 3.8603 | -0.22848
35 | Emerg. Supply to CPP | 4.2032 | 0 | 0 | 0 | 0 | 4.2032 | 560.7213 | 1334.0343 | 4.2032 | 0
36 | Irrigation Pumping and Agriculture | 0 | 0 | 0 | 0 | 4.1416 | 4.1416 | 153.2882 | 370.1183 | 4.1416 | 0
37 | Colony Consumption |  |  | 35.2651 | 0.6386 |  | 35.9037 | 1741.3294 | 485.0007 | 35.9037 | 4.4e-07
| Total EHT-----> | 1487.8413 | 30.3423 | 488.7103 | 47.4239 | 76.4053 | 2130.7231 | 139088.5997 | 652.7765
| TOTAL | 2066.3938 | 398.0301 | 1574.0521 | 435.8829 | 343.1245 | 4817.4833 | 283041.7049 | 587.5302
37 | Purchase of Power(MU) | [5 empty] | 6346.5335
38 | Lost Units in (MU) | [5 empty] | 1529.0501
39 | T&D LOSS (%) | [5 empty] | 24.09%
40 | Collection Efficiency(%) | [5 empty] | 94.64%
41 | AT & C Loss (%) | [5 empty] | 28.16%
Note:-Total Revenue Billed dose not includes Meter Rent & DPS.

## T-7 (Curr)
Licencee:-TPWODL
OERC FORM T-7 (Current year)
Revenue Computation for Current year with existing tariff.
1 | 2 | 3 | 4 | 5 | 6 | 7 | 8 | 9 | 10 | 11 | 12 | 13 | 14 | 15 | 16 | 17 | 18 | 19 | 20 | 21 | 22 | 23 | 24 | 25 | 26 | 27 | 28 | 29 | 30 | 31 | 32 | 33 | 34 | 35 | 36 | 37 | 38 | 39
SL. NO. | CATEGORY OF CONSUMERS | Voltage of Supply | Consumption during Current year (Anticipated) | Consumption for L.F. of <=60% (Anticipated) | Consumption for L.F. of > 60% (Anticipated) | No of Consumers | Contract Demand | Total Connected Load in excess of 1st KW | Demand Charge (Existing) | Energy Charge (Existing) | Graded Slab E.C. for cons. Ratio >60% (Existing) | Minimum Fixed Charge (Existing) |  | Customer Service Charge (Existing) | Basis for calculation of average charge-PF & LF |  | Average Charge | MD/CD Ratio | Revenue from Demand Charge | Revenue from Energy Charge | Revenue from Monthly Minimum Fixed Charge | Revenue from Customer Service Charge | Total Revenue | Rebate | Average charge after rebate | Anticipated Rebateable Units | Revenue Relief due to Rebate | Total Revenue after rebate | AVG. Charge as a % of Cost of Supply | Electricity Duty | Total Electricity Duty | Total Charge to Con including ED | Revenue releif due to prompt payment rebate | Revenue from reliability surcharge | Revenue from Power factor penalty | Revenue relief due to Power Factor incentive | Net Revenue after incentive/surcharge & penalty | Position w.r.t all India Tariff
| Units |  | MU's | MU's | MU's | Nos. | KW/KVA | KW | Rs./KVA/month | Paise/KWH | Paise/KWH | For 1st KW (Rs./Con/M) | FOR Addl. KW | Rs./Customer | PF | LF | paise/ kwh |  | Rs. Lakhs | Rs. Lakhs | Rs. Lakhs | Rs. Lakhs | Rs. Lakhs | Paise/kwh | paise/ kwh | MU | Rs. Lakhs | Rs. Lakhs | % age | % age of Energy | Rs. Lakhs | paise/kwh | Rs. Lakhs | Rs. Lakhs | Rs. Lakhs | Rs. Lakhs | Rs. Lakhs
LT CATEGORY (A.C.)
1 | DOMESTIC | LT |  |  |  | 1901257 | 1903072.584 | 818905 |  |  |  | 20 | 20 | [7 empty] | 2283.6871 |  | 2283.6871 | 0.1 |  | 367.5285 | 367.5285 | 1916.1586 | [8 empty] | 1916.1586
i) | Kutirjyoti (<=30KWH) |  | 12.3626 |  |  | 136562 | 53621.62 |  | 80 | [9 empty] | 655.4976 |  |  |  | 655.4976 |  | 530.2252 |  |  | 655.4976 |  | 0 | 0 | [5 empty] | 655.4976
ii) | Others
| 0<=50KWH |  | 79.1365 | [6 empty] | 300 | [9 empty] | 2374.0962 |  |  | 2374.0962 |  |  |  |  | 2374.0962 | [8 empty] | 2374.0962
| >50<=200 |  | 314.5244 | [6 empty] | 480 | [9 empty] | 15097.1723 |  |  | 15097.1723 |  |  |  |  | 15097.1723 | [8 empty] | 15097.1723
| >200<=400 |  | 210.9867 | [6 empty] | 580 | [9 empty] | 12237.2303 |  |  | 12237.2303 |  |  |  |  | 12237.2303 | [8 empty] | 12237.2303
| More than 400 KWH (Slab) |  | 248.864 | [6 empty] | 620 | [9 empty] | 15418.0342 |  |  | 15418.0342 |  | 551.1663 |  |  | 15418.0342 |  | 4% | 1805.0613 | [5 empty] | 15418.0342
| Total Domestic |  | 865.8744 |  |  | 2037819 | 1956694.204 | 818905 | [8 empty] | 555.1119 |  | 655.4976 | 45126.533 | 2283.6871 | 0 | 48065.7177 |  | 550.8673 | 367.5285 | 367.5285 | 47698.1892 |  |  | 1805.0613 | 552.9822 | 480.6572 | 0 | 0 | 0 | 47698.1892
2 | General Purpose (<100 KW) | LT |  |  |  | 85870 | 302872.8152 | 100947 |  |  |  | 30 | 30 | [7 empty] | 545.1711 |  | 545.1711 | 0.1 |  | 72.4863 | 72.4863 | 472.6847 | [8 empty] | 472.6847
All Units if cons. within
| 0-100 KWH |  | 8.3389 | [6 empty] | 590 | [9 empty] | 491.9978 |  |  | 491.9978 |  |  |  |  | 491.9978 | [8 empty] | 491.9978
| >100<=300 |  | 23.9346 | [6 empty] | 700 | [9 empty] | 1675.4237 |  |  | 1675.4237 |  |  |  |  | 1675.4237 | [8 empty] | 1675.4237
| More than 300 KWH(SLAB) |  | 180.6462 | [6 empty] | 760 | [9 empty] | 13701.1192 |  |  | 13701.1192 |  |  |  |  | 13701.1192 | [8 empty] | 13701.1192
| Total General Purpose (<100 KW) |  | 212.9198 |  |  | 85870 | 302872.8152 | 100947 | [8 empty] | 770.8872 |  | 0 | 15868.5407 | 545.1711 | 0 | 16413.7117 |  | 767.4828 | 72.4863 | 72.4863 | 16341.2254 |  | 4% | 634.7416 | 770.4639 |  | 0 | 0 | 0 | 16341.2254
3 | Irrigation Pumping and Agriculture | LT | 207.0775 |  |  | 73278 | 243381.4488 | 177230 |  | 150 |  | 20 | 10 |  |  |  | 158.9606 |  |  | 3105.9958 | 185.7197 |  | 3291.7156 | 0.1 | 158.7751 | 3.8418 | 3.8418 | 3287.8738 |  | 2% | 62.1199 | 159.0751 |  |  |  |  | 3287.8738
4 | Allied Agricultural Activities | LT | 2.0943 |  |  | 381 | 5048.583 | 4667.583 |  | 160 |  | 20 | 10 |  |  |  | 173.9417 |  |  | 33.17 | 3.2577 |  | 36.4278 | 0.1 | 172.3349 | 0.33651 | 0.33651 | 36.0913 |  | 2% | 0.6634 | 172.6517 |  |  |  |  | 36.0913
5 | Allied Agro-Industrial Activities | LT | 1.8427 |  |  | 115 | 2140.331 | 2025.331 |  | 470 |  | 80 | 50 |  |  |  | 501.6809 |  |  | 85.8192 | 6.628 |  | 92.4472 | 0.1 | 494.5985 | 1.3051 | 1.3051 | 91.1421 |  | 2% | 1.7164 | 495.5299 | 0.92447 |  |  |  | 90.2176
6 | Public Lighting | LT | 19.4669 |  |  | 3142 | 12097.1498 | 8955.1498 |  | 620 |  | 20 | 15 |  |  |  | 626.077 |  |  | 1206.9506 | 11.83 |  | 1218.7806 |  | 626.077 |  |  | 1218.7806 |  | 4% | 48.278 | 628.557 |  |  |  |  | 1218.7806
7 | LT Industrial (S) Supply | LT | 9.9251 |  |  | 3845 | 38244.2666 | 34399.2666 |  | 620 |  | 80 | 35 |  |  |  | 709.8315 |  |  | 613.8189 | 90.6945 |  | 704.5134 | 0.1 | 705.4325 | 4.3661 | 4.3661 | 700.1473 |  | 5% | 30.6909 | 708.5247 |  |  |  |  | 700.1473
8 | LT Industrial (M) Supply | LT | 33.6736 |  |  | 1428 | 69331.363 | 67903.363 |  | 620 |  | 100 | 80 |  |  |  | 716.1247 |  |  | 2076.9431 | 334.5041 |  | 2411.4472 |  | 708.9635 |  |  | 2411.4472 |  | 8% | 166.1554 | 713.8978 | 24.1145 |  |  |  | 2387.3328
9 | Specified Public Purpose | LT | 32.0423 |  |  | 12484 | 36099.348 | 23615.348 |  | 620 |  | 50 | 50 |  |  |  | 652.7848 |  |  | 1983.3766 | 108.298 |  | 2091.6746 |  | 646.2569 |  |  | 2091.6746 |  | 4% | 79.3351 | 648.7329 | 20.9167 | 0 | 0 | 0 | 2070.7579
10 | Public Water Works<100KW |  | 32.4942 |  |  | 4559 | 29897.4521 | 25338.4521 |  | 620 |  | 50 | 50 |  |  |  | 647.1397 |  |  | 2013.137 | 89.6924 |  | 2102.8293 | 0.1 | 646.4211 | 2.335 | 2.335 | 2100.4944 |  | 0% | 0 | 646.4211 |  |  |  |  | 2100.4944
11 | Public Water Works >=100KW |  | 1.7633 |  |  | 19 | 1558.77 |  | 200 | 620 |  |  |  | 30 |  |  | 698.0715 | 0.8 | 14.9642 | 108.0929 |  | 0.0342 | 123.0913 | 0.1 | 688.2549 | 0.50006 | 0.50006 | 122.5912 |  | 0% | 0 | 688.2549 | 1.2309 | 0 | 0 | 0 | 121.3603
12 | General Purpose (>= 110 Kva) | LT | 0.019475 |  |  | 2 | 321.5 |  | 200 | 620 |  |  |  | 30 |  |  | 2181.9825 | 0.8 | 3.0864 | 1.1595 |  | 0.0036 | 4.2495 |  | 2160.1626 |  |  | 4.2495 |  | 4% | 0.046379 | 2162.5441 | 0.042495 | 0 | 0 | 0 | 4.207
13 | Large Industry | LT | 0 |  |  | 0 | 0 |  | 200 | 620 |  |  |  | 30 |  |  | #DIV/0! | 0.8 | 0 | 0 |  | 0 | 0 |  | #DIV/0! |  |  | 0 |  | 8% | 0 | #DIV/0! | 0 |  | 0 | 0 | 0
| LT CATEGORY TOTAL |  | 1419.1935 |  | 0 | 2222942 | 2697687.2314 | 1263986.4934 | [8 empty] | 539.4374 |  | 673.5482 | 72223.5373 | 3659.4827 | 0.0378 | 76556.606 |  | 532.528 | 452.6993 | 452.6993 | 76103.9067 |  |  | 2828.8085 | 534.5212 | 527.8863 | 0 | 0 | 0 | 76056.6776
HT CATEGORY
14 | Bulk Supply- Domestic | HT | 5.5743 | 5.5743 |  | 28 | 9588.0278 | 9560.0278 | 20 | 490 |  |  |  | 250 |  |  | 504.3077 |  | 11.5056 | 269.193 |  | 0.42 | 281.1187 | 0.1 | 496.3737 | 4.4227 | 4.4227 | 276.6959 |  | 8% | 21.5354 | 500.237 |  | 0 | 0 | 0 | 276.6959
15 | Irrigation Pumping and Agriculture | HT | 35.2488 | 35.2488 |  | 34 | 114853.7222 | 114819.7222 | 30 | 140 |  |  |  | 250 |  |  | 196.3749 |  | 206.7367 | 484.951 |  | 0.51 | 692.1977 | 0.1 | 194.4424 | 6.8118 | 6.8118 | 685.3859 |  | 2% | 9.699 |  |  | 0 | 0 | 0 | 685.3859
16 | Allied Agricultural Activities | HT | 2.2466 | 2.2466 |  | 7 | 1666.8 | 1659.8 | 30 | 150 |  |  |  | 250 |  |  | 158.5073 |  | 3.0002 | 32.5048 |  | 0.105 | 35.61 | 0.1 | 151.7992 | 1.507 | 1.507 | 34.103 |  | 2% | 0.6501 |  |  |  | 0 | 0 | 34.103
17 | Allied Agro-Industrial Activities | HT | 3.6975 | 3.6975 |  | 14 | 2926.8 | 2912.8 | 50 | 460 |  |  |  | 250 |  |  | 481.5402 |  | 8.7804 | 169.0573 |  | 0.21 | 178.0477 |  | 481.5402 |  |  | 178.0477 |  | 2% | 3.3811 | 482.4546 | 1.7805 |  | 0 | 0 | 176.2672
18 | Specified Public Purpose | HT | 17.4415 | 17.2322 | 0.2093 | 64 | 27034.6667 |  | 250 | 585 | 475 |  |  | 250 |  |  | 766.4329 | 0.8 | 324.416 | 1011.396 |  | 0.96 | 1336.772 |  | 758.7686 |  |  | 1336.772 |  | 8% | 80.9117 | 763.4076 | 13.3677 | 0 | 0 | 0 | 1323.4043
19 | General Purpose>70Kva<110 KVA | HT | 0.098612 | 0.087765 | 0.010847 | 2 | 358.5 |  | 250 | 585 | 475 |  |  | 250 |  |  |  | 0.8 | 4.302 | 5.6495 |  | 0.03 | 9.9815 |  |  | 0 |  | 9.9815 |  | 8% | 0.45196 | 4.5832 |  |  | 0 | 0 | 9.9815
20 | General Purpose (>=110 KVA) | HT | 77.3304 | 68.8241 | 8.5063 | 172 | 63223.9356 |  | 250 | 585 | 475 |  |  | 250 |  |  | 666.8518 | 0.8 | 758.6872 | 4395.5258 |  | 2.58 | 5156.793 |  | 660.1833 |  |  | 5156.793 |  | 8% | 351.6421 | 664.7305 | 51.5679 | 0 | 0 | 0 | 5105.2251
21 | H.T.Industrial (M) Medium Industry | HT | 0 | 0 |  | 0 | 0 |  | 150 | 585 | 475 |  |  | 250 |  |  | #DIV/0! | 0.8 | 0 | 0 |  | 0 | 0 |  | #DIV/0! |  |  | 0 |  | 8% | 0 | #DIV/0! |  |  | 0 | 0 | 0
22 | Public Water Works & Sewage Pumping | HT | 20.7643 | 17.442 | 3.3223 | 46 | 15956.4722 |  | 250 | 585 | 475 |  |  | 250 |  |  | 655.2141 | 0.8 | 191.4777 | 1168.3373 |  | 0.69 | 1360.505 | 0.1 | 647.6963 | 2.0052 | 2.0052 | 1358.4998 |  | 0% | 0 | 647.6963 | 13.605 | 0 | 0 | 0 | 1344.8947
23 | Large Industry | HT | 468.646 | 398.3491 | 70.2969 | 702 | 334087.9256 |  | 250 | 585 | 475 |  |  | 250 |  |  | 648.1929 | 0.8 | 4009.0551 | 26357.7183 |  | 10.53 | 30377.3034 |  | 641.711 |  |  | 30377.3034 |  | 8% | 2108.6175 | 646.2104 | 303.773 | 0 | 0 | 0 | 30073.5304
24 | Sale through Special Tariff (@4.30) | HT | 5.2083 | 5.2083 | 0 |  |  |  |  | 430 | [6 empty] | 430 |  |  | 223.9583 |  |  | 223.9583 |  | 430 |  |  | 223.9583 |  | 8% | 17.9167 | 433.44 |  |  |  |  | 223.9583
25 | Power Intensive Industry | HT | 301.6724 | 220.2209 | 81.4516 | 13 | 93397.5 |  | 250 | 585 | 475 |  |  | 250 |  |  | 587.6787 | 0.8 | 1120.77 | 16607.6799 |  | 0.195 | 17728.6449 |  | 581.8019 |  |  | 17728.6449 |  | 8% | 1328.6144 | 586.206 | 177.2864 | 0 | 0 | 0 | 17551.3585
26 | Mini Steel Plant | HT | 85.8425 | 64.3819 | 21.4606 | 4 | 29500 |  | 250 | 585 | 475 |  |  | 250 |  |  | 594.4293 | 0.8 | 354 | 4748.6681 |  | 0.06 | 5102.7281 |  | 588.485 |  |  | 5102.7281 |  | 8% | 379.8934 | 592.9104 | 51.0273 | 0 | 0 | 0 | 5051.7008
27 | Railway Traction | HT | 0 | 0 | 0 | 0 | 0 |  | 250 | 585 | 475 |  |  | 250 |  |  | #DIV/0! | 0.8 | 0 | 0 |  | 0 | 0 |  | #DIV/0! |  |  | 0 |  | 0% | 0 | #DIV/0! | 0 | 0 | 0 | 0 | 0
28 | Emergency Supply to CPP | HT | 0 | 0 |  | 0 | 0 |  | 0 | 780 |  |  |  | 250 |  |  | #DIV/0! |  |  | 0 |  | 0 | 0 |  | #DIV/0! |  |  | 0 |  | 8% | 0 | #DIV/0! | 0 | 0 | 0 | 0 | 0
29 | Colony Consumption | HT | 1.1902 | 1.1902 |  | 0 | 0 |  | 0 | 490 | [6 empty] | 490 |  |  | 58.3198 |  | 0 | 58.3198 |  | 485.1 |  |  | 58.3198 |  | 8% | 4.6656 | 489.02 | 0.5832 |  |  | 0 | 57.7366
| Total HT -----> |  | 1024.9614 | 839.7036 | 185.2579 | 1086 | 692594.35 | 128952.35 | [8 empty] | 610.1886 |  | 6992.731 | 55532.9591 | 0 | 16.29 | 62541.9801 |  | 604.0641 | 14.7468 | 14.7468 | 62527.2333 |  |  | 4307.979 | 608.2672 | 612.9911 | 0 | 0 | 0 | 61914.2421
EHT CATEGORY
30 | General Purpose | EHT | 0 | 0 | 0 | 0 | 0 |  | 250 | 580 | 470 |  |  | 700 |  |  | #DIV/0! | 0.8 | 0 | 0 |  | 0 | 0 |  | #DIV/0! |  |  | 0 |  | 9% | 0 | #DIV/0! | 0 | 0 | 0 | 0 | 0
31 | Large Industry | EHT | 148.0499 | 118.4399 | 29.61 | 10 | 135250 |  | 250 | 580 | 470 |  |  | 700 |  |  | 661.901 | 0.8 | 1623 | 8176.0186 |  | 0.42 | 9799.4386 |  | 655.282 |  |  | 9799.4386 |  | 9% | 735.8417 | 660.2523 | 97.9944 | 0 | 0 | 0 | 9701.4442
32 | Sale through Special Tariff (@4.30) | EHT | 88.0426 | 88.0426 | [5 empty] | 430 | [6 empty] | 430 |  |  | 3785.8313 |  |  | 3785.8313 |  | 430 |  |  | 3785.8313 |  | 9% | 340.7248 | 433.87 |  |  |  |  | 3785.8313
33 | Railway Traction | EHT | 411.9301 | 405.298 | 6.6321 | 18 | 261750 |  | 250 | 580 | 470 |  |  | 700 |  |  | 654.4982 | 0.8 | 3141 | 23818.9908 |  | 0.756 | 26960.7468 |  | 647.9532 |  |  | 26960.7468 |  | 0% | 0 | 647.9532 | 269.6075 | 0 | 0 | 0 | 26691.1393
34 | Heavy Industry | EHT | 370.5671 | 296.4536 | 74.1134 | 3 | 248556 |  | 250 | 580 | 470 |  |  | 700 |  |  | 633.5621 | 0.8 | 2982.672 | 20494.9258 |  | 0.126 | 23477.7238 |  | 627.2265 |  |  | 23477.7238 |  | 9% | 1844.5433 | 632.2041 | 234.7772 | 0 | 0 | 0 | 23242.9466
35 | Power Intensive Industry | EHT | 241.6062 | 193.285 | 48.3212 | 6 | 492375.5 |  | 250 | 580 | 470 |  |  | 700 |  |  | 802.2402 | 0.8 | 5908.506 | 13473.8647 |  | 0.252 | 19382.6227 |  | 794.2178 |  |  | 19382.6227 |  | 9% | 1212.6478 | 799.2369 | 193.8262 | 0 | 0 | 0 | 19188.7965
36 | Sale through TPA | EHT | 1633.5972 | 1633.5972 | [5 empty] | 475 | [6 empty] | 475 |  |  | 77595.8672 |  |  | 77595.8672 |  | 475 |  |  | 77595.8672 |  | 9% | 6983.628 | 479.275 |  |  |  |  | 77595.8672
37 | Mini Steel Plant | EHT | 3.6171 | 3.6171 | 0 | 1 | 5000 |  | 250 | 580 | 470 |  |  | 700 |  |  | 741.6593 | 0.8 | 60 | 208.2245 |  | 0.042 | 268.2665 |  | 734.2427 |  |  | 268.2665 |  | 9% | 18.7402 | 739.4237 | 2.6827 | 0 | 0 | 0 | 265.5839
38 | Emergency Supply to CPP | EHT | 0.8368 | 0.8368 |  | 1 | 5000 |  | 0 | 770 |  |  |  | 700 |  |  |  |  | 0 | 64.4335 |  | 0.042 | 64.4755 |  | 762.7969 |  |  | 64.4755 |  | 9% | 5.799 | 769.7269 | 0.64476 | 0 | 0 | 0 | 63.8308
39 | Colony Consumption | EHT | 34.0963 | 34.0963 |  | 0 | 0 |  |  | 485 |  |  |  | 0 |  |  | 485 |  |  | 1653.6729 |  | 0 | 1653.6729 |  | 480.15 |  |  | 1653.6729 |  | 9% | 148.8306 | 484.515 | 16.5367 |  |  | 0 | 1637.1362
40 | Special Tariff | EHT | 0 | 0 |  | 0 | 0 | [9 empty] | #DIV/0! |  |  | 0 |  | 0 | 0 |  |  |  |  | 0 |  | 9% | 0 | #DIV/0! |  |  |  |  | 0
| EHT CATEGORYTOTAL |  | 2932.3433 | 2773.6666 | 158.6767 | 39 | 1147931.5 | 0 | [8 empty] | 555.8307 |  | 13715.178 | 149271.8293 |  | 1.638 | 162988.6453 |  | 553.0477 | 0 | 0 | 162988.6453 |  |  | 11290.7555 | 556.8981 | 816.0695 | 0 | 0 | 0 | 162172.5758
GRAND TOTAL |  |  | 5376.4982 | 3613.3702 | 343.9346 | 2224067 | 4538213.0814 | 1392938.8434 | [8 empty] | 561.8661 |  | 21381.4572 | 277028.3257 | 3659.4827 | 17.9658 | 302087.2313 |  | 557.3569 | 467.4461 | 467.4461 | 301619.7852 |  |  | 18427.5429 | 560.7843 | 1956.9469 | 0 | 0 | 0 | 300143.4955

## T-7
Licencee:-TPWODL
OERC FORM T-7
Revenue Computation for ensuing year with existing tariff.
1 | 2 | 3 | 4 | 5 | 6 | 7 | 8 | 9 | 10 | 11 | 12 | 13 | 14 | 15 | 16 | 17 | 18 | 19 | 20 | 21 | 22 | 23 | 24 | 25 | 26 | 27 | 28 | 29 | 30 | 31 | 32 | 33 | 34 | 35 | 36 | 37 | 37 | 38
SL. NO. | CATEGORY | Voltage of Supply | Consumption during ensuing year (Anticipated) | Consumption for L.F. of <=60% (Anticipated) | Consumption for L.F. of > 60% (Anticipated) | No of Consumers | Contract Demand | Total Connected Load in excess of 1st KW | Demand Charge (Existing) | Energy Charge (Existing) | Graded Slab E.C. for L.F. of >60% (Existing) | Minimum Fixed Charge (Existing) |  | Customer Service Charge (Existing) | Basis for calculation of average charge-PF & LF |  | Average Charge | MD/CD Ratio | Revenue from Demand Charge | Revenue from Energy Charge | Revenue from Monthly Minimum Fixed Charge | Revenue from Customer Service Charge | Total Revenue | Rebate | Average charge after rebate | Anticipated Rebateable Units | Revenue Relief due to Rebate | Total Revenue after rebate | AVG. Charge as a % of Cost of Supply | Electricity Duty | Total Electricity Duty | Total Charge to Con including ED | Revenue releif due to prompt payment rebate | Revenue on account of reliability surcharge | Revenue from Power factor penalty | Revenue relief due to Power Factor incentive | Net Revenue after incentive/ surcharge & penalty | Position w.r.t all India Tariff
| Units |  | MU's | MU's | MU's | Nos. | KW/KVA | KW | Rs./KVA/month | Paise/KWH | Paise/KWH | For 1st KW (Rs./Con/M) | FOR Addl. KW | Rs./Customer | PF | LF | paise/ kwh |  | Rs. Lakhs | Rs. Lakhs | Rs. Lakhs | Rs. Lakhs | Rs. Lakhs | Paise/kwh | paise/ kwh | MU | Rs. Lakhs | Rs. Lakhs | % age | % age of Energy | Rs. Lakhs | paise/kwh | Rs. Lakhs | Rs. Lakhs | Rs. Lakhs | Rs. Lakhs | Rs. Lakhs
LT CATEGORY (A.C.)
1 | DOMESTIC | LT |  |  |  | 2001229 | 2224956.585 | 818905 |  |  |  | 20 | 20 | [7 empty] | 5339.8958 |  | 5339.8958 | 0.1 |  | 735.057 | 735.057 | 4604.8388 | [8 empty] | 4604.8388
i) | Kutirjyoti (<=30KWH) |  | 30 |  |  | 126562 | 63281 |  | 80 | [9 empty] | 1214.9952 |  |  |  | 1214.9952 |  | 404.9984 |  |  | 1214.9952 |  | 0 | 0 | [5 empty] | 1214.9952
ii) | Others
| 0<=50KWH |  | 234.2811 | [6 empty] | 300 | [9 empty] | 7028.4326 |  |  | 7028.4326 |  |  |  |  | 7028.4326 | [8 empty] | 7028.4326
| >50<=200 |  | 802.161 | [6 empty] | 480 | [9 empty] | 38503.726 |  |  | 38503.726 |  |  |  |  | 38503.726 | [8 empty] | 38503.726
| >200<=400 |  | 487.9748 | [6 empty] | 580 | [9 empty] | 28302.5364 |  |  | 28302.5364 |  |  |  |  | 28302.5364 | [8 empty] | 28302.5364
| More than 400 KWH (Slab) |  | 559.5832 | [6 empty] | 620 | [9 empty] | 34671.0857 |  |  | 34671.0857 |  |  |  |  | 34671.0857 |  | 4% | 4340.2312 | [5 empty] | 34671.0857
| Total Domestic |  | 2114 |  |  | 2127791 | 2288237.585 | 818905 | [8 empty] | 544.2794 |  | 1214.9952 | 108505.7807 | 5339.8958 | 0 | 115060.6717 |  | 540.8023 | 735.057 | 735.057 | 114325.6147 |  |  | 4340.2312 | 542.885 | 1150.6067 | 0 | 0 | 0 | 114325.6147
2 | General Purpose (<100 KW) | LT |  |  |  | 109931 | 326816.7204 | 100947 |  |  |  | 30 | 30 | [7 empty] | 1176.5402 |  | 1176.5402 | 0.1 |  | 144.9726 | 144.9726 | 1031.5675 | [8 empty] | 1031.5675
All Units if cons. within
| 0-100 KWH |  | 18.2116 | [6 empty] | 590 | [9 empty] | 1074.4843 |  |  | 1074.4843 |  |  |  |  | 1074.4843 | [8 empty] | 1074.4843
| >100<=300 |  | 52.2713 | [6 empty] | 700 | [9 empty] | 3658.9934 |  |  | 3658.9934 |  |  |  |  | 3658.9934 | [8 empty] | 3658.9934
| More than 300 KWH(SLAB) |  | 394.5171 | [6 empty] | 760 | [9 empty] | 29927.313 |  |  | 29927.313 |  |  |  |  | 29927.313 | [8 empty] | 29927.313
| Total General Purpose (<100 KW) |  | 465 |  |  | 109931 | 326816.7204 | 100947 | [8 empty] | 770.6953 |  | 0 | 34660.7908 | 1176.5402 | 0 | 35837.331 |  | 767.5776 | 144.9726 | 144.9726 | 35692.3584 |  | 4% | 1386.4316 | 770.5592 |  | 0 | 0 | 0 | 35692.3584
3 | Irrigation Pumping and Agriculture | LT | 449.849 |  |  | 90314 | 281444.2299 | 177230 |  | 150 |  | 20 | 10 |  |  |  | 160.2803 |  |  | 6747.403 | 462.7902 |  | 7210.1932 | 0.1 | 160.1095 | 7.6835 | 7.6835 | 7202.5097 |  | 2% | 134.9481 | 160.4095 |  |  |  |  | 7202.5097
4 | Allied Agricultural Activities | LT | 7.2 |  |  | 551 | 5760.648 | 5209.648 |  | 160 |  | 20 | 10 |  |  |  | 169.5805 |  |  | 114.524 | 7.574 |  | 122.098 | 0.1 | 168.6458 | 0.67302 | 0.67302 | 121.425 |  | 2% | 2.2905 | 168.9639 |  |  |  |  | 121.425
5 | Allied Agro-Industrial Activities | LT | 3.6 |  |  | 121 | 2253.338 | 2132.338 |  | 470 |  | 80 | 50 |  |  |  | 504.3767 |  |  | 167.62 | 13.9556 |  | 181.5756 | 0.1 | 497.1262 | 2.6102 | 2.6102 | 178.9654 |  | 2% | 3.3524 | 498.0574 | 1.8158 |  |  |  | 177.1497
6 | Public Lighting | LT | 45 |  |  | 3335 | 12649.89 | 9314.89 |  | 620 |  | 20 | 15 |  |  |  | 625.5046 |  |  | 2790 | 24.7708 |  | 2814.7708 |  | 625.5046 |  |  | 2814.7708 |  | 4% | 111.6 | 627.9846 |  |  |  |  | 2814.7708
7 | LT Industrial (S) Supply | LT | 22 |  |  | 3836 | 38302.3338 | 34466.3338 |  | 620 |  | 80 | 35 |  |  |  | 701.1419 |  |  | 1360.928 | 181.5842 |  | 1542.5122 | 0.1 | 697.1728 | 8.7321 | 8.7321 | 1533.7801 |  | 5% | 68.0464 | 700.2658 |  |  |  |  | 1533.7801
8 | LT Industrial (M) Supply | LT | 69 |  |  | 1432 | 68866.453 | 67434.453 |  | 620 |  | 100 | 80 |  |  |  | 713.1766 |  |  | 4256.364 | 664.5547 |  | 4920.9187 |  | 713.1766 |  |  | 4920.9187 |  | 8% | 340.5091 | 718.1115 | 49.2092 |  |  |  | 4871.7096
9 | Specified Public Purpose | LT | 68 |  |  | 13459 | 38216.793 | 24757.793 |  | 620 |  | 50 | 50 |  |  |  | 652.7654 |  |  | 4209.504 | 229.3008 |  | 4438.8048 |  | 652.7654 |  |  | 4438.8048 |  | 4% | 168.3802 | 655.2416 | 44.388 | 0 | 0 | 0 | 4394.4167
10 | Public Water Works<100KW | LT | 65 |  |  | 4762 | 32493.4046 | 27731.4046 |  | 620 |  | 50 | 50 |  |  |  | 649.5311 |  |  | 4026.992 | 194.9604 | 0 | 4221.9524 | 0.1 | 648.8127 | 4.6699 | 4.6699 | 4217.2825 |  | 0% | 0 | 648.8127 |  |  |  |  | 4217.2825
11 | Public Water Works >=100KW | LT | 5.2 |  |  | 25 | 422.58 |  | 200 | 620 |  |  |  | 30 |  |  | 631.0376 | 0.8 | 8.1135 | 319.936 |  | 0.09 | 328.1395 | 0.1 | 629.1143 | 1.0001 | 1.0001 | 327.1394 |  | 0% | 0 | 629.1143 | 3.2814 | 0 | 0 | 0 | 323.858
12 | General Purpose (>= 110 Kva) | LT | 0.151 |  |  | 2 | 320 |  | 200 | 620 |  |  |  | 30 |  |  | 1021.0066 | 0.8 | 6.144 | 9.266 |  | 0.0072 | 15.4172 |  | 1021.0066 |  |  | 15.4172 |  | 4% | 0.37064 | 1023.4612 | 0.15417 | 0 | 0 | 0 | 15.263
13 | Large Industry | LT | 0 |  |  | 0 | 0 |  | 200 | 620 |  |  |  | 30 |  |  | #DIV/0! | 0.8 | 0 | 0 |  | 0 | 0 |  | #DIV/0! |  |  | 0 |  | 8% | 0 | #DIV/0! | 0 |  | 0 | 0 | 0
| LT CATEGORY TOTAL |  | 3314 | 0 | 0 | 2355559 | 3095783.9757 | 1268128.8604 | [8 empty] | 533.1756 |  | 1229.2527 | 167169.1086 | 8295.9267 | 0.0972 | 176694.3852 |  | 526.6733 | 905.3986 | 905.3986 | 175788.9866 |  |  | 6556.1601 | 528.6516 | 1249.4553 | 0 | 0 | 0 | 175690.1381
HT CATEGORY
14 | Bulk Supply- Domestic | HT | 14.5 | 14.5 |  | 28 | 9795.7778 | 9767.7778 | 20 | 490 |  |  |  | 250 |  |  | 501.3447 |  | 23.5099 | 702.6 |  | 0.84 | 726.9499 | 0.1 | 495.2444 | 8.8455 | 8.8455 | 718.1044 |  | 8% | 56.208 | 499.1208 |  | 0 | 0 | 0 | 718.1044
15 | Irrigation Pumping and Agriculture | HT | 60 | 60 |  | 37 | 124968.2222 | 124931.2222 | 30 | 140 |  |  |  | 250 |  |  | 212.3486 |  | 449.8856 | 823.096 |  | 1.11 | 1274.0916 | 0.1 | 210.078 | 13.6237 | 13.6237 | 1260.4679 |  | 2% | 16.4619 |  |  | 0 | 0 | 0 | 1260.4679
16 | Allied Agricultural Activities | HT | 5 | 5 |  | 7 | 1666.8 | 1659.8 | 30 | 150 |  |  |  | 250 |  |  | 157.693 |  | 6.0005 | 72.636 |  | 0.21 | 78.8465 | 0.1 | 151.6648 | 3.0141 | 3.0141 | 75.8324 |  | 2% | 1.4527 |  |  |  | 0 | 0 | 75.8324
17 | Allied Agro-Industrial Activities | HT | 7.2 | 7.2 |  | 14 | 2926.8 | 2912.8 | 50 | 460 |  |  |  | 250 |  |  | 482.1233 |  | 17.5608 | 329.148 |  | 0.42 | 347.1288 |  | 477.3021 |  |  | 347.1288 |  | 2% | 6.583 |  | 3.4713 |  | 0 | 0 | 343.6575
18 | Specified Public Purpose | HT | 36 | 35.568 | 0.432 | 71 | 28783 |  | 250 | 585 | 475 |  |  | 250 |  |  | 772.4761 | 0.8 | 690.792 | 2087.992 |  | 2.13 | 2780.914 |  | 764.7514 |  |  | 2780.914 |  | 8% | 167.0394 | 769.3913 | 27.8091 | 0 | 0 | 0 | 2753.1049
19 | General Purpose >70 Kva<110 KVA | HT | 0.1 | 0.1 |  | 1 | 150 |  | 250 | 585 | 475 |  |  | 250 |  |  | 948 | 0.8 | 3.6 | 5.85 |  | 0.03 | 9.48 | 0.1 | 948 |  |  | 9.48 |  | 8% | 0.468 | 952.68 |  |  | 0 | 0 | 9.48
20 | General Purpose (>=110 KVA) | HT | 168 | 149.52 | 18.48 | 198 | 66392.6022 |  | 250 | 585 | 475 |  |  | 250 |  |  | 663.9651 | 0.8 | 1593.4225 | 9555.252 |  | 5.94 | 11154.6145 |  | 657.3255 |  |  | 11154.6145 |  | 8% | 764.4202 | 661.8756 | 111.5461 | 0 | 0 | 0 | 11043.0683
21 | H.T.Industrial (M) Medium Industry | HT | 0 |  |  | 0 | 0 |  | 150 | 585 | 475 |  |  | 250 |  |  | #DIV/0! | 0.8 | 0 | 0 |  | 0 | 0 |  | #DIV/0! |  |  | 0 |  | 8% | 0 | #DIV/0! |  |  | 0 | 0 | 0
22 | Public Water Works & Sewage Pumping | HT | 43 | 36.12 | 6.88 | 51 | 17630.8889 |  | 250 | 585 | 475 |  |  | 250 |  |  | 661.5896 | 0.8 | 423.1413 | 2420.164 |  | 1.53 | 2844.8353 | 0.1 | 654.0411 | 4.0104 | 4.0104 | 2840.825 |  | 0% | 0 | 654.0411 | 28.4484 | 0 | 0 | 0 | 2812.3766
23 | Large Industry | HT | 1026.0417 | 872.1354 | 153.9062 | 734 | 345528.7222 |  | 250 | 585 | 475 |  |  | 250 |  |  | 643.9852 | 0.8 | 8292.6893 | 57760.8527 |  | 22.02 | 66075.5621 |  | 637.5453 |  |  | 66075.5621 |  | 8% | 4620.8682 | 642.0489 | 660.7556 | 0 | 0 | 0 | 65414.8065
24 | Sale through Special Tariff (@4.30) | HT | 15.625 | 15.625 | [5 empty] | 430 | [6 empty] | 430 |  |  | 671.875 |  |  | 671.875 |  | 430 |  |  | 671.875 |  | 8% | 53.75 | 433.44 |  |  |  |  | 671.875
25 | Power Intensive Industry | HT | 620.4862 | 452.9549 | 167.5313 | 13 | 95550 |  | 250 | 585 | 475 |  |  | 250 |  |  | 587.6168 | 0.8 | 2293.2 | 34167.2196 |  | 0.39 | 36460.8096 |  | 581.7406 |  |  | 36460.8096 |  | 8% | 2733.3776 | 586.1458 | 364.6081 | 0 | 0 | 0 | 36096.2015
26 | Mini Steel Plant | HT | 177.0717 | 132.8038 | 44.2679 | 4 | 29500 |  | 250 | 585 | 475 |  |  | 250 |  |  | 593.3058 | 0.8 | 708 | 9797.6495 |  | 0.12 | 10505.7695 |  | 587.3728 |  |  | 10505.7695 |  | 8% | 783.812 | 591.7993 | 105.0577 | 0 | 0 | 0 | 10400.7118
27 | Railway Traction | HT | 1e-06 | 1e-06 | 0 | 0 | 0 |  | 250 | 585 | 475 |  |  | 250 |  |  | 585 | 0.8 | 0 | 5.85e-05 |  | 0 | 5.85e-05 |  | 569.907 |  |  | 5.85e-05 |  | 0% | 0 | 569.907 | 5.85e-07 | 9.243e-07 | 0 | 0 | 5.8839e-05
28 | Emergency Supply to CPP | HT | 0 | 0 |  | 0 | 0 |  | 0 | 780 |  |  |  | 250 |  |  | #DIV/0! |  |  | 0 |  | 0 | 0 |  | #DIV/0! |  |  | 0 |  | 8% | 0 | #DIV/0! | 0 | 0 | 0 | 0 | 0
29 | Colony Consumption | HT | 4.2 | 4.2 |  | 0 | 0 |  | 0 | 490 |  |  |  | 0 |  |  | 490 |  |  | 205.8 |  | 0 | 205.8 |  | 485.1 |  |  | 205.8 |  | 8% | 16.464 | 489.02 | 2.058 |  |  | 0 | 203.742
| Total HT -----> |  | 2177.2246 | 1785.7272 | 391.4975 | 1158 | 722892.8133 | 139271.6 | [8 empty] | 611.4972 |  | 14501.8019 | 118600.1349 | 0 | 34.74 | 133136.6768 |  | 605.3736 | 29.4936 | 29.4936 | 133107.1832 |  |  | 9220.9049 | 609.6088 | 1303.7543 | 9.243e-07 | 0 | 0 | 131803.4289
EHT CATEGORY
30 | General Purpose | EHT | 0 | 0 | 0 | 0 | 0 |  | 250 | 580 | 470 |  |  | 700
31 | Large Industry | EHT | 358.3129 | 329.6478 | 28.665 | 14 | 226750 |  | 250 | 580 | 470 |  |  | 700 |  |  | 718.3575 | 0.8 | 5442 | 20296.4985 |  | 1.176 | 25739.6745 |  | 711.174 |  |  | 25739.6745 |  | 9% | 1826.6849 | 716.272 | 257.3967 | 0 | 0 | 0 | 25482.2777
32 | Sale through Special Tariff (@4.30) | EHT | 153.5627 | 153.5627 | [5 empty] | 430 | [6 empty] | 430 |  |  | 6603.1941 |  |  | 6603.1941 |  | 430 |  |  | 6603.1941 |  | 9% | 594.2875 | 433.87 |  |  |  |  | 6603.1941
33 | Railway Traction | EHT | 878.3784 | 843.2432 | 35.1351 | 18 | 276000 |  | 250 | 580 | 470 |  |  | 700 |  |  | 651.0289 | 0.8 | 6624 | 50559.4595 |  | 1.512 | 57184.9715 |  | 644.5186 |  |  | 57184.9715 |  | 0% | 0 | 644.5186 | 571.8497 | 0 | 0 | 0 | 56613.1217
34 | Heavy Industry | EHT | 698.099 | 698.099 | 0 | 3 | 248556 |  | 250 | 580 | 470 |  |  | 700 |  |  | 660.2202 | 0.8 | 5965.344 | 40124.3113 |  | 0.252 | 46089.9073 |  | 653.618 |  |  | 46089.9073 |  | 9% | 3611.188 | 658.7909 | 460.8991 | 0 | 0 | 0 | 45629.0082
35 | Power Intensive Industry | EHT | 995.6821 | 916.0276 | 79.6546 | 7 | 725501 |  | 250 | 580 | 470 |  |  | 700 |  |  | 745.9253 | 0.8 | 17412.024 | 56857.8388 |  | 0.588 | 74270.4508 |  | 738.4661 |  |  | 74270.4508 |  | 9% | 5117.2055 | 743.6055 | 742.7045 | 0 | 0 | 0 | 73527.7463
36 | Sale through TPA | EHT | 2056.1324 | 2056.1324 | [5 empty] | 475 | [6 empty] | 475 |  |  | 97666.2897 |  |  | 97666.2897 |  | 475 |  |  | 97666.2897 |  | 9% | 8789.9661 | 479.275 |  |  |  |  | 97666.2897
37 | Mini Steel Plant | EHT | 7.5605 | 7.5605 | 0 | 1 | 5000 |  | 250 | 580 | 470 |  |  | 700 |  |  | 734.6832 | 0.8 | 120 | 435.3721 |  | 0.084 | 555.4561 |  | 727.3364 |  |  | 555.4561 |  | 9% | 39.1835 | 732.5191 | 5.5546 | 0 | 0 | 0 | 549.9015
38 | Emergency Supply to CPP | EHT | 2.1004 | 2.1004 |  | 1 | 5000 |  | 0 | 770 |  |  |  | 700 |  |  |  |  | 0 | 161.7307 |  | 0.084 | 161.8147 |  | 762.6959 |  |  | 161.8147 |  | 9% | 14.5558 | 769.6259 | 1.6181 | 0 | 0 | 0 | 160.1966
39 | Colony Consumption | EHT | 72 | 72 |  | 0 | 0 |  |  | 485 |  |  |  | 0 |  |  | 485 |  |  | 3492 |  | 0 | 3492 |  | 480.15 |  |  | 3492 |  | 9% | 314.28 | 484.515 | 34.92 |  |  | 0 | 3457.08
40 | Special Tariff | EHT | 0 | 0 |  | 0 | 0 | [9 empty] | #DIV/0! |  |  | 0 |  | 0 | 0 |  |  |  |  | 0 |  | 9% | 0 | #DIV/0! |  |  |  |  | 0
| EHT CATEGORYTOTAL |  | 5221.8283 | 5078.3736 | 143.4547 | 44 | 1486807 | 0 | [8 empty] | 597.0395 |  | 35563.368 | 276196.6947 |  | 3.696 | 311763.7587 |  | 593.0659 | 0 | 0 | 311763.7587 |  |  | 20307.3512 | 596.9548 | 2074.9427 | 0 | 0 | 0 | 309688.8159
GRAND TOTAL |  |  | 10713.053 | 6864.1008 | 534.9522 | 2356761 | 5305483.789 | 1407400.4604 | [8 empty] | 580.2219 |  | 51294.4226 | 561965.9381 | 8295.9267 | 38.5332 | 621594.8206 |  | 575.0292 | 934.8921 | 934.8922 | 620659.9285 |  |  | 36084.4162 | 578.3974 | 4628.1524 | 9.243e-07 | 0 | 0 | 617182.3828

## T-8
| Licencee:-TPWODL | [35 empty] | OERC | FORM T-8
OERC FORM T-8
Revenue Computation for ensuing year using proposed tariffs.
1 | 2 | 3 | 4 | 5 | 6 | 7 | 8 | 9 | 10 | 11 | 12 | 13 | 14 | 15 | 16 | 17 | 18 | 19 | 20 | 21 | 22 | 23 | 24 | 25 | 26 | 27 | 28 | 29 | 30 | 31 | 32 | 33 | 34 | 35 | 36 | 37 | 38 | 39 | 40 | 41 | 42 | 43 | 44 | 45 | 46 | 47 | 48 | 49 | 50 | 51 | 52 | 53 | 54 | 55 | 56 | 57 | 58 | 59 | 60 | 61 | 62 | 63 | 64 | 65 | 66 | 67 | 68 | 69 | 70 | 71 | 72 | 73 | 74 | 75 | 76
[9 empty] | Existing | Existing | Existing | Existing | Existing | Existing | Existing | Existing | Existing | Existing | Existing | Existing | Existing | Existing | Existing | Existing | Existing | Existing | Existing | Existing | Existing | Existing | Existing | Existing | Existing | Proposed | Proposed | Proposed | Proposed | Proposed | Proposed | Proposed | Proposed | Proposed | Proposed | Proposed | Proposed | Proposed | Proposed | Proposed | Proposed | Proposed | Proposed | Proposed | Proposed | Existing | Proposed-Exisitng | Proposed-Exisitng | Proposed-Exisitng | Proposed-Exisitng | Proposed-Exisitng | Proposed-Exisitng | Proposed-Exisitng | Proposed-Exisitng | Proposed | Proposed | Proposed | Proposed | Proposed | Proposed | Proposed | Proposed | Proposed | Proposed | Proposed | Proposed
SL No. | CATEGORY OF CONSUMERS | VOLTAGE OF SUPPLY | Consumption during ensuing year (Anticipated) | Consumption for L.F. of <=60% (Anticipated) | Consumption for L.F. of > 60% (Anticipated) | No of consumers | Contract Demand | Total of Connected Load in excess of 1st kW | Demand Charge | Energy Charge | Graded Slab E.C. for L.F. of >60% | Minimum Fixed Charge |  | Customer Service Charge | Basis for calculation of average charge-PF and LF |  | Average Charge | MD/CD Ratio | Revenue from Demand Charges | Revenue from Energy Charges | Revenue From Monthly Minimum Fixed Charge | Revenue from Customer Service Charge | Total Revenue | Rebate | Average Charge after rebate | Anticipated Rebateable Units | Revenue Releif due to Rebate | Total Revenue after rebate | Revenue releif due to prompt payment & Digital rebate | Revenue on account of reliability surcharge | Revenue from Power factor penalty | Revenue relief due to Power Factor incentive | Net revenue after incnetive/surcharge & Penalty | Demand Charge | Energy Charge | Graded Salb E.C. for L.F. of >60% | MinimumFixed Charge |  | Customer service charge | Basis for calculation of average charge PF and LF |  | Average charge | MD/ CD Ratio | Revenue from Demand Charge | Revenue from Energy Charges | Revenue from Monthly Minimum Fixed Charge | Revenue from Customer Service Charge | Total Revenue | Rebate | Avg Charge after rebate | Anticipated Rebateable Units | Revenue releif due to rebate | Total Revenue after rebate | Total Revenue after rebate | Change in Net Revenue | Change in Revenue from Demand Charge | Change in Revenue from Energy Charge | Change in revenue from monthly minimum fixed charge | Change in revenue from customer service charge | Change in Total Revenue | Change in Net Avergae Charge | % age Change in Net Avergae Charge | Proposed tariff as a % age of COS | Revenue releif due to prompt payment & Digital rebate | Revenue on account of reliability surcharge | Revenue from power factor penalty | Revenue relief due to Power Factor incentive | Net revenue after incentive/ surcharge & penalty | Electricity Duty | Total charge to consumers including ED | Total Electgricity Duty | Total Cost of Supply | Total Subsidy | Subsidy | Position w.r.t all India tariff
|  |  | MU's | MU's | MU's | Nos | kW/kVA | kw | Rs./KVA/month | Paise/kWh | Paise/kWh |  |  | Rs./Customer/M | PF | LF | paise/ kwh |  | Rs. Lakhs | Rs. Lakhs | Rs. Lakhs | Rs. Lakhs | Rs. Lakhs | Paise/kwh | Paise/kwh | MU | Rs. Lakhs | Rs. Lakhs | Rs. Lakhs | Rs. Lakhs | Rs. Lakhs | Rs. Lakhs | Rs. Lakhs | Rs./KVA/month | paise/kwh | paise/kwh | Rs. | Rs. | Rs./Customer | PF | LF | Paise/Kwh |  | Rs.Lakhs | Rs.Lakhs | Rs.Lakhs | Rs.Lakhs | Rs.Lakhs | paise/ kwh | paise/ kwh | MU | Rs.Lakhs | Rs.Lakhs | Rs.Lakhs | Rs.Lakhs | Rs.Lakhs | Rs.Lakhs | Rs.Lakhs | Rs.Lakhs | Rs.Lakhs | paise/kwh | % age | % age | Rs.Lakhs | Rs.Lakhs | Rs.Lakhs | Rs.Lakhs | Rs.Lakhs | % age of Energy | Paise/kwh | Rs.Lakhs | Rs.Lakhs | Rs.Lakhs | paise/kwh
LT Category (A.C.)
1 | DOMESTIC | LT |  |  |  | 2001229 | 2224956.585 | 818905 |  |  |  | 20 | 20 | [7 empty] | 5339.8958 |  | 5339.8958 | 0.1 |  | 735.057 | 735.057 | 4604.8388 |  |  |  |  | 4604.8388 |  |  |  | 20 | 20 | [7 empty] | 5339.8958 |  | 5339.8958 | 0.1 |  | 735.057 | 735.057 | 4604.8388 | 4604.8388 | 0 |  |  | 0 |  | 0 | [7 empty] | 4604.8388
i) | Kutirjyoti<=30KWH |  | 30 |  |  | 126562 | 63281 |  | 80 | [9 empty] | 1214.9952 |  |  |  | 1214.9952 |  | 404.9984 |  |  | 1214.9952 |  |  |  |  | 1214.9952 | 80 | [9 empty] | 1214.9952 |  |  |  | 1214.9952 |  | 404.9984 |  |  | 1214.9952 | 1214.9952 | 0 |  |  |  |  | 0 |  |  | 58.9768 |  |  |  |  | 1214.9952 | 0% | 404.9984 |  | 2060.1244 | 845.1292 | 281.7097
ii) | Others
| 0<=50KWH |  | 234.2811 | [6 empty] | 300 | [9 empty] | 7028.4326 |  |  | 7028.4326 |  |  |  |  | 7028.4326 |  |  |  |  | 7028.4326 |  | 300 | [9 empty] | 7028.4326 |  |  | 7028.4326 |  |  |  |  | 7028.4326 | 7028.4326 | 0 |  | 0 |  |  | 0 | [7 empty] | 7028.4326
| >50<=200 |  | 802.161 | [6 empty] | 480 | [9 empty] | 38503.726 |  |  | 38503.726 |  |  |  |  | 38503.726 |  |  |  |  | 38503.726 |  | 480 | [9 empty] | 38503.726 |  |  | 38503.726 |  |  |  |  | 38503.726 | 38503.726 | 0 |  | 0 |  |  | 0 | [7 empty] | 38503.726
| >200<=400 |  | 487.9748 | [6 empty] | 580 | [9 empty] | 28302.5364 |  |  | 28302.5364 |  |  |  |  | 28302.5364 |  |  |  |  | 28302.5364 |  | 580 | [9 empty] | 28302.5364 |  |  | 28302.5364 |  |  |  |  | 28302.5364 | 28302.5364 | 0 |  | 0 |  |  | 0 | [7 empty] | 28302.5364
| More than 400 KWH (SLAB) |  | 559.5832 | [6 empty] | 620 | [9 empty] | 34671.0857 |  |  | 34671.0857 |  |  |  |  | 34671.0857 |  |  |  |  | 34671.0857 |  | 620 | [9 empty] | 34671.0857 |  |  | 34671.0857 |  |  |  |  | 34671.0857 | 34671.0857 | 0 |  | 0 |  |  | 0 | [7 empty] | 34671.0857 | 4% |  | 4340.2312 | 143109.9766 | 29999.3571
| Total Domestic |  | 2114 |  | 0 | 2127791 | 2288237.585 | 818905 | [8 empty] | 544.2794 |  | 1214.9952 | 108505.7807 | 5339.8958 | 0 | 115060.6717 |  | 540.8023 | 735.057 | 735.057 | 114325.6147 | 1150.6067 | 0 | 0 | 0 | 114325.6147 | [8 empty] | 544.2794 |  | 1214.9952 | 108505.7807 | 5339.8958 | 0 | 115060.6717 |  | 540.8023 | 735.057 | 735.057 | 114325.6147 | 114325.6147 | 0 |  | 0 | 0 | 0 | 0 | 0 | 0 | 78.7529 | 1150.6067 | 0 | 0 |  | 114325.6147 |  | 542.885 | 4340.2312 | 145170.101 | 30844.4863 | 145.9058
2 | General Purpose <100 KW | LT |  |  |  | 109931 | 326816.7204 | 100947 |  |  |  | 30 | 30 | [7 empty] | 1176.5402 |  | 1176.5402 | 0.1 |  | 144.9726 | 144.9726 | 1031.5675 |  |  |  |  | 1031.5675 |  |  |  | 30 | 30 | [7 empty] | 1176.5402 |  | 1176.5402 | 0.1 |  | 144.9726 | 144.9726 | 1031.5675 | 1031.5675 | 0 |  |  | 0 |  | 0 | [7 empty] | 1031.5675
All Units if cons. within
| 0-100 KWH |  | 18.2116 | [6 empty] | 590 | [9 empty] | 1074.4843 |  |  | 1074.4843 |  |  |  |  | 1074.4843 |  |  |  |  | 1074.4843 |  | 590 | [9 empty] | 1074.4843 |  |  | 1074.4843 |  |  |  |  | 1074.4843 | 1074.4843 | 0 |  | 0 |  |  | 0 | [7 empty] | 1074.4843
| >100<=300 |  | 52.2713 | [6 empty] | 700 | [9 empty] | 3658.9934 |  |  | 3658.9934 |  |  |  |  | 3658.9934 |  |  |  |  | 3658.9934 |  | 700 | [9 empty] | 3658.9934 |  |  | 3658.9934 |  |  |  |  | 3658.9934 | 3658.9934 | 0 |  | 0 |  |  | 0 | [7 empty] | 3658.9934
| More than 300 KWH(SLAB) |  | 394.5171 | [6 empty] | 760 | [9 empty] | 29927.313 |  |  | 29927.313 |  |  |  |  | 29927.313 |  |  |  |  | 29927.313 |  | 760 | [9 empty] | 29927.313 |  |  | 29927.313 |  |  |  |  | 29927.313 | 29927.313 | 0 |  | 0 |  |  | 0 | [7 empty] | 29927.313
| Total General Purpose (<100KW) |  | 465 |  | 0 | 109931 | 326816.7204 | 100947 | [8 empty] | 770.6953 |  | 0 | 34660.7908 | 1176.5402 | 0 | 35837.331 |  | 767.5776 | 144.9726 | 144.9726 | 35692.3584 |  | 0 | 0 | 0 | 35692.3584 | [8 empty] | 770.6953 |  | 0 | 34660.7908 | 1176.5402 | 0 | 35837.331 |  | 767.5776 | 144.9726 | 144.9726 | 35692.3584 | 35692.3584 | 0 |  | 0 | 0 | 0 | 0 | 0 | 0 | 111.7764 |  | 0 | 0 |  | 35692.3584 | 4% | 770.5592 | 1386.4316 | 31931.9286 | -3760.4298 | -80.8695
3 | Irrigation Pumping and Agriculture | LT | 449.849 |  |  | 90314 | 281444.2299 | 177230 |  | 150 |  | 20 | 10 |  |  |  | 160.2803 |  |  | 6747.403 | 462.7902 |  | 7210.1932 | 0.1 | 160.1095 | 7.6835 | 7.6835 | 7202.5097 |  |  |  |  | 7202.5097 |  | 150 |  | 20 | 10 |  |  |  | 160.2803 |  |  | 6747.403 | 462.7902 | 0 | 7210.1932 | 0.1 | 160.1095 | 7.6835 | 7.6835 | 7202.5097 | 7202.5097 | 0 |  | 0 | 0 | 0 | 0 | 0 | 0 | 23.3155 |  |  |  |  | 7202.5097 | 2% | 160.4095 | 134.9481 | 30891.4971 | 23688.9874 | 526.5986
4 | Allied Agricultural Activities | LT | 7.2 |  |  | 551 | 5760.648 | 5209.648 |  | 160 |  | 20 | 10 |  |  |  | 169.5805 |  |  | 114.524 | 7.574 |  | 122.098 | 0.1 | 168.6458 | 0.67302 | 0.67302 | 121.425 |  |  |  |  | 121.425 |  | 160 |  | 20 | 10 |  |  |  | 169.5805 |  |  | 114.524 | 7.574 | 0 | 122.098 | 0.1 | 168.6458 | 0.67302 | 0.67302 | 121.425 | 121.425 | 0 |  | 0 | 0 | 0 | 0 | 0 | 0 | 24.5586 |  |  |  |  | 121.425 | 2% | 168.9639 | 2.2905 | 494.4299 | 373.0049 | 518.0624
5 | Allied Agro-Industrial Activities | LT | 3.6 |  |  | 121 | 2253.338 | 2132.338 |  | 470 |  | 80 | 50 |  |  |  | 504.3767 |  |  | 167.62 | 13.9556 |  | 181.5756 | 0.1 | 497.1262 | 2.6102 | 2.6102 | 178.9654 | 1.8158 |  |  |  | 177.1497 |  | 470 |  | 80 | 50 |  |  |  | 504.3767 |  |  | 167.62 | 13.9556 |  | 181.5756 | 0.1 | 497.1262 | 2.6102 | 2.6102 | 178.9654 | 178.9654 | 0 |  | 0 | 0 | 0 | 0 | 0 | 0 | 72.3926 | 1.8158 |  |  |  | 177.1497 | 2% | 498.0574 | 3.3524 | 247.2149 | 70.0653 | 194.6257
6 | Public Lighting | LT | 45 |  |  | 3335 | 12649.89 | 9314.89 |  | 620 |  | 20 | 15 |  |  |  | 625.5046 |  |  | 2790 | 24.7708 |  | 2814.7708 |  | 625.5046 |  |  | 2814.7708 |  |  |  |  | 2814.7708 |  | 620 |  | 20 | 15 |  |  |  | 625.5046 |  |  | 2790 | 24.7708 | 0 | 2814.7708 |  | 625.5046 |  |  | 2814.7708 | 2814.7708 | 0 |  | 0 | 0 | 0 | 0 | 0 | 0 | 91.0874 |  |  |  |  | 2814.7708 | 4% | 627.9846 | 111.6 | 3090.1866 | 275.4158 | 61.2035
7 | LT Industrial (S) Supply | LT | 22 |  |  | 3836 | 38302.3338 | 34466.3338 |  | 620 |  | 80 | 35 |  |  |  | 701.1419 |  |  | 1360.928 | 181.5842 |  | 1542.5122 | 0.1 | 697.1728 | 8.7321 | 8.7321 | 1533.7801 |  |  |  |  | 1533.7801 |  | 620 |  | 80 | 35 |  |  |  | 701.1419 |  |  | 1360.928 | 181.5842 | 0 | 1542.5122 | 0.1 | 697.1728 | 8.7321 | 8.7321 | 1533.7801 | 1533.7801 | 0 |  | 0 | 0 | 0 | 0 | 0 | 0 | 101.5239 |  |  |  |  | 1533.7801 | 5% | 700.2658 | 68.0464 | 1510.7579 | -23.0222 | -10.4646
8 | LT Industrial (M) Supply | LT | 69 |  |  | 1432 | 68866.453 | 67434.453 |  | 620 |  | 100 | 80 |  |  |  | 713.1766 |  |  | 4256.364 | 664.5547 |  | 4920.9187 |  | 713.1766 |  |  | 4920.9187 | 49.2092 |  |  |  | 4871.7096 |  | 620 |  | 100 | 80 |  |  |  | 713.1766 |  |  | 4256.364 | 664.5547 | 0 | 4920.9187 |  | 713.1766 |  |  | 4920.9187 | 4920.9187 | 0 |  | 0 | 0 | 0 | 0 | 0 | 0 | 103.8544 | 49.2092 | 0 | 0 |  | 4871.7096 | 8% | 718.1115 | 340.5091 | 4738.2862 | -133.4234 | -19.3367
9 | Specified Public Purpose | LT | 68 |  |  | 13459 | 38216.793 | 24757.793 |  | 620 |  | 50 | 50 |  |  |  | 652.7654 |  |  | 4209.504 | 229.3008 |  | 4438.8048 |  | 652.7654 |  |  | 4438.8048 | 44.388 | 0 | 0 | 0 | 4394.4167 |  | 620 |  | 50 | 50 |  |  |  | 652.7654 |  |  | 4209.504 | 229.3008 | 0 | 4438.8048 |  | 652.7654 |  |  | 4438.8048 | 4438.8048 | 0 |  | 0 | 0 | 0 | 0 | 0 | 0 | 95.0572 | 44.388 | 0 | 0 | 0 | 4394.4167 | 4% | 655.2416 | 168.3802 | 4669.6154 | 275.1986 | 40.4704
10 | Public Water Works<100KW | LT | 65 |  |  | 4762 | 32493.4046 | 27731.4046 |  | 620 |  | 50 | 50 |  |  |  | 649.5311 |  |  | 4026.992 | 194.9604 | 0 | 4221.9524 | 0.1 | 648.8127 | 4.6699 | 4.6699 | 4217.2825 |  |  |  |  | 4217.2825 |  | 620 |  | 50 | 50 |  |  |  | 649.5311 |  |  | 4026.992 | 194.9604 | 0 | 4221.9524 | 0.1 | 648.8127 | 4.6699 | 4.6699 | 4217.2825 | 4217.2825 | 0 |  | 0 | 0 | 0 | 0 | 0 | 0 | 94.4816 | 0 |  |  | 0 | 4217.2825 | 0% | 648.8127 | 0 | 4463.6029 | 246.3204 | 37.8954
11 | Public Water Works >=100KW | LT | 5.2 |  |  | 25 | 422.58 |  | 200 | 620 |  |  |  | 30 |  |  | 631.0376 | 0.8 | 8.1135 | 319.936 |  | 0.09 | 328.1395 | 0.1 | 629.1143 | 1.0001 | 1.0001 | 327.1394 | 3.2814 | 0 | 0 | 0 | 323.858 | 200 | 620 |  |  |  | 30 |  |  | 631.0376 | 0.8 | 8.1135 | 319.936 |  | 0.09 | 328.1395 | 0.1 | 629.1143 | 1.0001 | 1.0001 | 327.1394 | 327.1394 | 0 | 0 | 0 |  | 0 | 0 | 0 | 0 | 91.613 | 3.2814 | 0 | 0 | 0 | 323.858 | 0% | 629.1143 | 0 | 357.0882 | 33.2302 | 63.9043
12 | General Purpose (>= 110 KVA) | LT | 0.151 |  |  | 2 | 320 |  | 200 | 620 |  |  |  | 30 |  |  | 1021.0066 | 0.8 | 6.144 | 9.266 |  | 0.0072 | 15.4172 |  | 1021.0066 |  |  | 15.4172 | 0.15417 | 0 | 0 | 0 | 15.263 | 200 | 620 |  |  |  | 30 |  |  | 1021.0066 | 0.8 | 6.144 | 9.266 |  | 0.0072 | 15.4172 |  | 1021.0066 |  |  | 15.4172 | 15.4172 | 0 | 0 | 0 |  | 0 | 0 | 0 | 0 | 148.6813 | 0.15417 | 0 | 0 | 0 | 15.263 | 4% | 1023.4612 | 0.37064 | 10.3693 | -4.8937 | -324.0884
13 | Large Industry | LT | 0 |  |  | 0 | 0 |  | 200 | 620 |  |  |  | 30 |  |  | #DIV/0! | 0.8 | 0 | 0 |  | 0 | 0 |  | #DIV/0! |  |  | 0 | 0 |  | 0 | 0 | 0 | 200 | 620 |  |  |  | 30 |  |  | #DIV/0! | 0.8 | 0 | 0 |  | 0 | 0 |  | #DIV/0! |  |  | 0 | 0 | 0 | 0 | 0 |  | 0 | 0 | #DIV/0! | #DIV/0! | #DIV/0! | [5 empty] | 8% |  | 0 | 0 | 0 | #DIV/0!
| Total LT -----> |  | 3314 | 0 | 0 | 2355559 | 3095783.9757 | 1268128.8604 | [8 empty] | 533.1756 |  | 1229.2527 | 167169.1086 | 8295.9267 | 0.0972 | 176694.3852 |  | 526.6733 | 905.3986 | 905.3986 | 175788.9866 | 1249.4553 | 0 | 0 | 0 | 175690.1381 | [8 empty] | 533.1756 |  | 1229.2527 | 167169.1086 | 8295.9267 | 0.0972 | 176694.3852 |  | 530.4435 | 905.3986 | 905.3986 | 175788.9866 | 175788.9866 | 0 | 0 | 0 | 0 | 0 | 0 | 3.7702 | 0.71586 | 77.2444 | 1249.4553 | 0 | 0 | 0 | 175690.1381 |  | 532.4219 | 6556.1601 | 227575.078 | 51884.9399 | 156.5629
HT Category
14 | Bulk Supply - Domestic | HT | 14.5 | 14.5 |  | 28 | 9795.7778 | 9767.7778 | 20 | 490 |  |  |  | 250 |  |  | 501.3447 |  | 23.5099 | 702.6 |  | 0.84 | 726.9499 | 0.1 | 495.2444 | 8.8455 | 8.8455 | 718.1044 |  | 0 | 0 | 0 | 718.1044 | 20 | 490 |  |  |  | 250 |  |  | 501.3447 |  | 23.5099 | 702.6 |  | 0.84 | 726.9499 | 0.1 | 495.2444 | 8.8455 | 8.8455 | 718.1044 | 718.1044 | 0 | 0 | 0 |  | 0 | 0 | 0 | 0 | 95.8137 | 0 | 0 |  | 0 | 718.1044 | 8% | 499.1208 | 56.208 | 749.4801 | 31.3757 | 21.6384
15 | Irrigation Pumping and Agriculture | HT | 60 | 60 |  | 37 | 124968.2222 | 124931.2222 | 30 | 140 |  |  |  | 250 |  |  | 212.3486 |  | 449.8856 | 823.096 |  | 1.11 | 1274.0916 | 0.1 | 210.078 | 13.6237 | 13.6237 | 1260.4679 |  | 0 | 0 | 0 | 1260.4679 | 30 | 140 |  |  |  | 250 |  |  | 212.3486 |  | 449.8856 | 823.096 |  | 1.11 | 1274.0916 | 0.1 | 210.078 | 13.6237 | 13.6237 | 1260.4679 | 1260.4679 | 0 | 0 | 0 |  | 0 | 0 | 0 | 0 | 40.6432 |  | 0 |  | 0 | 1260.4679 | 2% | 210.3524 | 16.4619 | 3101.2972 | 1840.8292 | 306.8049
16 | Allied Agricultural Activities | HT | 5 | 5 |  | 7 | 1666.8 | 1659.8 | 30 | 150 |  |  |  | 250 |  |  | 157.693 |  | 6.0005 | 72.636 |  | 0.21 | 78.8465 | 0.1 | 151.6648 | 3.0141 | 3.0141 | 75.8324 |  |  | 0 | 0 | 75.8324 | 30 | 150 |  |  |  | 250 |  |  | 157.693 |  | 6.0005 | 72.636 |  | 0.21 | 78.8465 | 0.1 | 151.6648 | 3.0141 | 3.0141 | 75.8324 | 75.8324 | 0 | 0 | 0 |  | 0 | 0 | 0 | 0 | 29.3422 |  |  | 0 | 0 | 75.8324 | 2% | 151.9554 | 1.4527 | 258.4414 | 182.609 | 365.218
17 | Allied Agro-Industrial Activities | HT | 7.2 | 7.2 |  | 14 | 2926.8 | 2912.8 | 50 | 460 |  |  |  | 250 |  |  | 482.1233 |  | 17.5608 | 329.148 |  | 0.42 | 347.1288 |  | 477.3021 |  |  | 347.1288 | 3.4713 |  | 0 | 0 | 343.6575 | 50 | 460 |  |  |  | 250 |  |  | 482.1233 |  | 17.5608 | 329.148 |  | 0.42 | 347.1288 |  | 477.3021 |  |  | 347.1288 | 347.1288 | 0 | 0 | 0 |  | 0 | 0 | 0 | 0 | 92.3424 | 3.4713 |  | 0 | 0 | 343.6575 | 2% | 478.2164 | 6.583 | 372.1557 | 28.4981 | 39.5808
18 | Specified Public Purpose | HT | 36 | 35.568 | 0.432 | 71 | 28783 |  | 250 | 585 | 475 |  |  | 250 |  |  | 772.4761 | 0.8 | 690.792 | 2087.992 |  | 2.13 | 2780.914 |  | 764.7514 |  |  | 2780.914 | 27.8091 | 0 | 0 | 0 | 2753.1049 | 250 | 585 | 475 |  |  | 250 |  |  | 772.4761 | 0.8 | 690.792 | 2087.992 |  | 2.13 | 2780.914 |  | 764.7514 |  |  | 2780.914 | 2780.914 | 0 | 0 | 0 |  | 0 | 0 | 0 | 0 | 147.9545 | 27.8091 | 0 | 0 | 0 | 2753.1049 | 8% | 769.3913 | 167.0394 | 1860.7783 | -892.3266 | -247.8685
19 | General Purpose (<110 KVA) | HT | 0.1 | 0.1 |  | 1 | 150 |  | 250 | 585 | 475 |  |  | 250 |  |  |  | 0.8 | 3.6 | 5.85 |  | 0.03 | 9.48 | 0.1 | 948 |  | 0 | 9.48 |  |  | 0 | 0 | 9.48 | 250 | 585 | 475 |  |  | 250 |  |  | 948 | 0.8 | 3.6 | 5.85 |  | 0.03 | 9.48 |  | 948 |  |  | 9.48 | 9.48 | 0 | 0 | 0 |  | 0 | 0 | 0 | 0 | 183.4071 |  |  |  |  | 9.48 | 8% | 952.68 | 0.468 | 5.1688 | -4.3112 | -431.1171
20 | H.T.Industrial (M) Medium Industry | HT | 0 |  |  | 0 | 0 |  | 150 | 585 | 475 |  |  | 250 |  |  | #DIV/0! | 0.8 | 0 | 0 |  | 0 | 0 |  | #DIV/0! |  |  | 0 |  |  | 0 | 0 | 0 | 150 | 585 | 475 |  |  | 250 |  |  | #DIV/0! | 0.8 | 0 | 0 |  | 0 | 0 |  | #DIV/0! |  |  | 0 | 0 | 0 | 0 | 0 |  | 0 | 0 | #DIV/0! | #DIV/0! | #DIV/0! |  | 0 |  |  | 0 | 8% | #DIV/0! | 0 | 0 | 0 | #DIV/0!
21 | General Purpose (>= 110 KVA) | HT | 168 | 149.52 | 18.48 | 198 | 66392.6022 |  | 250 | 585 | 475 |  |  | 250 |  |  | 663.9651 | 0.8 | 1593.4225 | 9555.252 |  | 5.94 | 11154.6145 |  | 657.3255 |  |  | 11154.6145 | 111.5461 | 0 | 0 | 0 | 11043.0683 | 250 | 585 | 475 |  |  | 250 |  |  | 663.9651 | 0.8 | 1593.4225 | 9555.252 |  | 5.94 | 11154.6145 |  | 657.3255 |  |  | 11154.6145 | 11154.6145 | 0 | 0 | 0 |  | 0 | 0 | 0 | 0 | 127.1711 | 111.5461 | 0 | 0 | 0 | 11043.0683 | 8% | 661.8756 | 764.4202 | 8683.632 | -2359.4363 | -140.4426
22 | Public Water Works & Sewage Pumping | HT | 43 | 36.12 | 6.88 | 51 | 17630.8889 |  | 250 | 585 | 475 |  |  | 250 |  |  | 661.5896 | 0.8 | 423.1413 | 2420.164 |  | 1.53 | 2844.8353 | 0.1 | 654.0411 | 4.0104 | 4.0104 | 2840.825 | 28.4484 | 0 | 0 | 0 | 2812.3766 | 250 | 585 | 475 |  |  | 250 |  |  | 661.5896 | 0.8 | 423.1413 | 2420.164 |  | 1.53 | 2844.8353 | 0.1 | 654.0411 | 4.0104 | 4.0104 | 2840.825 | 2840.825 | 0 | 0 | 0 |  | 0 | 0 | 0 | 0 | 126.5356 | 28.4484 | 0 | 0 | 0 | 2812.3766 | 0% | 654.0411 | 0 | 2222.5963 | -589.7803 | -137.1582
23 | Large Industry | HT | 1026.0417 | 872.1354 | 153.9062 | 734 | 345528.7222 |  | 250 | 585 | 475 |  |  | 250 |  |  | 643.9852 | 0.8 | 8292.6893 | 57760.8527 |  | 22.02 | 66075.5621 |  | 637.5453 |  |  | 66075.5621 | 660.7556 | 0 | 0 | 0 | 65414.8065 | 250 | 585 | 475 |  |  | 250 |  |  | 643.9852 | 0.8 | 8292.6893 | 57760.8527 |  | 22.02 | 66075.5621 |  | 637.5453 |  |  | 66075.5621 | 66075.5621 | 0 | 0 | 0 |  | 0 | 0 | 0 | 0 | 123.3443 | 660.7556 | 0 | 0 | 0 | 65414.8065 | 8% | 642.0489 | 4620.8682 | 53034.335 | -12380.4715 | -120.6625
| Sale through Special Tariff (@4.30) | HT | 15.625 | 15.625 | [5 empty] | 430 | [6 empty] | 430 |  |  | 671.875 |  |  | 671.875 |  | 430 |  |  | 671.875 |  |  |  |  | 671.875 |  | 430 | [6 empty] | 430 |  |  | 671.875 |  |  | 671.875 |  | 430 |  |  | 671.875 | 671.875 | 0 | 0 | 0 |  | 0 | 0 | 0 | 0 | 83.191 | 0 |  |  |  | 671.875 | 8% | 433.44 | 53.75 | 807.6295 | 135.7545 | 86.8829
24 | Power Intensive Industry | HT | 620.4862 | 452.9549 | 167.5313 | 13 | 95550 |  | 250 | 585 | 475 |  |  | 250 |  |  | 587.6168 | 0.8 | 2293.2 | 34167.2196 |  | 0.39 | 36460.8096 |  | 581.7406 |  |  | 36460.8096 | 364.6081 | 0 | 0 | 0 | 36096.2015 | 250 | 585 | 475 |  |  | 250 |  |  | 587.6168 | 0.8 | 2293.2 | 34167.2196 |  | 0.39 | 36460.8096 |  | 581.7406 |  |  | 36460.8096 | 36460.8096 | 0 | 0 | 0 |  | 0 | 0 | 0 | 0 | 112.5479 | 364.6081 | 0 | 0 | 0 | 36096.2015 | 8% | 586.1458 | 2733.3776 | 32071.869 | -4024.3326 | -64.8577
25 | Mini Steel Plant | HT | 177.0717 | 132.8038 | 44.2679 | 4 | 29500 |  | 250 | 585 | 475 |  |  | 250 |  |  | 593.3058 | 0.8 | 708 | 9797.6495 |  | 0.12 | 10505.7695 |  | 587.3728 |  |  | 10505.7695 | 105.0577 | 0 | 0 | 0 | 10400.7118 | 250 | 585 | 475 |  |  | 250 |  |  | 593.3058 | 0.8 | 708 | 9797.6495 |  | 0.12 | 10505.7695 |  | 587.3728 |  |  | 10505.7695 | 10505.7695 | 0 | 0 | 0 |  | 0 | 0 | 0 | 0 | 113.6375 | 105.0577 | 0 | 0 | 0 | 10400.7118 | 8% | 591.7993 | 783.812 | 9152.5347 | -1248.1771 | -70.4899
26 | Railway Traction | HT | 1e-06 | 1e-06 | 0 | 0 | 0 |  | 250 | 585 | 475 |  |  | 250 |  |  | 585 | 0.8 | 0 | 5.85e-05 |  | 0 | 5.85e-05 |  | 569.907 |  |  | 5.85e-05 | 5.85e-07 | 9.243e-07 | 0 | 0 | 5.8839e-05 | 250 | 585 | 475 |  |  | 250 |  |  | 585 | 0.8 | 0 | 5.85e-05 |  | 0 | 5.85e-05 |  | 569.907 |  |  | 5.85e-05 | 5.85e-05 | 0 | 0 | 0 |  | 0 | 0 | 0 | 0 | 110.2584 | 5.85e-07 | 9.243e-07 | 0 | 0 | 5.8839e-05 | 0% | 569.907 | 0 | 5.1688e-05 | -7.151e-06 | -71.5101
27 | Emergency Supply to CPP | HT | 0 | 0 |  | 0 | 0 |  | 0 | 780 |  |  |  | 250 |  |  | #DIV/0! |  | 0 | 0 |  | 0 | 0 |  | #DIV/0! |  |  | 0 | 0 | 0 | 0 | 0 | 0 | 0 | 780 |  |  |  | 250 |  |  | #DIV/0! |  | 0 | 0 |  | 0 | 0 |  | #DIV/0! |  |  | 0 | 0 | 0 | 0 | 0 |  | 0 | 0 | #DIV/0! | #DIV/0! | #DIV/0! |  |  |  |  | 0 | 8% | #DIV/0! | 0 | 0 | 0 | #DIV/0!
28 | Colony Consumption | HT | 4.2 | 4.2 |  | 0 | 0 |  | 0 | 490 |  |  |  | 0 |  |  | 490 |  | 0 | 205.8 |  | 0 | 205.8 |  | 485.1 |  |  | 205.8 | 2.058 |  |  | 0 | 203.742 | 0 | 490 |  |  |  | 0 |  |  | 490 | 0.8 | 0 | 205.8 |  | 0 | 205.8 |  | 485.1 |  |  | 205.8 | 205.8 | 0 | 0 | 0 |  | 0 | 0 | 0 | 0 | 93.8511 | 2.058 |  |  | 0 | 203.742 | 8% | 489.02 | 16.464 | 217.0908 | 13.3488 | 31.7829
[59 empty] | 0 | 0 | 0 | #DIV/0! | 0 |  |  |  |  | 0 | 8% |  |  |  |  | #DIV/0!
| Total HT -----> |  | 2177.2246 | 1785.7272 | 391.4975 | 1158 | 722892.8133 | 139271.6 | [8 empty] | 611.4972 |  | 14501.8019 | 118600.1349 |  | 34.74 | 133136.6768 |  | 605.3736 | 29.4936 | 29.4936 | 133107.1832 | 1303.7543 | 9.243e-07 | 0 | 0 | 131803.4289 | [8 empty] | 611.4972 |  | 14501.8019 | 118600.1349 | 0 | 34.74 | 133136.6768 |  | 614.5925 | 29.4936 | 29.4936 | 133107.1832 | 133107.1832 | 0 | 0 | 0 | 0 | 0 | 0 | 9.2189 | 1.5228 | 118.9036 | 1303.7543 | 9.243e-07 | 0 | 0 | 131803.4289 |  | 618.8276 | 9220.9049 | 112537.0087 | -19266.4201 | -88.4907
EHT Category
29 | General Purpose | EHT | 0 | 0 | 0 | 0 | 0 |  | 250 | 580 | 470 |  |  | 700 | [20 empty] | 580 | 470
30 | Large Industry | EHT | 358.3129 | 329.6478 | 28.665 | 14 | 226750 |  | 250 | 580 | 470 |  |  | 700 |  |  | 718.3575 | 0.8 | 5442 | 20296.4985 |  | 1.176 | 25739.6745 |  | 711.174 |  |  | 25739.6745 | 257.3967 | 0 | 0 | 0 | 25482.2777 | 250 | 580 | 470 |  |  | 700 |  |  | 718.3575 | 0.8 | 5442 | 20296.4985 |  | 1.176 | 25739.6745 |  | 711.174 |  |  | 25739.6745 | 25739.6745 | 0 | 0 | 0 |  | 0 | 0 | 0 | 0 | 155.5026 | 257.3967 | 0 | 0 | 0 | 25482.2777 | 9% | 716.272 | 1826.6849 | 16387.0455 | -9095.2322 | -253.8349
| Sale through Special Tariff (@4.30) | EHT | 153.5627 | 153.5627 | [5 empty] | 430 | [6 empty] | 430 |  |  | 6603.1941 |  |  | 6603.1941 |  | 430 |  |  | 6603.1941 |  |  |  |  | 6603.1941 |  | 430 | [6 empty] | 430 |  |  | 6603.1941 |  |  | 6603.1941 |  | 430 |  |  | 6603.1941 | 6603.1941 | 0 | 0 | 0 |  | 0 | 0 | 0 |  | 94.0222 |  |  |  |  | 6603.1941 | 9% | 433.87 | 594.2875 | 7023.0195 | 419.8254 | 27.339
31 | Railway Traction | EHT | 878.3784 | 843.2432 | 35.1351 | 18 | 276000 |  | 250 | 580 | 470 |  |  | 700 |  |  | 651.0289 | 0.8 | 6624 | 50559.4595 |  | 1.512 | 57184.9715 |  | 644.5186 |  |  | 57184.9715 | 571.8497 | 0 | 0 | 0 | 56613.1217 | 250 | 580 | 470 |  |  | 700 |  |  | 651.0289 | 0.8 | 6624 | 50559.4595 |  | 1.512 | 57184.9715 |  | 644.5186 |  |  | 57184.9715 | 57184.9715 | 0 | 0 | 0 |  | 0 | 0 | 0 | 0 | 140.928 | 571.8497 | 0 | 0 | 0 | 56613.1217 | 0% | 644.5186 | 0 | 40171.6716 | -16441.4502 | -187.1796
32 | Heavy Industry | EHT | 698.099 | 698.099 | 0 | 3 | 248556 |  | 250 | 580 | 470 |  |  | 700 |  |  | 660.2202 | 0.8 | 5965.344 | 40124.3113 |  | 0.252 | 46089.9073 |  | 653.618 |  |  | 46089.9073 | 460.8991 | 0 | 0 | 0 | 45629.0082 | 250 | 580 | 470 |  |  | 700 |  |  | 660.2202 | 0.8 | 5965.344 | 40124.3113 |  | 0.252 | 46089.9073 |  | 653.618 |  |  | 46089.9073 | 46089.9073 | 0 | 0 | 0 |  | 0 | 0 | 0 | 0 | 142.9176 | 460.8991 | 0 | 0 | 0 | 45629.0082 | 9% | 658.7909 | 3611.188 | 31926.793 | -13702.2152 | -196.279
33 | Power Intensive Industry | EHT | 995.6821 | 916.0276 | 79.6546 | 7 | 725501 |  | 250 | 580 | 470 |  |  | 700 |  |  | 745.9253 | 0.8 | 17412.024 | 56857.8388 |  | 0.588 | 74270.4508 |  | 738.4661 |  |  | 74270.4508 | 742.7045 | 0 | 0 | 0 | 73527.7463 | 250 | 580 | 470 |  |  | 700 |  |  | 745.9253 | 0.8 | 17412.024 | 56857.8388 |  | 0.588 | 74270.4508 |  | 738.4661 |  |  | 74270.4508 | 74270.4508 | 0 | 0 | 0 |  | 0 | 0 | 0 | 0 | 161.4702 | 742.7045 | 0 | 0 | 0 | 73527.7463 | 9% | 743.6055 | 5117.2055 | 45536.4296 | -27991.3167 | -281.127
| Sale through TPA | EHT | 2056.1324 | 2056.1324 | [5 empty] | 475 | [6 empty] | 475 |  |  | 97666.2897 |  |  | 97666.2897 |  | 475 |  |  | 97666.2897 |  |  |  |  | 97666.2897 |  | 475 | [6 empty] | 475 |  |  | 97666.2897 |  |  | 97666.2897 |  | 475 |  |  | 97666.2897 | 97666.2897 | 0 | 0 | 0 |  | 0 | 0 | 0 | 0 | 103.8617 | 0 |  |  |  | 97666.2897 | 9% | 479.275 | 8789.9661 | 94034.9604 | -3631.3293 | -17.661
34 | Mini Steel Plant | EHT | 7.5605 | 7.5605 | 0 | 1 | 5000 |  | 250 | 580 | 470 |  |  | 700 |  |  | 734.6832 | 0.8 | 120 | 435.3721 |  | 0.084 | 555.4561 |  | 727.3364 |  |  | 555.4561 | 5.5546 | 0 | 0 | 0 | 549.9015 | 250 | 580 | 470 |  |  | 700 |  |  | 734.6832 | 0.8 | 120 | 435.3721 |  | 0.084 | 555.4561 |  | 727.3364 |  |  | 555.4561 | 555.4561 | 0 | 0 | 0 |  | 0 | 0 | 0 | 0 | 159.0366 | 5.5546 | 0 | 0 | 0 | 549.9015 | 9% | 732.5191 | 39.1835 | 345.7704 | -204.1311 | -269.9974
35 | Emerg. Supply to CPP | EHT | 2.1004 | 2.1004 |  | 1 | 5000 |  |  | 770 |  |  |  | 700 |  |  | 770.3999 | 0.8 | 0 | 161.7307 |  | 0.084 | 161.8147 |  | 762.6959 |  |  | 161.8147 | 1.6181 | 0 | 0 | 0 | 160.1966 |  | 770 |  |  |  | 700 |  |  | 770.3999 | 0.8 | 0 | 161.7307 |  | 0.084 | 161.8147 |  | 762.6959 |  |  | 161.8147 | 161.8147 | 0 | 0 | 0 |  | 0 | 0 | 0 | 0 | 166.7682 | 1.6181 | 0 | 0 | 0 | 160.1966 | 9% | 769.6259 | 14.5558 | 96.0594 | -64.1371 | -305.3569
36 | Colony Consumption | EHT | 72 | 72 |  | 0 | 0 |  |  | 485 |  |  |  | 0 |  |  | 485 | 0.8 | 0 | 3492 |  | 0 | 3492 |  | 480.15 |  |  | 3492 | 34.92 |  |  | 0 | 3457.08 |  | 485 |  |  |  | 0 |  |  | 485 |  | 0 | 3492 |  | 0 | 3492 |  | 480.15 |  |  | 3492 | 3492 | 0 | 0 | 0 |  | 0 | 0 | 0 | 0 | 104.9878 | 34.92 |  |  | 0 | 3457.08 | 9% | 484.515 | 314.28 | 3292.841 | -164.239 | -22.811
37 | Special Tariff | EHT | 0 | 0 |  | 0 | 0 | [12 empty] | 0 |  | 0 | 0 |  |  |  |  | 0 | [16 empty] | 0 |  | 0 | 0 |  |  |  |  | 0 | 0 | 0 | 0 | 0 |  | 0 | 0 | 0 |  | 0 |  |  |  |  | 0 | 9% |  | 0 | 0 | 0
| Total EHT-----> |  | 5221.8283 | 5078.3736 | 143.4547 | 44 | 1486807 | 0 | [8 empty] | 597.0395 |  | 35563.368 | 276196.6947 | 0 | 3.696 | 311763.7587 |  | 593.0659 | 0 | 0 | 311763.7587 | 2074.9427 | 0 | 0 | 0 | 309688.8159 | [8 empty] | 597.0395 |  | 35563.368 | 276196.6947 | 0 | 3.696 | 311763.7587 |  | 605.1693 | 0 | 0 | 311763.7587 | 311763.7587 | 0 | 0 | 0 | 0 | 0 | 0 | 12.1034 | 2.0408 | 132.324 | 2074.9427 | 0 | 0 | 0 | 309688.8159 |  | 609.0582 | 20307.3512 | 238814.5905 | -70874.2254 | -135.7268
| Grand Total-----> |  | 10713.053 | 6864.1008 | 534.9522 | 2356761 | 5305483.789 | 1407400.4604 | [8 empty] | 580.2219 |  | 51294.4226 | 561965.9381 | 8295.9267 | 38.5332 | 621594.8206 |  | 575.0292 | 934.8921 | 934.8922 | 620659.9285 | 4628.1524 | 9.243e-07 | 0 | 0 | 617182.3828 | [8 empty] | 580.2219 |  | 51294.4226 | 561965.9381 | 8295.9267 | 38.5332 | 621594.8206 |  | 589.1692 | 934.8921 | 934.8922 | 620659.9285 | 620659.9285 | 0 | 0 | 0 | 0 | 0 | 0 | 14.1401 | 2.459 | 92.6389 | 4628.1524 | 9.243e-07 | 0 | 0 | 617182.3828 |  | 592.5375 | 36084.4162 | 578926.6772 | -38255.7056 | -35.7094
|  | Anticipated Consumption | Cost of Supply (Rs./kwh) | Cost of Supply (Paise/ kwh)
| Consumption at LT | 3314 | 6.8671 | 686.7081
| Consumption at HT | 2177.2246 | 5.1688 | 516.8829
| Consumption at EHT | 5221.8283 | 4.5734 | 457.339
| Total | 10713.053 | 6.3598 | 635.9844
Adjustment Factor
[54 empty] | Sale | Other Income | Total |  | %
[53 empty] | LT | 175788.9866 |  | 175788.9866 |  | 56.91%
[53 empty] | HT | 133107.1832 |  | 133107.1832 |  | 43.09%
308896.1698

## T-9
| Licencee : |  | TPWODL | [12 empty] | OERC FORM T-9 | [6 empty] | OERC | FORM T-8 | OERC | FORM T-8
CONSUMPTION PATTERN OF HT AND EHT CONSUMERS HAVING CONTRACT DEMAND GREATER THAN 1 MVA
SL NO | DIVISION | NAME | Category | SUPP VOLT | Existing CD IN KVA | Addition/ Reduction during Ensuing Year | Total CD during Ensuing Year | Current Year Months | [7 empty] | Esimated for Current Year | LF Current Year | Projection for Ensuing Year
[8 empty] | 2022-04-01 | 2022-05-01 | 2022-06-01 | 2022-07-01 | 2022-08-01 | 2022-09-01 | TOTAL | TOTAL
A | Existing Industries (EHT) | [12 empty] | KVAh | KWH | [6 empty] | 1000000
1 | 4130 | ULTRA TECH CEMENT LTD. | LARGE | 132 KV | 15000 | 0 | 15000 | 7.4125 | 6.7954 | 6.8102 | 6.5971 | 7.5235 | 6.2922 | 41.4308 | 40.9799 | 79.184 | 61.1% | 82 | 98.91%
2 | 4130 | M/S. SMC POWER GENERATION LTD. (Plant 1) | LARGE | 132 KV | 4000 | 0 | 4000 | 3.4043 | 4.29 | 3.529 | 4.5294 | 2.0009 | 0.80387 | 18.5574 | 18.456 | 19.5574 | 56.59% | 20
3 | 4170 | GENERAL MANAGER ,(M.C.L) | LARGE | 132 KV | 22250 | 0 | 22250 | 8.7257 | 9.9173 | 10.4086 | 10.3931 | 10.659 | 12.1644 | 62.2681 | 61.2323 | 135.2545 | 70.36% | 125
4 | 8120 | M/S MAHANADI COAL FIELDS LTD | LARGE | 220 KV | 6000 | 0 | 6000 | 1.578 | 1.748 | 1.684 | 1.503 | 1.7339 | 1.929 | 10.1759 | 10.175 | 21.7499 | 41.96% | 22
5 | 8130 | M/S DALMIA CEMENT(BHARAT) LIMITED | LARGE | 132 KV | 12000 | 0 | 12000 | 1.5411 | 0.18442 | 0.091278 | 0.33919 | 0.079115 | 0.17549 | 2.4106 | 2.2659 | 3.4636 | 3.341% | 4
6 | 9030 | M/S VEDANTA ALUMINA LTD. (Lanjigarh) | LARGE | 132 KV | 15000 | 0 | 15000 | 1.7654 | 2.0899 | 2.9388 | 5.2472 | 4.0816 | 3.6572 | 19.78 | 19.2823 | 41.723 | 32.19% | 44 |  |  | 1761.5
7 | 9120 | M/S G M ORDNANCE FACTORY | LARGE | 132 KV | 4500 | 0 | 4500 | 0.53473 | 0.60472 | 0.67478 | 0.71867 | 0.71471 | 0.85348 | 4.1011 | 4.0666 | 9.222 | 23.72% | 9
8 | 4160 | M/S SHYAM METALICS & ENERGY LTD | LARGE | 132 KV | 18000 | 2000 | 20000 | 5.575 | 4.8883 | 10.1065 | 15.7063 | 15.3873 | 19.3276 | 70.991 | 68.0208 | 186.9568 | 120.2% | 140
9 | 5120 | M/S.BARGARH CEMENTWORKS-ACCLTD | LARGE | 132 KV | 5000 | 0 | 5000 | 0.58611 | 0.52646 | 5.0045 | 4.7162 | 4.5355 | 3.7589 | 19.1277 | 18.4851 | 41.681 | 96.48% | 35
10 | 8130 | M/S SHREE GANESH METALIKS LTD. | LARGE | 132 KV | 3000 | 0 | 3000 | 0.79125 | 0.55355 | 0.97783 | 0.9581 | 1.3278 | 2.8311 | 7.4396 | 7.3647 | 14.4264 | 55.66% | 13
11 | 4130 | DIVISIONAL RAILWAY MANAGER(TRD) | TRACTION | 132 KV | 30500 | 0 | 30500 | 9.9069 | 10.4371 | 10.7485 | 11.0608 | 11.2341 | 11.3267 | 64.7143 | 61.9122 | 132.6745 | 50.35% | 135
12 | 4130 | DIVISIONAL RAILWAY MANAGER(TRD) | TRACTION | 132 KV | 20500 | 0 | 20500 | 6.7896 | 7.1134 | 8.0527 | 7.7704 | 7.8049 | 8.034 | 45.565 | 43.9661 | 93.769 | 52.94% | 95
13 | 4160 | DRM(ELEC) EAST COAST RAILWAY | TRACTION | 132 KV | 18000 | 0 | 18000 | 5.6429 | 5.8132 | 6.2643 | 5.5621 | 5.6822 | 6.4602 | 35.4249 | 33.76 | 74.1863 | 47.7% | 76
14 | 4160 | THE DIVISIONAL ELECT.ENG.(TRACTION) | TRACTION | 132 KV | 11000 | 0 | 11000 | 2.0168 | 2.0896 | 2.1885 | 2.0037 | 2.1474 | 2.3101 | 12.7562 | 12.7352 | 26.617 | 28.01% | 28
15 | 4170 | THE DIVISIONAL RAILWAY MANAGER(TRD) | TRACTION | 132 KV | 6500 | 0 | 6500 | 1.3918 | 1.4025 | 1.4579 | 1.55 | 1.5079 | 1.5876 | 8.8978 | 8.609 | 18.4233 | 32.81% | 19
16 | 5120 | The Sr Divisional Electrical Engineer TRD | TRACTION | 132 KV | 10000 | 0 | 10000 | 1.9263 | 2.0285 | 2.1377 | 2.0161 | 1.8675 | 1.8964 | 11.8724 | 11.8572 | 23.2507 | 26.91% | 24
17 | 8110 | DIVISIONAL RAILWAY MANAGER(TRD) | TRACTION | 132 KV | 17000 | 0 | 17000 | 3.3832 | 6.3684 | 7.0024 | 6.0762 | 6.9708 | 8.7894 | 38.5903 | 35.887 | 91.3267 | 62.18% | 92
18 | 8110 | M/S. THE DIVISIONAL RAILWAY MANAGER TRD | TRACTION | 132 KV | 16500 | 0 | 16500 | 6.4776 | 6.6281 | 7.2907 | 6.8181 | 6.6885 | 3.6731 | 37.5761 | 35.755 | 59.615 | 41.82% | 60
19 | 8130 | DIVISIONAL RAILWAY MANAGER TRD | TRACTION | 132 KV | 17500 | 4500 | 22000 | 5.5787 | 5.4289 | 5.968 | 5.6039 | 5.3299 | 5.0953 | 33.0047 | 31.1926 | 68.8124 | 45.51% | 70
20 | 8130 | DIVISIONAL RAILWAY MANAGER(TRD) | TRACTION | 132 KV | 9500 | 0 | 9500 | 1.3258 | 2.8464 | 2.6184 | 3.0146 | 3.2098 | 3.2966 | 16.3116 | 15.8333 | 36.0914 | 43.97% | 39
21 | 8140 | DIVISIONAL RAILWAY MANAGER(TRD) | TRACTION | 220 KV | 17500 | 0 | 17500 | 2.0198 | 3.3051 | 3.3588 | 2.7585 | 2.8527 | 1.9113 | 16.2062 | 16.1115 | 27.674 | 18.3% | 28 | 57600000
22 | 8140 | M/S. THE DIVISIONAL MANAGAER TRD | TRACTION | 220 KV | 6500 | 6500 | 13000 | 2.0388 | 1.5666 | 1.4732 | 1.2866 | 1.2048 | 1.2694 | 8.8394 | 6.7166 | 16.4558 | 29.3% | 17 | 57.6
23 | 9030 | M/S. SR DIVISIONAL ELECTRICAL ENGINEER TRD | TRACTION | 132 KV | 14000 | 3000 | 17000 | 2.6589 | 3.4776 | 3.7946 | 3.6065 | 3.4409 | 3.841 | 20.8194 | 20.6052 | 43.8656 | 36.26% | 45
24 | 9030 | M/S. SR.DVNL. ELECTRICAL ENGINER.TRD | TRACTION | 132 KV | 14000 | 5000 | 19000 | 3.5332 | 3.5464 | 3.8683 | 3.4986 | 3.4642 | 3.6346 | 21.5451 | 21.457 | 43.3525 | 35.84% | 44
25 | 9060 | THE SR. DIVISIONAL ELECTRICAL ENGINEER TRD | TRACTION | 132 KV | 8000 | 0 | 8000 | 1.8169 | 1.7493 | 1.9386 | 1.8596 | 1.9311 | 1.8756 | 11.1711 | 10.9192 | 22.425 | 32.44% | 24
26 | 9110 | Mr. THE SR.DIVISIONAL ELEC.ENGINEER TRD | TRACTION | 132 KV | 14000 | 0 | 14000 | 2.4357 | 2.3955 | 2.6808 | 2.4886 | 2.1938 | 2.3315 | 14.5259 | 14.4842 | 28.5149 | 23.57% | 29
27 | 9120 | SR. DIVISIONAL ELECTRICAL ENGINEER TRD | TRACTION | 132 KV | 12000 | 0 | 12000 | 1.681 | 1.629 | 1.6247 | 1.6894 | 1.5998 | 1.9817 | 10.2056 | 10.1962 | 22.0956 | 21.31% | 23
28 | 9150 | Mr. DIVISIONAL RLY.ENGINEER TR E.CO.RLY | TRACTION | 132 KV | 14000 | 0 | 14000 | 3.1706 | 2.2924 | 2.4847 | 2.3804 | 2.1543 | 2.2786 | 14.7611 | 14.7259 | 28.4328 | 23.51% | 28
29 | 4160 | M/S. ADITYA ALLUMINIUM LIMITED | HEAVY | 220 KV | 55556 | 0 | 55556 | 0.4497 | 22.1534 | 25.6649 | 24.5881 | 21.3968 | 17.9459 | 112.1989 | 112.197 | 219.8744 | 45.81% | 150
30 | 8110 | D G M I/C,POWER DISTRIBUTION | HEAVY | 220 KV | 170000 | 0 | 170000 | 51.7144 | 57.9591 | 50.8016 | 54.1733 | 80.7097 | 51.0506 | 346.4087 | 313.9041 | 552.7123 | 37.63% | 550
31 | 8130 | M/S.ADHUNIK METALIKS LIMITED | HEAVY | 132 KV | 23000 | 0 | 23000 | 4.2158 | 6.5429 | 1.1155 | 0.5616 | 0.58128 | 0.4896 | 13.5067 | 13.5048 | 16.4443 | 8.275% | 16
32 | 4110 | M/S HINDALCO INDUSTRIES LIMITED. | POI | 220 KV | 40000 | 0 | 40000 | 1.3833 | 1.3338 | 1.4616 | 2.0593 | 9.6307 | 1.9225 | 17.7912 | 17.7891 | 29.3259 | 8.486% | 30
33 | 4130 | BHUSHAN POWER & STEEL LTD. | POI | 220 KV | 200000 | 0 | 200000 | 17.461 | 14.829 | 18.796 | 40.804 | 45.29 | 69.552 | 206.732 | 202.914 | 404.044 | 23.38% | 450
34 | 4130 | VEDANTA ALUMINIUM LIMITED | POI | 220 KV | 66667 | 0 | 66667 | 0.46399 | 4.8401 | 25.1473 | 17.7038 | 9.1703 | 17.0587 | 74.3841 | 74.1297 | 176.7363 | 30.68% | 180
35 | 4130 | M/S. VEDANTA LIMITED | POI | 440 KV | 100000 | 100000 | 200000 | 30.5184 | 73.4639 | 94.9559 | 114.3954 | 182.2037 | 231.3129 | 726.8501 | 703.5278 | 2314.7274 | 267.9% | 2255.5
36 | 4130 | M/S SMC POWER GENERATION LTD. (Plant 2) | POI | 220 KV | 5000 | 7500 | 12500 | 11.1067 | 8.5479 | 0.040104 | 0.4361 | 0.014009 | 0.35661 | 20.5014 | 20.4895 | 22.641 | 52.41% | 10
37 | 4160 | M/S VIRAJ STEEL & ENERGY LTD. | POI | 132 KV | 3000 | 0 | 3000 | 0.3556 | 1.9169 | 2.0212 | 0.0016 | 2.6643 | 0.8899 | 7.8495 | 6.4355 | 13.1889 | 50.88% | 15
38 | 9120 | M/S.GRAPHITE INDIA LTD. | MSP | 132 KV | 5000 | 0 | 5000 | 0.58404 | 0.60684 | 0.59568 | 0.82302 | 0.71718 | 0.56454 | 3.8913 | 3.8603 | 7.2785 | 16.85% | 7 |  | 0.99204
39 | 9040 | THE EXECUTIVE ENGINEER | MEGA LIFT | 132 KV | 13500 | 0 | 13500 | 0.025804 | 0.0259 | 0.0274 | 0.0287 | 1.7969 | 2.2403 | 4.145 | 4.1416 | 7.5867 | 6.504% | 9.5
40 | 4160 | M/S ARYAN ISPAT AND POWER PVT. LTD. | ESCGP | 132 KV | 5000 | 0 | 5000 | 0.0085 | 0 | 0.103 | 0.0711 | 0.2826 | 0.2195 | 0.6847 | 0.652 | 2.0017 | 4.634% | 2 |  | 0.95224
41 |  | TPA Power sold to M/S VEDANTA LTD. (incl. above) | [12 empty] | 511 | 2100 |  | 2000
New Industries (EHT)
1 | 4130 | M/S. MSP METALLICS LTD | POI | 132 KV |  | 3334 | 3334 | 2022-09-01: 0.03765 | 0.03765 | 0.03514 | 0.26355 | 0.15 | 1
2 |  | Rungta Mines | LARGE | 132 KV |  |  | 60000 | [10 empty] | 51.84
3 |  | Bhatli - HPC | LARGE | 132 KV |  |  | 23000 | [10 empty] | 19.87
4 |  | Lower Suktel | LARGE | 132 KV |  |  | 20000 | [10 empty] | 17.28
5 |  | SAIL - new connection | LARGE | 132 KV |  |  | 20000 | [10 empty] | 17.28
|  |  | EHT Total |  | 1048473 | 131834 | 1303307 | 213.9958 | 293.9355 | 337.9082 | 377.3984 | 473.7855 | 517.0271 | 2214.0505 | 2641.6324 | 7277.626 |  | 7152.27
Shyam Dri is using double the CD & M/ss Vedanta is using TPA power. Hence LF >100%
Existing Industries (HT)
| 4110 | GM MCL(DBS) | DBS | 11 KV | 1400 | 0 | 1400 | 0.23687 | 0.41853 | 0.47181 | 0.43554 | 0.35673 | 0.30315 | 2.2226 | 2.2037 | 4.0416 | 0.37125 | 5
A | 8130 | BISRA STONE LIME CO LTD. | DBS | 33 KV | 1500 | 0 | 1500 | 0.32896 | 0.34098 | 0.33848 | 0.36904 | 0.35556 | 0.33774 | 2.0708 | 1.9931 | 4.0972 | 0.35127 | 5
1 | 8110 | NATIONAL INSTITUTE OF TECHNOLOGY | SPP | 33 KV | 3500 | 0 | 3500 | 0.78485 | 1.2219 | 1.1099 | 1.0416 | 1.0047 | 1.0429 | 6.2059 | 6.1666 | 12.4635 | 0.45795 | 13
2 | 8120 | COLLECTOR & DISTRICT MAGISTRATE | SPP | 33 KV | 4800 | 0 | 4800 | 0.08745 | 0.10278 | 0.12429 | 0.16047 | 0.16485 | 0.15732 | 0.79716 | 0.79713 | 1.7411 | 0.046647 | 2
3 | 9110 | THE DEAN & PRINCIPAL | SPP | 33 KV | 1504 | 0 | 1504 | 0.071579 | 0.11259 | 0.12077 | 0.10153 | 0.10976 | 0.092817 | 0.60904 | 0.60758 | 1.1659 | 0.099695 | 2
4 | 4130 | DIV . ENGG(ELECTRICAL) | GP>=110KVA | 11 KV | 1000 | 0 | 1000 | 0.22008 | 0.2893 | 0.31185 | 0.29222 | 0.2616 | 0.23819 | 1.6132 | 1.5719 | 3.0423 | 0.39125 | 4
5 | 4130 | AIRPORTS AUTHORITY OF INDIA | GP>=110KVA | 33 KV | 1250 | 0 | 1250 | 0.22343 | 0.17037 | 0.1937 | 0.17748 | 0.16311 | 0.16384 | 1.0919 | 1.0912 | 2.075 | 0.21348 | 3
6 | 4160 | VEDANTA ALUMINIUM LTD. | GP>=110KVA | 33 KV | 6000 | 0 | 6000 | 2.7941 | 3.5438 | 3.7006 | 3.3695 | 3.1522 | 2.6841 | 19.2442 | 18.399 | 35.3486 | 0.75764 | 37
7 | 4160 | M/S. M/S INDIAN OIL CORPORATION LTD | GP>=110KVA | 33 KV | 3200 | -650 | 2550 | 0.7731 | 0.94888 | 0.97054 | 1.1064 | 1.1119 | 0.78321 | 5.6941 | 5.6255 | 10.3933 | 0.41768 | 11
8 | 4170 | M/S.GLOBAL COAL & MINING PVT LTD. | GP>=110KVA | 33 KV | 1700 | 0 | 1700 | 0.22122 | 0.15584 | 0.1266 | 0.13417 | 0.12816 | 0.15607 | 0.92206 | 0.90945 | 1.8585 | 0.14059 | 2
9 | 4170 | M/S. NTPC LTD | GP>=110KVA | 33 KV | 2223 | 0 | 2223 | 1.2738 | 1.2896 | 0.55114 | 1.0534 | 1.132 | 1.2535 | 6.5536 | 5.8764 | 14.0747 | 0.81422 | 15
10 | 8110 | DIVISIONAL ENGENEER (G) | GP>=110KVA | 33 KV | 2300 | 0 | 2300 | 0.44611 | 0.96503 | 0.98316 | 1.0019 | 0.95976 | 0.83622 | 5.1922 | 5.1374 | 10.2095 | 0.57085 | 11
11 | 8120 | M/S NTPC LTD. | GP>=110KVA | 33 KV | 1200 | 0 | 1200 | 0.033 | 0.0204 | 9e-05 | 0.00753 | 0.00934 | 0 | 0.07036 | 0.08228 | 0.07036 | 0.0075403 | 1
12 | 8140 | M/S.VISHAL METALLICS(P)LTD. | GP>=110KVA | 33 KV | 1000 | 0 | 1000 | 0.37883 | 0.26732 | 0.24923 | 0.31965 | 0.3826 | 0.34287 | 1.9405 | 1.9103 | 3.9977 | 0.51411 | 5
13 | 8140 | M/S FORUM PROJECTS PVT.LTD. | GP>=110KVA | 33 KV | 1700 | 0 | 1700 | 0.2235 | 0.33912 | 0.35394 | 0.34241 | 0.33349 | 0.34672 | 1.9392 | 1.9269 | 4.0195 | 0.30406 | 5
14 | 4110 | E.E.(P.H),DIVISION,SBP | PWW & SP | 33 KV | 1516 | 0 | 1516 | 0.47397 | 0.47424 | 0.53262 | 0.50961 | 0.5403 | 0.48678 | 3.0175 | 2.6742 | 5.9382 | 0.50373 | 7
15 | 9110 | E E, PHD,(IDCOL POINT) | PWW & SP | 33 KV | 2000 | 0 | 2000 | 0.31022 | 0.32205 | 0.38138 | 0.35765 | 0.34296 | 0.3584 | 2.0727 | 2.0397 | 4.2231 | 0.27154 | 5
16 | 4130 | M/S.JAY JAGANNATH STEEL & POWER LTD | LARGE | 33 KV | 1200 | 0 | 1200 | 0.64113 | 0.58884 | 0.5894 | 0.47519 | 0.6367 | 0.59775 | 3.529 | 3.5273 | 7.1155 | 0.76255 | 8
17 | 4130 | M/S. JAI HANUMAN UDYOG LTD. | LARGE | 33 KV | 1000 | 0 | 1000 | 0.44663 | 0.39048 | 0.282 | 0.30839 | 0.38263 | 0.37429 | 2.1844 | 2.1248 | 4.4302 | 0.56972 | 5
18 | 4130 | M/S. THAKUR PRASAD SAO & SONS PVTLTD | LARGE | 33 KV | 4000 | 3000 | 7000 | 0.59911 | 0.62669 | 1.002 | 0.43841 | 0.68602 | 1.7546 | 5.1068 | 4.975 | 15.6344 | 0.50265 | 17
19 | 4130 | M/S SUPRIYAA ISPAT PRIVATE LTD. | LARGE | 33 KV | 1200 | -600 | 600 | 0.11775 | 0.021351 | 0.016995 | 0.0129 | 0.004671 | 0.004617 | 0.17828 | 0.1759 | 0.20599 | 0.022075 | 1
20 | 4130 | M/S. APAR INDUSTRIES LIMITED | LARGE | 33 KV | 3500 | 0 | 3500 | 0.76558 | 0.95992 | 0.91987 | 1.0155 | 0.80632 | 0.85676 | 5.3239 | 5.3164 | 10.4644 | 0.3845 | 11
21 | 4160 | M/S. APAR INDUSTRIES LTD | LARGE | 33 KV | 1800 | 100 | 1900 | 0.74355 | 0.76048 | 0.66327 | 0.6303 | 0.72396 | 0.75234 | 4.2739 | 4.2323 | 8.7879 | 0.62785 | 10
22 | 4170 | M/S.TRL KROSAKI REFRACTOIES LTD | LARGE | 33 KV | 7200 | 0 | 7200 | 3.4745 | 4.0763 | 4.3795 | 4.1981 | 4.0381 | 3.9128 | 24.0793 | 23.9146 | 47.5564 | 0.84941 | 49
23 | 4170 | EARTH MINERAL COMPANY LTD. | LARGE | 33 KV | 1000 | 0 | 1000 | 0.01398 | 0.013425 | 0.01605 | 0.014655 | 0.011505 | 0.013785 | 0.0834 | 0.0468 | 0.16611 | 0.021362 | 1
24 | 8110 | M/S. MAA BHAGAWATI RE-ROLLING MILL | LARGE | 33 KV | 1600 | 0 | 1600 | 0.3427 | 0.36772 | 0.42057 | 0.37749 | 0.45956 | 0.47348 | 2.4415 | 2.4192 | 5.2824 | 0.42458 | 6
25 | 8120 | M/S.KAUSHAL FERRO METALS PLTD. | LARGE | 33 KV | 1000 | 0 | 1000 | 0.41424 | 0.3933 | 0.38727 | 0.40206 | 0.37185 | 0.40014 | 2.3689 | 2.363 | 4.7697 | 0.61339 | 5
26 | 8120 | M/S. A.C.B (INDIA) LTD | LARGE | 33 KV | 2250 | 0 | 2250 | 0.03009 | 0.16536 | 0.26688 | 0.24867 | 0.294 | 0.35386 | 1.3589 | 1.2765 | 3.4821 | 0.19902 | 4
27 | 8120 | M/S. ODISHA COAL & POWER LTD. | LARGE | 33 KV | 3500 | 0 | 3500 | 0.089834 | 0.11301 | 0.1211 | 0.11785 | 0.11927 | 0.21139 | 0.77246 | 0.75676 | 2.0408 | 0.074986 | 3
28 | 8120 | M/S. SAINIK MINING AND ALLIED SERVICES | LARGE | 33 KV | 4500 | 0 | 4500 | 0.28607 | 0.44307 | 0.3501 | 0.37116 | 0.4302 | 0.52767 | 2.4083 | 2.2846 | 5.5743 | 0.1593 | 6
29 | 8130 | M/S. SLM METAL(P) LTD. | LARGE | 33 KV | 1025 | 0 | 1025 | 0.1765 | 0.17785 | 0.16277 | 0.14598 | 0.21781 | 0.18966 | 1.0706 | 1.0135 | 2.2085 | 0.27709 | 3
30 | 8130 | ROURKELA MINERALS CO.(P) LTD. | LARGE | 33 KV | 1800 | 0 | 1800 | 0.6006 | 0.62421 | 0.59286 | 0.82437 | 0.71288 | 0.84135 | 4.1963 | 4.1303 | 9.2444 | 0.66046 | 10
31 | 8130 | M/S IFGL REFRACTORIES LTD. | LARGE | 33 KV | 2400 | 0 | 2400 | 0.59478 | 0.60311 | 0.60855 | 0.59715 | 0.66887 | 0.67253 | 3.745 | 3.6853 | 7.7801 | 0.41689 | 9
32 | 8130 | M/S SURAJ PRODUCTS LTD. | LARGE | 33 KV | 4800 | 0 | 4800 | 0.77049 | 1.0715 | 2.571 | 1.6376 | 1.5105 | 1.7562 | 9.3174 | 9.0181 | 19.8547 | 0.53194 | 21
33 | 8130 | M/S. CAST PROFILES PVT LTD | LARGE | 33 KV | 1050 | 0 | 1050 | 0.29751 | 0.3159 | 0.31428 | 0.33221 | 0.35512 | 0.35681 | 1.9718 | 1.9321 | 4.1127 | 0.50371 | 5
34 | 8130 | M/S. SHIVA CEMENT LTD. | LARGE | 33 KV | 1500 | 0 | 1500 | 0.09843 | 0.10443 | 0.1005 | 0.10722 | 0.10329 | 0.09681 | 0.61068 | 0.6102 | 1.1915 | 0.10216 | 2
35 | 8130 | BISRA STONE LIME CO LTD. | LARGE | 33 KV | 1000 | 0 | 1000 | 0.09646 | 0.09186 | 0.1014 | 0.13334 | 0.15004 | 0.14 | 0.7131 | 0.57636 | 1.5531 | 0.19973 | 2
36 | 8130 | LARSEN & TOUBRO LTD | LARGE | 33 KV | 4000 | 0 | 4000 | 0.78773 | 0.85257 | 0.87052 | 0.87624 | 0.8311 | 0.77535 | 4.9935 | 4.9935 | 9.6456 | 0.31011 | 10
37 | 8130 | SHARDA RE-ROLLERS(P) LTD. | LARGE | 33 KV | 1200 | 0 | 1200 | 0.084195 | 0.084765 | 0.11859 | 0.07389 | 0.09147 | 0.10312 | 0.55603 | 0.55569 | 1.1748 | 0.1259 | 2
38 | 8130 | SHREE.GANESH ROLLING MILLS(P)LTD | LARGE | 33 KV | 1300 | 0 | 1300 | 0.36403 | 0.23719 | 0.020775 | 0.021885 | 0 | 0 | 0.64389 | 0.58793 | 0.64389 | 0.063696 | 1
39 | 8130 | M/S.BAJRANG STEEL & ALLOYS LTD | LARGE | 33 KV | 1500 | 0 | 1500 | 0.20109 | 0.20523 | 0.25447 | 0.20931 | 0.21649 | 0.25158 | 1.3382 | 1.3185 | 2.8476 | 0.24414 | 3
40 | 8130 | SHREE SALASAR CASTINGS(P)LTD. | LARGE | 33 KV | 5100 | 0 | 5100 | 1.5548 | 2.6985 | 2.6278 | 1.2695 | 2.886 | 2.6392 | 13.6757 | 13.5908 | 29.5108 | 0.74414 | 31
41 | 8130 | M/S AMBICA IRON & STEELS(P)LTD | LARGE | 33 KV | 1200 | 0 | 1200 | 0.15313 | 0.20105 | 0.19871 | 0.21321 | 0.20751 | 0.21627 | 1.1899 | 1.1785 | 2.4875 | 0.26658 | 3
42 | 8130 | M/S TOP TECH STEELS PVT.LTD. | LARGE | 33 KV | 3000 | 0 | 3000 | 1.7647 | 1.5544 | 1.5282 | 1.5818 | 1.7042 | 1.7374 | 9.8708 | 9.8601 | 20.2949 | 0.86998 | 21
43 | 8130 | M/S MAA GIRIJA ISPAT(P)LTD. | LARGE | 33 KV | 4100 | 0 | 4100 | 2.2197 | 2.1097 | 1.8661 | 2.0036 | 2.032 | 2.0833 | 12.3145 | 12.09 | 24.8144 | 0.77833 | 26
44 | 8130 | M/S. THAKUR PRASAD SAO & SONS(P)LTD | LARGE | 33 KV | 1000 | 0 | 1000 | 0.30517 | 0.048942 | 0.11612 | 0.043074 | 0.28531 | 0.22937 | 1.028 | 1.004 | 2.4042 | 0.30919 | 3
45 | 8130 | M/S.HINDUSTAN AQUA LTD | LARGE | 33 KV | 1000 | 0 | 1000 | 0.013644 | 0.015204 | 0.010854 | 0.011484 | 0.010776 | 0.009936 | 0.071898 | 0.071646 | 0.13151 | 0.016913 | 1
46 | 8130 | M/S TIME STEEL & POWER PVT LTD. | LARGE | 33 KV | 1500 | 0 | 1500 | 0.59481 | 0.59202 | 0.61925 | 0.21223 | 0.58804 | 0.58891 | 3.1953 | 3.1665 | 6.7287 | 0.57688 | 7
47 | 8130 | M/S.BAJRANGBALI RE-ROLLERS(P)L | LARGE | 33 KV | 9500 | 0 | 9500 | 6.3712 | 6.2591 | 6.4864 | 6.1907 | 6.5591 | 5.7616 | 37.628 | 37.3959 | 72.1975 | 0.97733 | 75
48 | 8130 | M/S.SLM TECHNOLOGY PVT.LTD. | LARGE | 33 KV | 3500 | 0 | 3500 | 0.45869 | 0.7645 | 0.84859 | 0.71159 | 1.335 | 1.3882 | 5.5066 | 5.495 | 13.8359 | 0.50838 | 15
49 | 8130 | M/S. SCAN STEELS LTD | LARGE | 33 KV | 4550 | 0 | 4550 | 1.5267 | 1.495 | 1.4549 | 1.4275 | 1.5274 | 1.4968 | 8.9283 | 8.9003 | 17.9091 | 0.50618 | 19
50 | 8130 | M/S. BEE PEE ROLLERS PVT LTD | LARGE | 33 KV | 1800 | 0 | 1800 | 0.30861 | 0.33444 | 0.46248 | 0.4324 | 0.3517 | 0.35629 | 2.2459 | 2.239 | 4.3837 | 0.31319 | 5
51 | 8130 | M/S. MAA FOUNDRY PVT LTD | LARGE | 33 KV | 1700 | 0 | 1700 | 0.54757 | 0.48838 | 0.56847 | 0.64993 | 0.69531 | 0.63014 | 3.5798 | 3.3989 | 7.3606 | 0.55681 | 8
52 | 8130 | M/S. SHIVAM AGGREGATES PVT LTD | LARGE | 33 KV | 1500 | -500 | 1000 | 0.12206 | 0.12166 | 0.10933 | 0.11036 | 0.10487 | 0.0819 | 0.65018 | 0.56762 | 1.1416 | 0.097872 | 2
53 | 8130 | M/S.AURN STEEL INDUSTRIES PVT LTD. | LARGE | 33 KV | 2700 | 0 | 2700 | 0.005535 | 0.005895 | 1.4861 | 1.5233 | 1.5981 | 1.5679 | 6.1868 | 6.1387 | 15.5943 | 0.74276 | 17
54 | 8130 | M/S.COGENT STEEL & PIPES PVT LTD. | LARGE | 33 KV | 3300 | 0 | 3300 | 0.87901 | 1.1333 | 1.1267 | 0.99369 | 0.74072 | 1.2367 | 6.1101 | 5.962 | 13.5306 | 0.52728 | 14
55 | 8130 | M/S.BAJRANGBALI SPONGE & POWER LTD. | LARGE | 33 KV | 4000 | 0 | 4000 | 1.2592 | 0.96348 | 1.055 | 0.84375 | 1.0366 | 1.1401 | 6.298 | 6.2145 | 13.1388 | 0.42241 | 14
56 | 8130 | M/S.SHUBH ISPAT PVT LTD | LARGE | 33 KV | 3100 | 0 | 3100 | 1.6886 | 1.5476 | 1.6378 | 1.1869 | 1.7015 | 1.4935 | 9.2559 | 9.1297 | 18.2166 | 0.7557 | 19
57 | 8130 | M/S.SUBHLABH CEMENTS PVT LTD. | LARGE | 33 KV | 2000 | 0 | 2000 | 0.28284 | 0.17516 | 0.19684 | 0.28164 | 0.21194 | 0.23861 | 1.387 | 1.3514 | 2.8186 | 0.18124 | 3
58 | 8130 | M/S.PAWANJAY SPONGE IRON LTD | LARGE | 33 KV | 1000 | 0 | 1000 | 0.43355 | 0.38168 | 0.25941 | 0.36257 | 0.39582 | 0.41128 | 2.2443 | 2.2332 | 4.712 | 0.60597 | 5
59 | 8130 | M/S.PANESAR STEEL & POWER LTD. | LARGE | 33 KV | 3000 | 0 | 3000 | 0.38034 | 0.46928 | 0.61276 | 0.48013 | 0.59886 | 0.50411 | 3.0455 | 2.981 | 6.0702 | 0.26021 | 7
60 | 8130 | M/S STERLING INDUSTRIES | LARGE | 33 KV | 3300 | 0 | 3300 | 0.90428 | 1.0233 | 0.76016 | 1.0459 | 1.0315 | 0.93843 | 5.7035 | 5.5117 | 11.3341 | 0.44169 | 12
61 | 8130 | M/S PUSPANJANA ALLOYS PVT LTD. | LARGE | 33 KV | 3100 | 0 | 3100 | 1.6717 | 1.3819 | 1.5008 | 0.096863 | 1.5565 | 2.0179 | 8.2256 | 8.1012 | 20.3331 | 0.8435 | 21
62 | 8130 | M/S. CHARIOT STEEL & POWER PVT | LARGE | 33 KV | 100 | 1400 | 1500 | 0.022158 | 0.032166 | 0 | 0.044271 | 0.09675 | 0.060714 | 0.25606 | 0.21137 | 0.62034 | 0.79777 | 1
63 | 8140 | Manager, Barsuan Iron Mines | LARGE | 33 KV | 4000 | 0 | 4000 | 1.4872 | 1.4113 | 1.4385 | 1.3947 | 1.5766 | 1.5688 | 8.8771 | 8.6403 | 18.29 | 0.58803 | 19
64 | 8140 | M/S.SURENDRA MINING IND(P)LTD. | LARGE | 33 KV | 2800 | 0 | 2800 | 0.15016 | 0.12968 | 0.12431 | 0.19474 | 0.32013 | 0.12345 | 1.0425 | 0.96004 | 1.7832 | 0.081899 | 2
65 | 8140 | M/S. RUNGTA MINES LTD. | LARGE | 33 KV | 5500 | 0 | 5500 | 0.03058 | 0.02198 | 0.07676 | 0.01034 | 0.02196 | 0.012401 | 0.17402 | 0.07726 | 0.24843 | 0.0058088 | 1
66 | 8140 | M/S.JAY BALAJI JYOTI STEELS LT | LARGE | 33 KV | 18000 | 0 | 18000 | 7.7344 | 7.7382 | 8.0515 | 8.1042 | 10.6306 | 8.2729 | 50.5318 | 50.5002 | 100.1693 | 0.71566 | 104
67 | 8140 | M/S.RUNGTA SONS PVT LTD | LARGE | 33 KV | 2700 | 0 | 2700 | 0.84919 | 0.67062 | 1.0436 | 0.776 | 1.0696 | 1.1046 | 5.5137 | 5.4807 | 12.1411 | 0.57828 | 13
68 | 8130 | M/S. SHREE MAHAVIR FERRO ALLOYS PLTD | LARGE | 33 KV | 2600 | 400 | 3000 | 0.881 | 1.6324 | 1.2213 | 1.7311 | 3.2225 | 2.9725 | 11.6608 | 11.9192 | 29.4955 | 1.4589 | 31
69 | 8110 | M/S LINDE INDIA LTD.,2X853TPD PLANT | POI | 33 KV | 43500 | 0 | 43500 | 27.7155 | 26.5101 | 27.6814 | 25.2274 | 27.3785 | 27.9563 | 162.4693 | 162.2783 | 330.2072 | 0.97621 | 341
70 | 8130 | EASTERN ALLOYS (P) LTD. | POI | 33 KV | 6000 | 0 | 6000 | 2.1258 | 2.1483 | 2.1855 | 2.0983 | 2.1448 | 2.1797 | 12.8824 | 12.5177 | 25.9604 | 0.55642 | 27
71 | 8130 | M/S. SHREERAM SPONGE & STEELS P LTD | POI | 33 KV | 2500 | 0 | 2500 | 0.58455 | 0.42516 | 0.37116 | 0.49941 | 0.41526 | 0.41953 | 2.7151 | 2.6613 | 5.2323 | 0.26915 | 6
72 | 8130 | M/S REFULGENT ISPAT PVT.LTD. | POI | 33 KV | 2850 | 0 | 2850 | 1.6256 | 1.558 | 1.6459 | 1.5052 | 1.6411 | 1.5559 | 9.5316 | 9.0449 | 18.8669 | 0.85133 | 20
73 | 8130 | M/S. THAKUR PRASAD SAO & SONS PVT LTD | POI | 33 KV | 4900 | 0 | 4900 | 0.00936 | 0.01233 | 0.01422 | 0.17553 | 2.2507 | 0.32337 | 2.7855 | 2.6797 | 4.7257 | 0.12403 | 5
74 | 8130 | M/S. KHEDARIA ISPAT LTD | POI | 33 KV | 700 | 2600 | 3300 | 0.29457 | 0.28813 | 0.29689 | 0.2486 | 1.5167 | 1.6621 | 4.3069 | 4.236 | 14.2792 | 2.6233 | 15
75 | 8130 | M/S.RELIABLE SPONGE (P) LTD. | POI | 33 KV | 15000 | 0 | 15000 | 7.843 | 6.8863 | 7.0615 | 7.0855 | 7.3867 | 6.8525 | 43.1156 | 40.1246 | 84.2305 | 0.72214 | 87
76 | 8130 | SHRI RADHAKRISHNA ISPAT(P)LTD. | POI | 33 KV | 2900 | 0 | 2900 | 0.002857 | 0.27315 | 1.5397 | 1.4645 | 1.6429 | 1.5705 | 6.4936 | 6.4399 | 15.9168 | 0.70583 | 17
77 | 8130 | M/S. DD IRON & STEEL (P) LTD | POI | 33 KV | 2500 | 0 | 2500 | 0.01341 | 1.4783 | 1.5198 | 1.4486 | 1.5311 | 1.5158 | 7.5071 | 7.414 | 16.6022 | 0.85402 | 18
78 | 8130 | M/S. SHRI RADHA RAMAN ALLOYS LTD | POI | 33 KV | 2530 | 270 | 2800 | 1.6778 | 1.6417 | 1.6264 | 1.578 | 1.671 | 1.6787 | 9.8735 | 9.8469 | 19.9456 | 1.0138 | 21
79 | 8130 | M/S SATGURU METALS & POWER (P) LTD. | POI | 33 KV | 1800 | 0 | 1800 | 0.16728 | 0.19939 | 0.23454 | 0.23292 | 0.24185 | 0.28422 | 1.3602 | 1.3492 | 3.0655 | 0.21902 | 4
80 | 8130 | M/S. CHUN CHUN ISPAT (P) LTD | POI | 33 KV | 2500 | 0 | 2500 | 1.4963 | 1.4457 | 1.3766 | 1.392 | 1.4371 | 1.3639 | 8.5116 | 8.496 | 16.6951 | 0.8588 | 18
81 | 8130 | M/S ENVIROCARE INFRASOLUTIONS PVT. LTD. | POI | 33 KV | 5000 | 0 | 5000 | 2.013 | 1.908 | 2.5536 | 2.4411 | 2.9942 | 2.5512 | 14.461 | 14.088 | 29.7679 | 0.76564 | 31
82 | 4110 | M/S.B R STEEL AND POWER LTD | MSP | 33 KV | 4500 | 0 | 4500 | 1.0502 | 1.43 | 1.3693 | 1.5229 | 1.5652 | 1.2292 | 8.1669 | 7.9475 | 15.5419 | 0.44415 | 17
83 | 8130 | BAJRANG STEEL &ALLOY(P) LTD | MSP | 33 KV | 5500 | 0 | 5500 | 2.8184 | 2.6898 | 2.8234 | 2.6582 | 2.8338 | 2.7433 | 16.5669 | 16.4901 | 33.0268 | 0.77223 | 35
84 | 8130 | M/S.SCAN STEELS LTD (UNIT-I) | MSP | 33 KV | 9800 | 0 | 9800 | 6.2865 | 6.138 | 6.0294 | 5.937 | 5.9454 | 6.1387 | 36.4751 | 35.9614 | 73.3075 | 0.96198 | 76
85 | 8130 | M/S. SCAN STEELS LTD(UNIT-II) | MSP | 33 KV | 9700 | 0 | 9700 | 3.0503 | 2.7721 | 3.8739 | 3.8622 | 4.2442 | 3.9394 | 21.7421 | 21.5811 | 45.3785 | 0.60162 | 47
86 | 4130 | THE EXECUTIVE ENGINEER | MEGA LIFT | 33 KV | 3945 | 0 | 3945 | 0.02178 | 0.02004 | 0.0198 | 0.01578 | 0.7308 | 0.45672 | 1.2649 | 1.2334 | 4.0052 | 0.13056 | 5
87 | 4140 | THE EXECUTIVE ENGINEER | MEGA LIFT | 33 KV | 4045 | 0 | 4045 | 0.09195 | 0.15264 | 0.08577 | 0.00582 | 0.33915 | 0.14451 | 0.81984 | 0.76824 | 1.6869 | 0.053631 | 2
88 | 4140 | THE EXECUTIVE ENGINEER | MEGA LIFT | 33 KV | 2720 | 0 | 2720 | 0.026956 | 0.046046 | 0.0073104 | 0.00291 | 0.00552 | 0.01719 | 0.10593 | 0.09435 | 0.20907 | 0.0098849 | 1
89 | 4140 | THE EXECUTIVE ENGINEER | MEGA LIFT | 33 KV | 5200 | 0 | 5200 | 0.05169 | 0.04074 | 0.01359 | 0.00717 | 0.01284 | 0.03393 | 0.15996 | 0.15702 | 0.36354 | 0.0089907 | 1
90 | 4160 | THE E.E.MEGA LIFT PROJECTS,BBSR1397 | MEGA LIFT | 33 KV | 1397 | 0 | 1397 | 0.00276 | 0.00258 | 0.00141 | 0.00084 | 0.07095 | 0.06312 | 0.14166 | 0.13614 | 0.52038 | 0.047904 | 1
91 | 4160 | THE EE MEGA LIFT PROJECTS BBSR-3791 | MEGA LIFT | 33 KV | 3791 | 0 | 3791 | 0.35802 | 0.4137 | 0.02916 | 0.00486 | 0.00324 | 0.0033 | 0.81228 | 0.76404 | 0.83208 | 0.028226 | 1
92 | 4170 | M/S. EE MEGALIFT PROJECTS | MEGA LIFT | 33 KV | 804 | 3158 | 3962 | 0.009225 | 0.001725 | 0.00186 | 0.002085 | 0.01302 | 0.0099 | 0.037815 | 0.03666 | 0.097215 | 0.01555 | 1
93 | 5120 | EE,MGA LIFT,CHIKILI & JAMPALI | MEGA LIFT | 33 KV | 2501 | 0 | 2501 | 0.01254 | 0.02412 | 0.00024 | 0.0123 | -0.01116 | 0.00057 | 0.03861 | 0.03733 | 0.04203 | 0.0021612 | 1
94 | 5120 | EE MGA LIFT,TAMDEI DUNGURI | MEGA LIFT | 33 KV | 1213 | 0 | 1213 | 0.003015 | 0.015885 | 0.001125 | 0.006675 | 0.00573 | 0.027975 | 0.060405 | 0.059205 | 0.22825 | 0.024199 | 1
95 | 8110 | THE EXECUTIVE ENGINEER | MEGA LIFT | 33 KV | 1854 | 0 | 1854 | 0.0042 | 0.00402 | 0.00393 | 0.00291 | 0.01395 | 0.05649 | 0.0855 | 0.08358 | 0.42444 | 0.029441 | 1
96 | 8110 | EXECUTIVE ENGINEER | MEGA LIFT | 33 KV | 4237 | 0 | 4237 | 0.0086641 | 0.010598 | 0.010778 | 0.00594 | 0.061636 | 0.083233 | 0.18085 | 0.16728 | 0.68025 | 0.020647 | 1
97 | 8120 | EXE.ENG.MEGALIFT IRRIG.PROJ.JHARSUG | MEGA LIFT | 33 KV | 5832 | 0 | 5832 | 0.00918 | 0.00828 | 0.01197 | 0.00843 | 0.03948 | 0.19041 | 0.26775 | 0.26619 | 1.4102 | 0.031096 | 2
98 | 8120 | EE.MEGA LIFT IRRIGATION PROJECT.JSG | MEGA LIFT | 33 KV | 3800 | 0 | 3800 | 0.014377 | 0.009158 | 0.014456 | 0.018968 | 0.094039 | 0.12323 | 0.27423 | 0.22904 | 1.0136 | 0.034303 | 2
99 | 8120 | EE.MEGA LIFT IRRIGATION PROJECT JSG | MEGA LIFT | 33 KV | 1150 | 0 | 1150 | 0.01332 | 0.01014 | 0.00543 | 0.00867 | 0.03393 | 0.03669 | 0.10818 | 0.08523 | 0.32832 | 0.036715 | 1
100 | 8120 | EXECUTIVE ENGINEER, MEGALIFT PROJECT, JHARSUGUDA | MEGA LIFT | 33 KV | 11400 | 0 | 11400 | 0.02028 | 0.0204 | 0.01692 | 0.0174 | 0.04056 | 0.1746 | 0.29016 | 0.28752 | 1.3378 | 0.015091 | 2
101 | 8130 | EXECUTIVE ENGINEER MLIP | MEGA LIFT | 33 KV | 1976 | 0 | 1976 | 0.00963 | 0.00621 | 0.00849 | 0.00828 | 0.02886 | 0.12921 | 0.19068 | 0.17388 | 0.96594 | 0.062865 | 1
102 | 8130 | M/S. EXECUTIVE ENGINEER MEGALIFT PROJECT | MEGA LIFT | 33 KV | 843 | 1000 | 1843 | 0.0027 | 0.00201 | 0.00042 | 0.00156 | 0.00144 | 0.00267 | 0.0108 | 0.01071 | 0.02682 | 0.0040914 | 1
103 | 8130 | M/S. EE MEGA LIFT PROJECTS DIVISION ROURKELA | MEGA LIFT | 33 KV | 3800 | 0 | 3800 | 0 | 0.00024 | 0.00204 | 0.00336 | 0.01056 | 0.03936 | 0.05556 | 0.05484 | 0.29172 | 0.0098725 | 1
104 | 8140 | EE,MEGA LIFT PROJECT,KEONJHAR | MEGA LIFT | 33 KV | 1665 | 0 | 1665 | 0.0618 | 0.00378 | 0.00312 | 0.0229 | 0.21272 | 0.08226 | 0.38658 | 0.38024 | 0.88014 | 0.06798 | 1
105 | 9030 | THE EXECUTIVE ENGINEER,MLIP,TTLG | MEGA LIFT | 33 KV | 1805 | 0 | 1805 | 0.00342 | 0.00309 | 0.00394 | 0.00394 | 0.06694 | 0.12099 | 0.20232 | 0.19891 | 0.92826 | 0.066136 | 1
106 | 9030 | E.E MLIP. AT/PO-BHATIPADA | MEGA LIFT | 33 KV | 9610 | 0 | 9610 | 0.023412 | 0.023016 | 0.020304 | 0.021144 | 0.021488 | 0.021513 | 0.13088 | 0.13082 | 0.25995 | 0.0034787 | 1
107 | 9030 | Mr. EXECUTIVE ENGINEER MEGA LIFT TITLAGARH | MEGA LIFT | 33 KV | 1842.2222 | 0 | 1842.2222 | 0.00231 | 0.00087 | 0.00107 | 0.00107 | -0.0007 | 0.00216 | 0.00678 | 0.006765 | 0.01974 | 0.001378 | 1
108 | 9060 | M/S. EXECUTIVE ENGINEER MEGALIFT PROJECTS TITLAGARH | MEGA LIFT | 33 KV | 2370 | 0 | 2370 | 0.00105 | 0 | 0.00165 | 0.0009 | -0.0003 | 0.0003 | 0.0036 | 0.0034 | 0.0054 | 0.00029301 | 1
109 | 9060 | M/S. EXECUTIVE ENGINEER MEGALIFT PROJECTS | MEGA LIFT | 33 KV | 1695 | 0 | 1695 | -0.10361 | 0.00012 | 8e-05 | 8e-05 | 0.000845 | 0.001035 | -0.10145 | -0.10211 | -0.095244 | -0.0072262 | -1
110 | 9060 | M/S. EXECUTIVE ENGINEER MEGALIFT PROJECTS TITLAGARH | MEGA LIFT | 33 KV | 1855 | 0 | 1855 | 0.003 | 0.002505 | 0.002655 | 0.00297 | 0.003165 | 0.00642 | 0.020715 | 0.01833 | 0.059235 | 0.0041066 | 1
111 | 9110 | THE EXECUTIVE ENGINEER MEGA LIFT | MEGA LIFT | 33 KV | 1000 | 0 | 1000 | 0.002955 | 0.0027 | 0.002805 | 0.002625 | 0.11724 | 0.14914 | 0.27747 | 0.26643 | 1.1723 | 0.15076 | 2
112 | 9110 | THE E.E.MEGALIFT PROJECT SONEPUR | MEGA LIFT | 33 KV | 3428 | 0 | 3428 | 0.02925 | 0.00924 | 0.0078 | 0.00852 | 0.4866 | 0.4185 | 0.95991 | 0.91254 | 3.4709 | 0.13021 | 4
113 | 9110 | E.E MEGALIFT PROJECT SONEPUR | MEGA LIFT | 33 KV | 11028 | 0 | 11028 | 0.02844 | 0.02496 | 0.01848 | 0.03282 | 1.4594 | 1.6633 | 3.2275 | 3.1694 | 13.2074 | 0.15402 | 14
114
115 | New Industries (HT)
| 4130 | M/S. Chief District Medical Officer Jharsuguda | SPP | 11 KV |  | 1116 | 1116 |  |  | 1e-05 | 3e-05 | 0.00549 | 0.02528 | 0.03081 | 0.02863 | 0.18249 |  | 1
B | 4160 | THE PROJECT ENGG OWSSB,SAMBALPUR STP -1 BHATRA | PWW & SP | 33 KV |  | 1117 | 1117 |  |  | 0.00402 | 0.02502 | 0.06402 | 0.09717 | 0.19023 | 0.18519 | 0.77325 |  | 1
1 | 4170 | M/S. ISGEC HEAVY ENGINEERING LIMITED | LARGE | 33 KV |  | 1040 | 1040 | 2022-09-01: 2.999e-05 | 2.999e-05 | 2e-05 | 0.00020993 |  | 1
2 | 8140 | M/S. OMC LTD KURMITRA IRON & MANGANESE ORE MINES | LARGE | 11 KV |  | 1100 | 1100 | 2022-09-01: 0.00064 | 0.00064 | 0.00062 | 0.00448 |  | 1
3 |  |  | HT Total |  | 412754.2222 | 14551 | 427305.2222 | 115.0054 | 118.3353 | 125.6433 | 117.911 | 139.2003 | 134.0301 | 750.1254 | 738.2184 | 1554.3061 |  | 1666
4 |  |  | EHT & HT Total |  | 1461227.2222 | 146385 | 1730612.2222 | 329.0011 | 412.2709 | 463.5514 | 495.3094 | 612.9858 | 651.0573 | 2964.1759 | 3379.8507 | 8831.9321 |  | 8818.27

## F-1
Licencee:-TPWODL |  |  |  | OERC FORM.1
INFORMATION ON BLOCK CAPITAL
(Rs. in lakh)
S. No. | Particulars | Actuals for previous financial year | Revised estimate for Current Financial Year | Estimates for ensuing year
A. | Capital employed at the begining of the year
(a) On completed works
HT :
LT :
| Sub Total : | 11597.8652 | 235357.5965 | 300943.9097
(b) On works in progress
HT :
LT :
| Sub Total : | 11597.8711 | 8201.8946 | 29510.7302
B. | Capital employed during the year
(a) On completed works
HT :
LT :
| Sub Total : | 223759.7313 | 65586.3133 | 81729.6517
(b) On works in progress
HT :
LT :
| Sub Total : | -3395.9765 | 21308.8356 | 11348.8731
C. | Asset withdrawn, if any | 0 | 0 | 0
D. | Capital employed at the end of the year
| (a) on completion | 235357.5965 | 300943.9097 | 382673.5614
| (b) on W.I.P | 8201.8946 | 29510.7302 | 40859.6033
| Total (A+B+C) | 8201.8946 | 29510.7302 | 40859.6033
Note : | 1. The figures for current financial year are based upon provisional for 1 Year
2. The principle followed for allocation of capital expenditure to completed
assets and work in progress should be stated.
|  | 8201.8946 | 29510.7302 | 40859.6033

## F-2
Licencee:-TPWODL | [15 empty] | OERC | FORM F.2
Project wise /Scheme wise Capital Expenditure
Rs. in Lakh
|  | PREVIOUS YEAR(21-22) | [5 empty] | CURRENT YEAR(22-23) |  |  |  |  | ENSUING YEAR(23-24)
Sl No. | Description of the Project/Scheme | OB as on 1.4.21 | Expn. during the year | Interest during construction | Overhead Capitalised | Transfer to fixed assets | Closing bal. of WIP as on 31.03.22 | Expn. during the year | Interest during construction | Overhead Capitalised | Transfer to fixed assets | Closing bal. of WIP as on 31.03.23 | Expn. during the year | Interest during construction | Overhead Capitalised | Transfer to fixed assets | Closing bal. of WIP as on 31.03.24
1 | 2 | 3 | 4 | 5 | 6 | 7 | 8 | 9 | 10 | 11 | 12 | 13 | 14 | 15 | 16 | 17 | 18
| Land | 0 | 0 |  |  | 0 | 0 | 0 |  |  | 0 | 0 | 0 |  |  | 0 | 0
| Civil & Buildings | 35.67 | 0 |  |  | 0 | 35.67 | 0 |  |  | 35.67 | 0 | 0 |  |  | 0 | 0
| F&F |  | 0 |  |  | 0 | 0 | 70 |  |  | 70 | 0 | 90 |  |  | 90 | 0
| Vehicle |  | 0 |  |  | 0 | 0 | 20 |  |  | 20 | 0 | 45 |  |  | 45 | 0
| Other Equipment | 0.0031806 | 0 |  |  | 0 | 0.0031806 | 76 |  |  | 76.0032 | 0 | 100 |  |  | 100 | 0
| Total | 35.6732 | 0 | 0 | 0 | 0 | 35.6732 | 166 | 0 | 0 | 201.6732 | 0 | 235 | 0 | 0 | 235 | 0
1 | PMU
2 | IPDS Scheme | 0 | 0 | 0 |  | 0 | 0 | 0 | 0 |  | 0 | 0 | 0 | 0 |  | 0 | 0
3 | SAUBHAGYA | 3378.1982 | 0 | 0 |  | 3060.99 | 317.2082 | 0 |  |  | 317.2082 | 0 | 0 |  |  | 0 | 0
4 | Deposit Work and others | 310.76 | 19680.251 | 0 |  | 19802.21 | 188.8011 | 15505 |  |  | 5357.1344 | 10336.6667 | 12344.4 |  |  | 16508.8667 | 6172.2
5 | Capex Plan GoO | 95.6202 | 0 | 0 |  | 93.78 | 1.8402 | 0 | 0 |  | 1.8402 | 0 | 0 | 0 |  | 0 | 0
6 | SYSTEM IMPROVEMENT(REC) | 0 | 0 | 0 |  | 0 | 0 | 0 |  |  | 0 | 0 | 0 |  |  | 0 | 0
7 | SYSTEM IMPROVEMENT | 1126.7595 | 303.998 | 0 |  | 1394.38 | 36.3775 | 385.7078 | 0 |  | 229.2314 | 192.8539 | 754.0338 | 0 |  | 569.8708 | 377.0169
8 | RLTAP | [5 empty] | 0 | 0 | 0 |  | 0 | 0 | 0 | 0 |  | 0 | 0
9 | ODSSP | 0 | 0 | 0 |  | 0 | 0 | 0 | 0 |  | 0 | 0 | 0 | 0 |  | 0 | 0
10 | DDUGJY-Din Dayal Upadhya | 0 | 0 | 0 |  | 0 | 0 | 0 | 0 |  | 0 | 0 | 0 | 0 |  | 0 | 0
11 | DDUGJY 12th plan | [5 empty] | 0 | 0 | 0 |  | 0 | 0 | 0 | 0 |  | 0 | 0
12 | DESI GoO | 0 | 2937 | 0 |  | 2937 | 0 | 7622.8825 | 0 |  | 7622.8825 | 0 | 8255.5705 | 0 |  | 8255.5705 | 0
13 | Line cable network & other T&D | 0 | 0 | 0 |  | 0 | 0 | 0 |  |  | 0 | 0 | 0 |  |  | 0 | 0
14 | Statutory, Safty & Security |  | 3162.9809 |  |  | 2817 | 345.9809 | 11532.1799 | 107.6337 |  | 10337.7598 | 1648.0347 | 4173.888 | 58.4344 |  | 4210.8019 | 1669.5552
15 | Loss Reduction |  | 1250.0759 |  |  | 1001.0018 | 249.0741 | 7208.1611 | 67.2762 |  | 6261.4403 | 1263.0711 | 14944.64 | 209.225 |  | 10439.08 | 5977.856
16 | Network Reliability |  | 316.3205 |  |  | 256 | 60.3205 | 15100.5826 | 140.9388 |  | 12144.071 | 3157.771 | 12339.54 | 172.7536 |  | 10734.2485 | 4935.816
17 | Load Growth |  | 1625.5773 |  |  | 364.9999 | 1260.5773 | 15162.0576 | 141.5125 |  | 12719.1571 | 3844.9905 | 21551.648 | 301.7231 |  | 17077.7023 | 8620.6592
18 | Tecnology & Civil Infrastructure |  | 8499.3071 |  |  | 7299.6129 | 1199.6943 | 11946.8346 | 274.729 |  | 10393.9153 | 3027.3425 | 16091.25 | 1016.4184 |  | 13698.511 | 6436.5
| Sub-Total of Network Assets | 4911.3379 | 37775.5108 | 0 | 0 | 39026.9746 | 3659.8742 | 84463.406 | 732.0901 | 0 | 65384.6401 | 23470.7302 | 90454.9704 | 1758.5545 | 0 | 81494.6517 | 34189.6033
| Advance to Supplier for Capital Works | 11.08 |  |  |  |  | 628.3933 |  |  |  |  | 515 |  |  |  |  | 650
| Capital Stores | 6639.78 |  |  |  |  | 3877.954 |  |  |  |  | 5525 |  |  |  |  | 6020
| TOTAL ---> | 11597.8711 | 37775.5108 | 0 | 0 | 39026.9746 | 8201.8946 | 84629.406 | 732.0901 | 0 | 65586.3133 | 29510.7302 | 90689.9704 | 1758.5545 | 0 | 81729.6517 | 40859.6033
| Check | [5 empty] | 8201.8946 |  |  |  |  | 29510.7302 |  |  |  |  | 40859.6033
[7 empty] | 0 |  |  |  |  | 0 |  |  |  |  | 0

## F-3
Licencee:-TPWODL | [8 empty] | OERC FORM F.3
Information on Receipt/ Repayment of Loan(Rs.in Lakh)
Abstract:
Source : | Opening balance of loan as at the beginning of the previous financial year 01.04.21 | Receipt during the previous F.Y. 21-22 | Repayment during the previous F.Y.21-22 | Closing balance of loan as at the end of the previous financial year 31.03.22 | Receipt during the current F.Y. 21-22 | Repayment during the current F.Y.22-23 | Closing balance as at the end of the current F.Y. 31.03.23 | Estimates of Receipt during ensuing F.Y. 2023-24 | Estimates of Repayment during ensuing financial year 23-24 | Closing balance as at the end of the ensuing year 31.3.24 | Average rate of interest
GRIDCO-LOAN* | 0 | 0 | 0 | 0 | 0 | 0 | 0 | 0 | 0 | 0 | 0%
WORLD BANK-NET OF 30% Grant | 0 | 0 | 0 | 0 | 0 | 0 | 0 | 0 | 0 | 0 | 0%
(Total Loan is Rs 12994.17 Lacs)
TPWODL Capex Loan Normative | 0 | 5000 | 0 | 5000 | 41635.4581 | 2054.586 | 44580.8721 | 45091.14 | 7478.0703 | 82193.9417 | 10.55%
APDRP LOAN -(NET OF 50% Grant)-GoO | 0 | 0 | 0 | 0 | 0 | 0 | 0 | 0 | 0 | 0 | 0%
Govt. of Orissa-Capex Loan zero interest | 0 | 0 | 0 | 0 | 0 | 0 | 0 | 0 | 0 | 0 | 0%
Govt. of Orissa-Capex Loan -interest bearing | 0 | 0.91788 | 0 | 0.91788 | 0 | 0 | 0 | 0 | 0 | 0 | 0%
REC-Counter part capex scheme | 0 | 0 | 0 | 0 | 0 | 0 | 0 | 0 | 0 | 0 | 0%
REC-SI loan & Counter part Funding for APDRP. | 0 | 0 | 0 | 0 | 0 | 0 | 0 | 0 | 0 | 0 | 0%
Working capital Loan- Normative | 14126.0001 | 0 | 1102.4309 | 13023.5692 | 0 | 0 | 13023.5692 | 0 | 0 | 13023.5692 | 0%
Total | 14126.0001 |  |  | 18024.4871 | 41635.4581 | 2054.586 | 57604.4413 | 45091.14 | 7478.0703 | 95217.5109
Note :The above figures are excluding interest
* includes BST dues as per securitisation order of OERC.
Check with (Balance Sheet) |  |  |  | 18024.4871 |  |  | 57605.3591 |  |  | 95218.4288
|  |  |  | 0 |  |  | 0.91788 |  |  | 0.91788

## F-4
Licencee:-TPWODL
| SALE & POWER PROCUREMENT | [6 empty] | OERC Form No.F.4
S. No. | Particulars | Actual for Previous Year |  | Actual for 1st six month of Current Year |  | Estimates for 2nd six month of Current Year |  | Projection for ensuing year
|  | MU | % | MU | % | MU | % | MU | %
Categorywise sales
1 | Domestic | 1829.05 | 24.8654 | 1068.4756 | 22.1791 | 865.8744 | 16.4818 | 2114 | 20.1679
2 | General Purpose (<100 kw) | 378.555 | 5.1463 | 237.0802 | 4.9212 | 212.9198 | 4.0529 | 465 | 4.4362
3 | Irrigation Pumping and Agriculture | 420.245 | 5.7131 | 217.9225 | 4.5236 | 207.0775 | 3.9417 | 449.849 | 4.2916
4 | Allied Agricultural Activities | 6.7868 | 0.092265 | 4.9057 | 0.10183 | 2.0943 | 0.039864 | 7.2 | 0.068689
5 | Allied Agro-Industrial Activities | 3.3409 | 0.045419 | 1.6573 | 0.034401 | 1.8427 | 0.035076 | 3.6 | 0.034345
6 | Public Lighting | 39.3061 | 0.53436 | 24.5331 | 0.50925 | 19.4669 | 0.37055 | 45 | 0.42931
7 | LT Industrial (S) Supply | 19.4781 | 0.2648 | 11.0749 | 0.22989 | 9.9251 | 0.18892 | 22 | 0.20988
8 | LT Industrial (M) Supply | 66.3553 | 0.90208 | 33.3264 | 0.69178 | 33.6736 | 0.64097 | 69 | 0.65827
9 | Specified Public Purpose <100 KW | 43.3029 | 0.58869 | 32.9577 | 0.68413 | 32.0423 | 0.60992 | 68 | 0.64873
10 | Public Water Works<100 KW | 62.2607 | 0.84642 | 30.5058 | 0.63323 | 32.4942 | 0.61852 | 65 | 0.62011
11 | Public Water Works>=100 KW | 4.8842 | 0.066399 | 3.2367 | 0.067186 | 1.7633 | 0.033564 | 5.2 | 0.049609
12 | General Purpose >= 110 Kva | 0 | 0 | 0.13052 | 0.0027094 | 0.019475 | 0.00037071 | 0.151 | 0.0014406
13 | Large Industry | 0 | 0 | 0 | 0 | 0 | 0 | 0 | 0
14 | Bulk Supply - Domestic | 13.4096 | 0.1823 | 8.4257 | 0.1749 | 5.5743 | 0.10611 | 14.5 | 0.13833
15 | Irrigation Pumping and Agriculture | 45.6084 | 0.62003 | 14.7512 | 0.3062 | 35.2488 | 0.67096 | 60 | 0.57241
16 | Allied Agricultural Activities | 3.6295 | 0.049342 | 2.2534 | 0.046776 | 2.2466 | 0.042763 | 5 | 0.047701
17 | Allied Agro-Industrial Activities | 4.7194 | 0.064159 | 3.3025 | 0.068553 | 3.6975 | 0.070381 | 7.2 | 0.068689
18 | Specified Public Purpose | 21.5299 | 0.29269 | 17.5585 | 0.36448 | 17.4415 | 0.332 | 36 | 0.34345
19 | General Purpose < 110 KVA | 0 | 0 | 0.10139 | 0.0021046 | 0.098612 | 0.0018771 | 0.1 | 0.00095402
20 | General Purpose (>= 110 KVA) | 128.1477 | 1.7421 | 82.6696 | 1.716 | 77.3304 | 1.472 | 168 | 1.6027
21 | H.T.Industrial (M) Supply | 0 | 0 | 0 | 0 | 0 | 0 | 0 | 0
22 | Public Water Works & Sewage Pumping | 33.4025 | 0.4541 | 21.2357 | 0.44081 | 20.7643 | 0.39525 | 43 | 0.41023
23 | Large Industry | 951.9852 | 12.942 | 505.7998 | 10.4993 | 454.9002 | 8.659 | 1000 | 9.5402
24 | Power Intensive Industry | 502.7909 | 6.8353 | 283.4258 | 5.8833 | 296.5742 | 5.6453 | 610 | 5.8195
25 | Mini Steel Plant | 136.4383 | 1.8548 | 81.7619 | 1.6972 | 84.8381 | 1.6149 | 175 | 1.6695
26 | Railway Traction | 1.5168 | 0.02062 | 0 | 0 | 0 | 0 | 1e-06 | 9.5402e-09
27 | Emerg. Supply to CPP | 0 | 0 | 0 | 0 | 0 | 0 | 1e-06 | 9.5402e-09
28 | Colony Consumption | 4.475 | 0.060836 | 3.8098 | 0.079083 | 1.1902 | 0.022655 | 4.2 | 0.040069
29 | General Purpose | 0.16318 | 0.0022184 | 0 | 0 | 0 | 0 | 0 | 0
30 | Large Industry | 304.6146 | 4.1411 | 249.3849 | 5.1767 | 230.6151 | 4.3897 | 500 | 4.7701
31 | Railway Traction | 639.0027 | 8.6871 | 406.7233 | 8.4427 | 396.2767 | 7.5431 | 845 | 8.0614
32 | Heavy Industry | 446.2425 | 6.0665 | 404.965 | 8.4062 | 345.035 | 6.5677 | 650 | 6.2011
33 | Power Intensive Industry | 1172.4473 | 15.9391 | 1021.7696 | 21.2096 | 1824.0104 | 34.7198 | 2968.5 | 28.32 | TPA Bill | Jun | Jul | Aug | Sep | Total | Next 6 months | Addnl. Total | Upto 80% of CD
34 | Mini Steel Plant | 6.7701 | 0.092038 | 3.6318 | 0.075388 | 3.5882 | 0.0683 | 7.5 | 0.071551 | MU | 37.325 | 82.888 | 91.195 | 186.365 | 397.773 | 899 | 1296.773 | 803.227
35 | Emerg. Supply to CPP | 3.4121 | 0.046387 | 4.2032 | 0.087249 | 0.7968 | 0.015167 | 2 | 0.01908
36 | Colony Consumption | 61.929 | 0.84191 | 35.9037 | 0.74528 | 34.0963 | 0.64902 | 72 | 0.68689
37 | Total Sale | 7355.7998 | 100 | 4817.4833 | 100 | 5253.5167 |  | 10482 | 100 | 1st Six month of current year |  | Next six month | Total
38 | T&D Loss | 1957.4068 |  | 1529.0501 |  | 699.9499 |  | 2318 |  |  | Rs. Lacs
39 | Energy Requirement | 9313.2066 |  | 6346.5335 |  | 5953.4665 |  | 12800 |  | BST bill upto Sep-22 (as per schedule) | 214367.7153 | 181960.7948 | 396328.5101
B | Purchase of power | [8 empty] | Additional Bill | 17034.781 | 38297.4 | 55332.181
1 | GRIDCO | 9313.2066 |  | 6346.5335 |  | 5953.4665 |  | 12800 |  | Transmission charges (Upto Sep-22) | 17425.7577 | 16669.7063 | 34095.4639
2 | Other source if any (Give details) | 0 |  | 0 |  | 0 |  |  |  | UI Charges up to Sep-22 (overdrawn till sep-19) | 0 | 0 | 0
3 | Total Power purchase (MU) | 9313.2066 |  | 6346.5335 |  | 5953.4665 |  | 12800 |  | SLDC charges up to Sep-22 | 83.358 | 83.358 | 166.716
4 | Rate of power purchase (incl Transmission charges)(p/U) |  |  | 392.2009 |  | 398.1063 |  | 398.4427 |  | Other Source | 0 | 0 | 0
5 | Rate of power purchase from Other Source (P/U) |  |  |  |  | 0 |  | 0 |  | Total | 248911.6119 | 237011.2591 | 485922.871
C | Total Cost |  |  | 248911.6119 |  | 237011.2591 |  | 510006.716 |  |  |  |  | 12100
[10 empty] | Basis for ensuing year | Rs. Lacs
[10 empty] | BST bill (@360 p/u) | 388800
[10 empty] | TPA Power (@426 p/u) | 85200
[10 empty] | Transmission (@28 p/u) | 35840
[10 empty] | UI Charges * | 0
[10 empty] | SLDC charges | 166.716
[10 empty] | Other Source | 0
[10 empty] | Total | 510006.716
* UI not considered as overdrawan factored in BST
[10 empty] | Particulars | FY 2021-22 | FY 23 (6 months) | FY 2022-23 | FY 2023-24
[10 empty] | TPA Sale MU | 552 | 815.605 | 2100 | 2000

## F-5
Licencee:-TPWODL | [8 empty] | OERC Form No.F.5
CALCULATION OF COST OF POWER AT DIFFERENT VOLTAGE ENDS
|  |  | Actual for the previous year |  |  |  | Estimate for the current year |  |  |  | Projection for the ensuing year
1 | Description |  | EHT | HT | LT | TOTAL | EHT | HT | LT | TOTAL | EHT | HT | LT | TOTAL
Technical Information
2 | Units Received into the system in MU | A | 9313.2066 | 6678.6251 | 3829.1781 | 9313.2066 | 12300 | 7339 | 4213.15 | 12300 | 12800 | 7755 | 4468.75 | 12800
3 | Total Loss in the system in % | B | 0% | 15% | 24.96% | 21.02% | 0% | 15% | 26.78% | 18.12% | 0% | 15% | 25.84% | 18.11%
4 | Less Loss in the system in MU | C | 0 | 1001.7938 | 955.613 | 1957.4068 | 0 | 1100.85 | 1128.15 | 2229 | 0 | 1163.25 | 1154.75 | 2318
5 | Transmitted through the system in MU | D=A-C | 9313.2066 | 5676.8314 | 2873.5651 | 7355.7998 | 12300 | 6238.15 | 3085 | 10071 | 12800 | 6591.75 | 3314 | 10482
6 | Sale at system voltage in MU | E | 2634.5815 | 1847.6532 | 2873.5651 | 7355.7998 | 4961 | 2025 | 3085 | 10071 | 5045 | 2123 | 3314 | 10482
COST AT SYSTEM VOLTAGE
7 | Existing rate of power purchase including transmission charges(paisa) | F | 357.9495 | 357.9495 | 357.9495 | 357.9495 | 395.0592 | 395.0592 | 395.0592 | 395.0592 | 398.4427 | 398.4427 | 398.4427 | 398.4427
8 | Total Cost of Distribution.(Rs.in Lacs) | G | 34029.5839 | 23865.2218 | 37116.4168 | 95011.2224 | 60944.8484 | 24876.7019 | 37898.5804 | 123720.1307 | 75387.2425 | 31723.908 | 49520.9755 | 156632.1261
9 | Cost of units lost in the system(Rs in Lacs) | H=(F*C) | 0 | 35859.1585 | 34206.1213 | 70065.2798 | 0 | 43490.097 | 44568.6087 | 88058.7057 | 0 | 46348.8525 | 46010.1761 | 92359.0286
10 | Cost of Trans. Dist and cost of lost units(Rs in Lacs) | I=(G+H) | 34029.5839 | 59724.3802 | 71322.5381 | 165076.5022 | 60944.8484 | 68366.7988 | 82467.1891 | 211778.8363 | 75387.2425 | 78072.7606 | 95531.1517 | 248991.1547
11 | Increment cost (Paise/kwh) | J=(I/D) | 36.5391 | 105.2072 | 248.2023 | 224.4168 | 49.5487 | 109.5947 | 267.3167 | 210.2858 | 58.8963 | 118.4401 | 288.2654 | 237.5416
12 | Cost at system end (Paise/kwh) | K(J+F) | 394.4886 | 463.1568 | 606.1518 | 582.3663 | 444.6079 | 504.6539 | 662.3759 | 605.3451 | 457.339 | 516.8829 | 686.7081 | 635.9844
13 | Element of Profit (paise/kwh) (RROR) | L | 0 | 0 | 0 | 0 | 0 | 0 | 0 | 0 | 0 | 0 | 0 | 0
14 | Total Cost with Profit(paise/kwh) | M(K+L) | 394.4886 | 463.1568 | 606.1518 | 582.3663 | 444.6079 | 504.6539 | 662.3759 | 605.3451 | 457.339 | 516.8829 | 686.7081 | 635.9844
Note:-
Basis of ariving the voltage wise cost of distribution to be given:-Furnished in Form No.F-6
| Total Cost with profit element | M=(F * L) |  |  |  |  | 220569.9802 | 102192.4177 | 204342.9661 | 527105.3639
| Total Cost without profit element | M=(F * J) |  |  |  |  | 220569.9802 | 102192.4177 | 204342.9661 | 527105.3639
| Balance (RR) | [8 empty] | 0

## F-6
| Licencee:-TPWODL | [11 empty] | OERC FORM F-6
Revenue Gap Analysis (in Rs. Lakhs)
|  | Actual for Previous Year 2020-21 |  |  | Actual for Previous Year 2021-22 | 1st Six month of Current year | Estimate for Current Year 2022-23 |  |  |  | Projection for the Ensuing year 2022-23 |  |  | Projection for the Ensuing year 2023-24
|  | EHT | HT | LT | Total | Total | EHT | HT | LT | Total | EHT | HT | LT | Total
| Power Purchase Cost (A) | [15 empty] | 3333.6577 | 4859.2287 | 5100.0672
| Cost of Power | 87676.6318 | 61488.3293 | 159259.7591 | 308424.7202 | 231402.4963 | 157263.7 | 75520.5882 | 218876.4029 | 451660.6911 | 159926.5 | 79175.4118 | 234898.0882 | 474000
| Transmission charges | 6586.4537 | 4619.1331 | 13588.3083 | 24793.895 | 17425.7577 | 12402.5 | 5955.8824 | 15737.0816 | 34095.4639 | 12612.5 | 6244.1177 | 16983.3823 | 35840
| SLDC Charges | 41.6281 | 29.1941 | 76.3325 | 147.1548 | 83.358 | 84.337 | 40.5 | 41.879 | 166.716 | 85.765 | 42.46 | 38.491 | 166.716 |  |  | 48368.336
| Total power purchase cost | 94304.7136 | 66136.6566 | 172924.3998 | 333365.77 | 248911.6119 | 169750.537 | 81516.9706 | 234655.3634 | 485922.871 | 172624.765 | 85461.9895 | 251919.9615 | 510006.716 | 510006.716
Additional power for TPA
Distribution Costs (B)
| a) Employees cost | 1867.5763 | 18418.7321 | 28646.5568 | 48932.0652 | 26677.5104 | 3825.3421 | 21614.2715 | 32928.4087 | 58368.0223 | 5890.6725 | 22715.0761 | 35458.2017 | 64063.9502 | 64063.9502 | 5695.9279 | 489.3207 | 583.6802 | 640.6395
| b) Repair and Maintenance cost |  | 8223.2583 | 5482.1722 | 13705.4306 | 11307 |  | 18141.3625 | 12094.2417 | 30235.6042 |  | 20760.6535 | 13840.4356 | 34601.0891 | 34601.0891 | 4365.4849 | 137.0543 | 302.356 | 346.0109
| c) Admn. & General Expenses | 226.533 | 4344.0406 | 6756.0747 | 11326.6482 | 7040.9299 | 354.21 | 11326.6482 | 7040.9299 | 17375.9031 | 524.314 | 10031.7845 | 15659.6014 | 26215.6999 | 26215.6999 | 8839.7969 | 113.2665 | 173.759 | 262.157
| d) Provision for bad and doubtful debts |  | 3472.1569 | 1030.3957 | 4502.5526 | 2996 |  | 619.1424 | 5212.7096 | 5831.852 |  | 1318.0343 | 4853.7895 | 6171.8238 | 6171.8238 | 339.9718 | 45.0255 | 58.3185 | 61.7182 | 4502.5526 | 0 | 1612.39
| e) Depreciation |  | 1467.1542 | 978.1028 | 2445.257 | 1967.6025 |  | 2274.1044 | 1516.0696 | 3790.1741 |  | 5823.7228 | 3882.4819 | 9706.2047 | 9706.2047 | 5916.0306 | 24.4526 | 37.9017 | 97.062 |  |  | -
| f) Interest on Capex loans-Normative |  | 320.5238 | 213.6826 | 534.2064 | 890 |  | 1089.5306 | 726.3537 | 1815.8843 |  | 4554.8696 | 3036.5797 | 7591.4493 | 7591.4493 | 5775.5651 | 5.3421 | 18.1588 | 75.9145
| f) Interest on working Capital-Normative |  |  |  | 4631.1351 |  |  |  |  | 5882.7374 |  |  |  | 5895.2404 | 5895.2334
| g) Interest on Security Deposits | 1647.5346 | 988.5208 | 659.0138 | 3295.0692 | 1944 | 2161.2435 | 1652.0661 | 376.2121 | 4189.5217 | 2377.2435 | 1890.7461 | 407.074 | 4675.0636 | 4675.0636 | 485.5419 | 32.9507 | 41.8952 | 46.7506
| h) Return on equity & Incentive on arrear collection (Prev. Year) | 2285.0703 | 1602.5382 | 4190.0812 | 8077.6896 | 4554.0159 | 3326.9323 | 1597.647 | 3324.0131 | 8248.5925 | 4313.5889 | 2135.5446 | 4495.1555 | 10944.289 | 10944.289 | 2695.6965 | 80.7769 | 82.4859 | 109.4429
| i) Tax on ROE | [8 empty] | 2774.5165 |  |  |  | 3681.2475 | 3681.2475
| j) Carrying Cost on regulatory assets/liabilities |  |  |  | -1875.1023 |  |  |  |  | -3915.1574 |  |  |  | -1644.5412 | -1644.5412
| k) Less expenses capitalized (Employee Costs) | 57.5524 | 198.0928 | 308.084 | 563.7292 | 162.557 | 124.3155 | 702.4182 | 1070.1037 | 1896.8375 | 235.9937 | 910.0174 | 1420.5358 | 2566.5469 | 2566.5469 | 669.7094 | 5.6373 | 18.9684 | 25.6655
| l) Less interest capitalized |  | 0 | 0 | 0 |  |  | 439.2541 | 292.8361 | 732.0901 |  | 1055.1327 | 703.4218 | 1758.5545 | 1758.5545 | 1026.4643 | 0 | 7.3209 | 17.5855
| Total Distribution cost (a + b + c + d + e + f + g + h + i+j-k-l) | 5969.1618 | 38638.8322 | 47647.9957 | 95011.2224 | 57214.5016 | 9543.4124 | 57173.1005 | 61855.9987 | 131968.7231 | 12869.8252 | 67265.2814 | 79509.3617 | 167576.415 | 167576.4081 | 35607.6919 | 950.1122 | 1319.6872 | 1675.7642
| Prior period items (C ) |  |  |  | 0
| Amortisation of regulatory asset | [9 empty] | 0 | 0 | 0 | 0 |  |  |  |  | 0
| True up | [8 empty] | 0 | -28163.4053 | -13942.9626 | -29348.8527 | -71455.2206 |  |  |  |  | -714.5522
| Contingency reserve |  | 0 | 0 | 0 |  |  | 0 | 0 | 0 |  | 0 | 0 | 0 |  |  | 0 | 0 | 0
| Total Special appropriation | 0 | 0 | 0 | 0 |  | 0 | 0 | 0 | 0 | -28163.4053 | -13942.9626 | -29348.8527 | -71455.2206 | -71455.2206
| TOTAL ( A +B +C) | 100273.8753 | 104775.4888 | 220572.3956 | 428376.9924 | 306126.1135 | 179293.9494 | 138690.0711 | 296511.3621 | 617891.5942 | 157331.1849 | 138784.3083 | 302080.4705 | 606127.9104 | 606127.9034 | 666638.8421 | 4283.7699 | 6178.9159 | 6061.2791 |  | 6775.8313
| Less Miscellaneous receipts | 3322.2771 | 2329.9397 | 6091.9836 | 11744.2004 | 48287.9378 | 21622.3638 | 10383.411 | 21603.3917 | 53609.1666 | 11403.8286 | 5645.7361 | 11883.8358 | 28933.4005 |  |  | 117.442 | 536.0917 | 289.334
| Total Revenue Requirement | 96951.5982 | 102445.549 | 214480.4119 | 416632.792 | 257838.1757 | 157671.5855 | 128306.6601 | 274907.9704 | 564282.4276 | 145927.3563 | 133138.5722 | 290196.6348 | 577194.5099 |  | 12912.0823 | 4166.3279 | 5642.8243 | 5771.9451 |  | 6486.4973
| Revenue from tariffs (full year) | 182008.4026 | 115738.5627 | 171438.2745 | 469185.2397 | 267422.0622 | 162172.5758 | 61914.2421 | 76056.6776 | 583185.2005 | 309688.8159 | 131803.4289 | 175690.1381 | 617182.3828 |  | 33997.1823 | 4691.8524 | 5831.852 | 6171.8238
| Additional Rev from Special TPA |  |  |  | 0 | 29547 |  |  |  | 0 |  |  |  | 0
| Revenue Gap(+) / surplus(-) | -85056.8043 | -13293.0137 | 43042.1375 | -52552.4478 | -39130.8865 | -4500.9903 | 66392.418 | 198851.2928 | -18902.7729 | -163761.4596 | 1335.1433 | 114506.4967 | -39987.8729 |  | -21085.1 | -525.5245 | -189.0277 | -399.8787
Note:Power Purchase cost is net of Rebate.
[5 empty] | 12956.0369 |  |  |  |  | -18902.7729 | -14102.7729 |  |  | 12564.5749 |  | 17364.5749
[5 empty] | -60630.1374 |  |  |  |  | 6.5484e-11 |  |  |  | -52552.4478
| Check | 90402.4668 |  |  | 73586.1743 |  | 106751.4968
[18 empty] | FY22-23 |  |  |  | FY23-24
| Allocation of Expenditure | [15 empty] | Other Income | 1st half FY21-22 | 2nd half FY21-22 | Total | Other Income offered in ARR
A | Distribution of Power Cost | [15 empty] | Power Purchase Rebate | 2674 | 2185.2287 | 4859.2287 | 2429.6144 | 5100.0672
| Units Consumed by diff. categories(Ref.F-5) | 2634.5815 | 1847.6532 | 4830.9719 | 9313.2066 |  | 4961 | 2382.3529 | 4956.6471 | 12300 | 5045 | 2497.6471 | 5257.3529 | 12800 |  |  | Meter Rent | 1230 | 851 | 0 | 2500 | 0
| Rate per Unit |  |  |  | 3.5795 |  |  |  |  | 3.9506 |  |  |  | 3.9844 |  |  | ODP | 2084 | 0 | 694.6667 | 2500 | 833.3333
| Value(Rs in Lacs) | 94304.7136 | 66136.6566 | 172924.3998 | 333365.77 |  | 195988.8913 | 94117.0554 | 195816.9243 | 485922.871 | 201014.3658 | 99516.9356 | 209475.4146 | 510006.716 |  |  | Reliability | 0 | 0 | 0 | 0 | 0
[17 empty] | Supervision Charges | 1412 | 250 | 554 | 2000 | 666.6667
B | Employee cost (Ref. F-12) | [15 empty] | Misc. | 711 |  | 711 | 1000 | 1000
C | A&G Expenditure (Ref. F-13) | [15 empty] | FD Interest | 3375 | 2200 | 5575 | 5600 | 5600
D | Repair & Maintenance Exp.:- | [5 empty] | On the basis of Asset value i.e, 60% to HT & 40% to LT. | [9 empty] | DPS | 754 | 0 | 251.3333 | 1000 | 333.3333
E | Interest | [5 empty] | On the basis of Asset value i.e, 60% to HT & 40% to LT. | [9 empty] | Other Incl.Scrap | 687 |  | 687 | 400 | 400
F | Depreciation | [5 empty] | On the basis of Asset value i.e, 60% to HT & 40% to LT. | [10 empty] | 12927 | 5486.2287 | 13332.2287 | 17429.6144 | 13933.4005
[17 empty] | CSS | 34956.9378 | 5320 | 40276.9378 | 15000 | 15000
[18 empty] | 47883.9378 | 10806.2287 | 53609.1666 | 32429.6144 | 28933.4005
26769.44

## F-7
Licencee:-TPWODL | [9 empty] | OERC | Form No. F.7
SUBSIDY ON AVERAGE COST BASIS BY CUSTOMER CLASS AND SERVICE LEVEL FOR THE ENSUING FINANCIAL YEAR
| EHT |  |  | HT |  |  | LT |  |  | TOTAL
| Revenue as % of cost | Subsidy Rs. Lacs | Subsidy paise/kwh | Revenue as % of cost | Subsidy Rs. Lacs | Subsidy paise/kwh | Revenue as % of cost | Subsidy Rs. Lacs | Subsidy paise/kwh | Revenue as % of cost | Subsidy Rs. Lacs | Subsidy paise/kwh
|  | Rs. Lakhs | Rs/kwh |  | Rs. Lakhs | Rs/kwh |  | Rs. Lakhs | Rs/kwh |  | Rs. Lakhs | Rs/kwh
Customer Class:
Domestic |  |  |  | 95.8137 | 31.3757 | 21.6384 | 78.7529 | 30844.4863 | 145.9058 | 78.8405 | 30875.8621 | 145.0593
General Purpose < 100 KW | [6 empty] | 111.7764 | -3760.4298 | -80.8695 | 111.7764 | -3760.4298 | -80.8695
Irrigation Pumping and Agriculture |  |  |  | 40.6432 | 1840.8292 | 306.8049 | 23.3155 | 23688.9874 | 526.5986 | 24.8964 | 25529.8166 | 500.7329
Allied Agricultural Activities |  |  |  | 29.3422 | 182.609 | 365.218 | 24.5586 | 373.0049 | 518.0624 | 26.2007 | 555.6139 | 455.4212
Allied Agro-Industrial Activities |  |  |  | 92.3424 | 28.4981 | 39.5808 | 72.3926 | 70.0653 | 194.6257 | 84.9401 | 98.5634 | 91.2624
Street Lighting | [6 empty] | 91.0874 | 275.4158 | 61.2035 | 91.0874 | 275.4158 | 61.2035
LT Industrial (S) Supply | [6 empty] | 101.5239 | -23.0222 | -10.4646 | 101.5239 | -23.0222 | -10.4646
Industrial (M) Supply | [6 empty] | 103.8544 | -133.4234 | -19.3367 | 103.8544 | -133.4234 | -19.3367
Specified Public Purpose < 100 Kw |  |  |  | 147.9545 | -892.3266 | -247.8685 | 95.0572 | 275.1986 | 40.4704 | 95.0572 | -617.1279 | 40.4704
General Purpose |  |  |  | 127.1711 | -2359.4363 | -140.4426 | 148.6813 | -4.8937 | -324.0884 | 128.4798 | -2364.33 | -140.6076
Public Water Works <100 kw | [6 empty] | 94.4816 | 246.3204 | 37.8954 | 94.4816 | 246.3204 | 37.8954
Public Water Works |  |  |  | 126.5356 | -589.7803 | -137.1582 | 91.613 | 33.2302 | 63.9043 | 122.8043 | -556.5501 | -115.4668
Large Industry | 155.5026 | -9095.2322 | -253.8349 | 123.3443 | -12380.4715 | -120.6625 |  |  |  | 132.2579 | -21475.7037 | -155.1315
Railway Traction | 140.928 | -16441.4502 | -187.1796 | 110.2584 | -7.151e-06 | -71.5101 |  |  |  | 142.3515 | -16441.4502 | -187.1796
Heavy Industry | 142.9176 | -13702.2152 | -196.279 | [6 empty] | 142.9176 | -13702.2152 | -196.279
Power Intensive Industry | 161.4702 | -27991.3167 | -281.127 | 112.5479 | -4024.3326 | -64.8577 |  |  |  | 161.4702 | -32015.6493 | -281.127
Ministeel Plant | 159.0366 | -204.1311 | -269.9974 | 113.6375 | -1248.1771 | -70.4899 |  |  |  | 159.0366 | -1452.3082 | -269.9974
Colony consumption | 104.9878 | -164.239 | -22.811 | 93.8511 | 13.3488 | 31.7829 |  |  |  | 105.3525 | -150.8902 | -19.8019
Emergency Power supply to CPP | 166.7682 | -64.1371 | -305.3569 | #DIV/0! | 0 | #DIV/0! |  |  |  |  | -64.1371
DC Service: | [10 empty] | 0
Special Tariff- | 0 | 0 | 0 | [7 empty] | 0
TOTAL | 130.5464 | -67662.7215 | -135.7268 | 118.2786 | -19397.8634 | -88.4907 | 77.2444 | 51884.9399 | 156.5629 | 107.2087 | -35175.6451

## F-8
Licencee:-TPWODL |  | OERC | Form No. F.8
Proposed Charges, other than and in addition to the charges of tariff leviable for the purpose.
(Amount in Rs.)
(A) | MONTHLY RECOVERY OF METER COST | Existing | Proposed
1 | Single phase electro-magnetic KWH meter | 20 | 20
2 | 3 Phase electro-magnetic KWH meter | 40 | 40
3 | 3 Phase electro-magnetic Trivector Meter | 1000 | 1000
4 | Trivector Meter for Railway Traction | 1000 | 1000
5 | Single phase Static KWH meter | 40 | 40
6 | 3 Phase Static KWH meter | 150 | 150
7 | 3 Phase Static Trivector Meter | 1000 | 1000
8 | 3 Phase Static bivector meter | 1000 | 1000
9 | LT Single Phase AMR/AMI Compliant Smart meter | 60 | 80
10 | LT Three phase AMR/AMI compliant smart meter | 150 | 150
11 | 33 KV Metering Unit without meter
12 | EHT metering arrangement without meter
(B) | RECONNECTION CHARGES
1 | LT Single phase Domestic consumer | 150 | 300
2 | LT single phase other consumer | 400 | 800
3 | LT three phase consumer | 600 | 1200
4 | All HT and EHT consumer | 3000 | 6000
(C) | BASIS OF CALCULATION OF MONTHLY METER RENT
RATE MAKING
(D) | BASIS OF FIXATION OF LOAD FACTOR FOR VARIOUS CATEGORIES OF CONSUMERS WITH DEFECTIVE METERS |  | As per existing Tariff
(E) | BASIS OF FIXATION OF MINIMUM CHARGE |  | As per existing Tariff
(F) | BASIS OF FIXATION OF MAXIMUM DEMAND CHARGE |  | As per existing Tariff
(G) | Power Factor Incentive & PowerFactor Penalty |  | Not Applicable
(H) | Rebate & prompt payment Incentive |  | As per existing Tariff
(I) | Delayed Payment Surcharge |  | As per existing Tariff

## F-9
Licencee:-TPWODL |  | OERC | Form No. F.9
Statement of sundry debtors and provision for bad & doubtful debt
(Rs. in lakh)
Sl. No. | Particulars | Previous Year 21-22 | Current Year 22-23 | Ensuing Year 23-24
No.
1 | Receivable from consumers as at | 37888.34 | 118731.43 | 131826.6156
the beginning of the year
2 | Revenue billed for the year | 429304.8969 | 636794.367 | 646115.7833
3 | Collection for the year | 348461.81 | 623699.1814 | 641318.9595
| Against current dues | 342836.81 | 600299.1814 | 596318.9595
| Against arrears upto previous year | 5625 | 23400 | 45000
4 | Gross receivable from consumers | 118731.43 | 131826.6156 | 136623.4394
as at the end of the year * As per TPWODL B/S
5 | Arrear against permanently disconnected
consumers (Included in Sl No.4)
6 | Receivables(4-5) | 118731.43 | 131826.6156 | 136623.4394
7 | Provision for bad and doubtful debts | 5355.16 | 11187.012 | 17358.8358
8 | % of provision (item 7 expressed as | 4.51% | 8.486% | 12.71%
a percentage of item 6)
Note:- TPWODL has taken over wef 01st Jan-21 without old arrears
| Net Debtors as per Balance Sheet | 113376.27 | 120639.6036 | 119264.6036
| Check As per B/S | 113376.2689 | 120639.6025 | 119264.6025
|  | 0.0010625 | 0.0010625 | 0.0010625

## F-10
Licencee:TPWODL | [10 empty] | OERC | Form No. F.10
INFORMATION ON INVENTORY | [14 empty] | (Rs. in lakh)
Actual for the previous year
Sl. | Particulars | 2021-04-01 | 2021-05-01 | 2021-06-01 | 2021-07-01 | 2021-08-01 | 2021-09-01 | 2021-10-01 | 2021-11-01 | 2021-12-01 | 2022-01-01 | 2022-02-01 | 2022-03-01 | Total | Avg Bal.
No.
1 | Opening Stock | 6391.0911 | 6502.6348 | 6806.7602 | 6584.6703 | 6678.8342 | 6915.2295 | 7608.0955 | 7696.8266 | 7911.2951 | 8487.6035 | 10272.1821 | 9677.9863 | 6391.0911
2 | Purchase during the month | 122.756 | 330.5393 | 79.7631 | 153.3942 | 258.9046 | 864.6872 | 388.6628 | 791.293 | 924.7156 | 2239.7202 | 926.8652 | 2745.2938 | 9826.5951
3 | Issue for consumption | 11.2122 | 26.4139 | 301.853 | 59.2303 | 22.5093 | 171.8212 | 299.9317 | 576.8245 | 348.4072 | 455.1417 | 1521.061 | 4724.2531 | 8518.6591
4 | Adjustment
(Write-off)
5 | Closing Stock | 6502.6348 | 6806.7602 | 6584.6703 | 6678.8342 | 6915.2295 | 7608.0955 | 7696.8266 | 7911.2951 | 8487.6035 | 10272.1821 | 9677.9863 | 7699.027 | 7699.027 | 7736.7621 | 7699.0242 | 0.0028548
(1+2-3-4)
Note : The above inventory represents both capital and O&M materials.
|  | 2021-07-01: Estimates for the Current year |  | (Rs. in lakh)
Sl. | Particulars | 2022-04-01 | 2022-05-01 | 2022-06-01 | 2022-07-01 | 2022-08-01 | 2022-09-01 | 2022-10-01 | 2022-11-01 | 2022-12-01 | 2023-01-01 | 2023-02-01 | 2023-03-01 | Total | Avg Bal.
No.
1 | Opening Stock | 7699.027 | 8660.0613 | 9196.8216 | 9916.1222 | 10982.511 | 12040.6303 | 11123.8909 | 12899.6962 | 13014.6962 | 13064.6962 | 12689.6962 | 12884.6962 | 7699.027
2 | Purchase during the month | 1298.409 | 1144.6923 | 1681.8416 | 2260.0476 | 2211.4057 | 2063.8213 | 3320.0544 | 3840 | 4200 | 3950 | 4210 | 5215 | 35395.2718
3 | Issue for consumption | 337.3748 | 607.932 | 962.5409 | 1193.6588 | 1153.2864 | 2980.5607 | 1544.2491 | 3725 | 4150 | 4325 | 4015 | 5565 | 30559.6026
4 | Adjustment
(Write-off)
5 | Closing Stock | 8660.0613 | 9196.8216 | 9916.1222 | 10982.511 | 12040.6303 | 11123.8909 | 12899.6962 | 13014.6962 | 13064.6962 | 12689.6962 | 12884.6962 | 12534.6962 | 12534.6962 | 11584.0179
(1+2-3-4)
Note : The above inventory represents both capital and O&M materials.
|  | 2022-07-01: Estimates for the ensuing year |  | (Rs. in lakh)
Sl. | Particulars | 2022-04-01 | 2022-05-01 | 2022-06-01 | 2022-07-01 | 2022-08-01 | 2022-09-01 | 2022-10-01 | 2022-11-01 | 2022-12-01 | 2023-01-01 | 2023-02-01 | 2023-03-01 | Total | Avg Bal.
No.
1 | Opening Stock | 12534.6962 | 12429.6962 | 11441.6962 | 9751.6962 | 9496.6962 | 9831.6962 | 9936.6962 | 9851.6962 | 10056.6962 | 10256.6962 | 10361.6962 | 10461.6962 | 12534.6962
2 | Purchase during the month | 3215 | 2527 | 2025 | 2715 | 3220 | 2820 | 3510 | 4125 | 4415 | 4220 | 3910 | 4010 | 40712
3 | Issue for consumption | 3320 | 3515 | 3715 | 2970 | 2885 | 2715 | 3595 | 3920 | 4215 | 4115 | 3810 | 4215 | 42990
4 | Adjustment
(Write-off)
5 | Closing Stock | 12429.6962 | 11441.6962 | 9751.6962 | 9496.6962 | 9831.6962 | 9936.6962 | 9851.6962 | 10056.6962 | 10256.6962 | 10361.6962 | 10461.6962 | 10256.6962 | 10256.6962 | 10344.4462
(1+2-3-4)
Note : The above inventory represents both capital and O&M materials.

## F-11
Licencee:-TPWODL |  |  |  | OERC | Form No. F. 11
STATEMENT OF SHARE CAPITAL
(Rs. in Cr)
CURRENT YEAR
| Description of capital | Balance at the beginning of the year | Receipts during the year | Redeemed during the year | Balance at the end of the year | Remarks
| 1 | 2 | 3 | 4 | 5 | 6
Share capital
| Authorised capital (Amount) | 1000 |  |  | 1000
| Ordinary shares of Rs.10 Each (Nos) | 1000000000 |  |  | 1000000000
% preference shares of Rs. Each
Issued capital
Ordinary shares of Rs. Each
% preference shares of Rs. Each
| Subscribed capital(Amount) | 359.9346 | 155.6024 |  | 515.537
| Ordinary shares of Rs.10 Each(Nos) | 359934646 | 155602384.2619 |  | 515537030.2619
% preference shares of Rs. Each
Called-up capital
Ordinary shares of Rs. Each
% preference shares of Rs. Each
Less calls in arrears
| Paid up capital | 359.9346 | 155.6024 |  | 515.537
| Ordinary shares of Rs. Each | 359934646 | 155602384.2619 |  | 515537030.2619
% preference shares of Rs. Each
| Total paid up capital (Amount) | 359.9346 | 155.6024 |  | 515.537
ENSUING YEAR
| Description of capital | Balance at the beginning of the year | Receipts during the year | Redeemed during the year | Balance at the end of the year | Remarks
| 1 | 2 | 3 | 4 | 5 | 6
Share capital
| Authorised capital (Amount) | 1000 |  |  | 1000
| Ordinary shares of Rs.10 Each (Nos) | 1000000000 |  |  | 1000000000
% preference shares of Rs. Each
Issued capital
Ordinary shares of Rs. Each
% preference shares of Rs. Each
| Subscribed capital(Amount) | 515.537 | 168.481 |  | 684.0181
| Ordinary shares of Rs.10 Each(Nos) | 515537030.2619 | 168481031.2481 |  | 684018061.5099
% preference shares of Rs. Each
Called-up capital
Ordinary shares of Rs. Each
% preference shares of Rs. Each
Less calls in arrears
| Paid up capital | 515.537 | 168.481 |  | 684.0181
| Ordinary shares of Rs. Each | 515537030.2619 | 168481031.2481 |  | 684018061.5099
% preference shares of Rs. Each
| Total paid up capital (Amount) | 515.537 | 168.481 |  | 684.0181

## F-12
| Licencee-TPWODL |  |  |  | OERC | Form No. F. 12
| EMPLOYEES COST (PREVIOUS YEAR, CURRENT YEAR & ENSUING YEAR) | [25 empty] | (Rs. in lakh) |  |  | Effective Rate of D.A. in % | [5 empty] | Total Manpower Allowed
SL.NO. | Account Code | 21-22 | [6 empty] | 22-23 (Upto Q-2) | [6 empty] | 22-23 | [6 empty] | 23-24 | [7 empty] | NEW |  | 21-22 | 22-23 | 23-24 | FY | Approved
|  | CTC |  |  | Erstwhile TPWODL |  |  | FY 21-22 | CTC |  |  | Erstwhile TPWODL |  |  | FY 22-23 (1st 6 Months) | CTC |  |  | Erstwhile TPWODL |  |  | FY 22-23 (Full Year) | CTC |  |  | Erstwhile TPWODL |  |  | FY 23-24 | 1.07.21 | 31 |  | 34.25 | 38 | 45 | FY 2021-22 | 508
|  | Executives | Non-Executives | CTC Total | Executives | Non-Executives | Erstwhile Total |  | Executives | Non-Executives | CTC Total | Executives | Non-Executives | Erstwhile Total |  | Executives | Non-Executives | CTC Total | Executives | Non-Executives | Erstwhile Total |  | Executives | Non-Executives | CTC Total | Executives | Non-Executives | Erstwhile Total |  | 1.01.22 | 34 |  |  |  |  | FY 2022-23 | 645
1 | Basic Pay | 1155.2144 | 0 | 1155.2144 | 2245.786 | 8555.599 | 10801.3851 | 11956.5994 | 1497.68 |  | 1227.135 | 986.58 | 4494.42 | 5481 | 6708.135 | 3305.3942 | 0 | 3305.3942 | 2901.6284 | 10192.7416 | 13094.37 | 16399.7642 | 7453.0132 |  | 7453.0132 | 3073.5301 | 10225.271 | 13298.8011 | 20751.8143 | 1.07.22 | 38
2 | Grade Pay | [28 empty] | 1.01.23 | 42
3 | Dearness Allowance |  |  |  | 486.8503 | 1854.7163 | 2341.5666 | 2341.5666 |  |  |  | 314.1 | 1430.9 | 1745 | 1745 |  |  | 0 | 1102.6188 | 3873.2418 | 4975.8606 | 4975.8606 |  |  | 0 | 1383.0885 | 4601.372 | 5984.4605 | 5984.4605 | 1.07.23 | 45
4 | Reimbursement of House Rent | 423.2799 | 0 | 423.2799 | 319.0954 | 1215.6332 | 1534.7286 | 1958.0084 | 128.239 | 0 | 128.239 | 195.12 | 888.88 | 1084 | 1212.239 | 256.478 |  | 256.478 | 522.2931 | 1834.6935 | 2356.9866 | 2613.4646 | 276.9962 |  | 276.9962 | 553.2354 | 1840.5488 | 2393.7842 | 2670.7804 | 1.01.24 | 48
5 | Other Allowance | 2216.7461 | 0 | 2216.7461 | 10.2114 | 38.9016 | 49.113 | 2265.8591 | 2018.8115 | 0 | 2018.8115 | 16.4574 | 74.9726 | 91.43 | 2110.2415 | 3066.623 |  | 3066.623 | 46.5347 | 163.4653 | 210 | 3276.623 | 3311.9528 |  | 3311.9528 | 49.2915 | 163.987 | 213.2785 | 3525.2314 | 1.07.24 | 51
6 | Arrear of 7th Pay Commission including pension |  |  | 0 | 1313 |  | 1313 | 1313 |  |  | 0 |  |  | 1980 | 1980 |  |  | 0 | 438.7553 | 1541.2447 | 1980 | 1980 |  |  | 0 | 0 | 0 |  | 0
7 | Bonus |  |  | 0 | 0 |  |  | 0 |  |  | 0 |  |  |  | 0 | [9 empty] | 0 |  | 35 | 35 | 35
8 | Subtotal (1 to 7) | 3795.2403 | 0 | 3795.2403 | 4374.9431 | 11664.8502 | 16039.7933 | 19835.0336 | 3644.7305 | 0 | 3374.1855 | 1512.2574 | 6889.1726 | 10381.43 | 13755.6155 | 6628.4952 | 0 | 6628.4952 | 5011.8303 | 17605.3869 | 22617.2172 | 29245.7124 | 11041.9623 | 0 | 11041.9623 | 5059.1455 | 16866.1788 | 21925.3243 | 32967.2866
Additional Employee cost
9 | Contractual Obligation |  |  | 0 |  | 3677.2504 | 3677.2504 | 3677.2504 |  |  |  |  | 1407.1124 | 1407.1124 | 1407.1124 |  |  |  |  | 3787.5679 | 3787.5679 | 3787.5679 |  |  |  | 901.6181 | 2999.5768 | 3901.195 | 3901.195
10 | Outsource Obligation for Grid and S/S manning (maintenance, watch & ward) |  |  |  |  | 0 | 0 | 0
11 | Others if any |  | 13.3331 | 13.3331 |  | 13.6402 | 13.6402 | 26.9733
12 | Total additional Employee cost(9 to 11) | 0 | 13.3331 | 13.3331 | 0 | 3690.8906 | 3690.8906 | 3704.2237 | 405.3191 | 35.5543 | 440.8735 | 131.4087 | 1850.8302 | 1982.2389 | 1407.1124 | 0 | 0 | 0 | 0 | 3787.5679 | 3787.5679 | 3787.5679 | 0 | 0 | 0 | 901.6181 | 2999.5768 | 3901.195 | 3901.195
| OTHER STAFF COST | [23 empty] | 0
13 | Reimbursement of Medical Expenses | 168.3607 | 7.963 | 176.3237 | 179.259 | 682.9091 | 862.1681 | 1038.4918 | 17.7478 | 0.83943 | 18.5873 | 41.5348 | 189.2142 | 230.749 | 249.3363 | 152.6401 | 37.7895 | 190.4296 | 145.0814 | 509.6371 | 654.7185 | 845.1481 | 173.4853 | 32.1787 | 205.664 | 199.8992 | 665.0409 | 864.9401 | 1070.6041
14 | Leave Travel Concession | 2.7046 | 0.12792 | 2.8325 | 1.0796 | 4.113 | 5.1926 | 8.0251 | 2.1827 | 0.10324 | 2.286 | 1.0393 | 4.7347 | 5.7741 | 8.06 | 3.6646 | 0.90726 | 4.5719 | 4.4319 | 15.5681 | 20 | 24.5719 | 5.9048 | 1.0952 | 7 | 8.089 | 26.911 | 35 | 42
15 | Interim Relief to Staff | [6 empty] | 0 |  |  |  | 0 | 0 |  |  |  |  | 0 | [6 empty] | 0 | 0 | 0
16 | Encashment of Earned Leave(UL) | 19.1251 | 0.90457 | 20.0297 |  |  |  | 20.0297 | 21.8262 | 1.0323 | 22.8585 | 0 | 0 |  | 22.8585 | 36.6448 | 9.0722 | 45.717 |  |  | 0 | 45.717 | 54.8299 | 10.1701 | 65 |  |  |  | 65
17 | Honorarium | 22.9926 | 1.0875 | 24.08 |  |  |  | 24.08 | 6.8008 | 0.32166 | 7.1225 | 0 | 0 |  | 7.1225 | 11.4182 | 2.8268 | 14.245 | 4.4319 | 15.5681 | 20 | 34.245 | 12.9775 | 2.4071 | 15.3846 | 8.089 | 26.911 | 35 | 50.3846
18 | Payment under Workmen compensation Act | 3.8313 | 0.18121 | 4.0125 |  |  | 0 | 4.0125 | 0.0047742 | 0.00022581 | 0.005 | 0 | 0 | 0 | 0.005 |  |  | 0 |  |  | 0 | 0 | 3.3741 | 0.62585 | 4 | 0 | 6 | 6 | 10
19 | Ex-gratia/Incentive | [6 empty] | 0 | [9 empty] | 0 | [7 empty] | 150.2237 | 499.7763 | 650 | 650
20 | Miscellaneous | 561.6939 | 26.5666 | 588.2605 | 33.7855 | 128.7102 | 162.4957 | 750.7562 | 314.1583 | 14.8588 | 329.0171 |  |  | 614.6481 | 943.6652 | 527.4515 | 130.5827 | 658.0342 | 166.1952 | 583.8048 | 750 | 1408.0342 | 555.0765 | 102.9577 | 658.0342 | 178.535 | 593.965 | 772.5 | 1430.5342
21 | Total of other staff cost (13 to 20) | 778.7082 | 36.8308 | 815.5389 | 214.1241 | 815.7323 | 1029.8564 | 1845.3953 | 349.4534 | 30.4229 | 379.8763 | 174.0212 | 677.1473 | 851.1685 | 1231.0475 | 731.8192 | 181.1785 | 912.9977 | 320.1404 | 1124.5781 | 1444.7185 | 2357.7162 | 805.6481 | 149.4347 | 955.0828 | 544.8358 | 1818.6043 | 2363.4401 | 3318.5229
22 | Staff Welfare Expenses | 62.6643 | 2.9639 | 65.6282 | 34.2253 | 130.3855 | 164.6108 | 230.239 | 38.1935 | 1.8065 | 40 |  |  | 718.23 | 758.23 | 48.0934 | 11.9066 | 60 | 336.8223 | 1183.1777 | 1520 | 1580 | 54.6612 | 10.1388 | 64.8 | 368.8569 | 1227.1431 | 1596 | 1660.8
23 | Terminal Benefits(Pension) |  |  |  | 3490.9192 | 13299.0874 | 16790.0066 | 16790.0066 |  |  |  | 1309.3987 | 5965.0385 | 7274.4372 | 7274.4372 |  |  | 0 | 3832.1745 | 13461.5323 | 17293.7068 | 17293.7068 |  |  | 0 | 4116.7102 | 13695.8078 | 17812.518 | 17812.518
24 | Terminal Benefits(GRATUITY,Rehabilitation and UNUTILISED LEAVE) | 500.8767 | 23.6901 | 524.5668 | 1248.0395 | 4754.5607 | 6002.6002 | 6527.167 | 104.4483 | 4.9401 | 109.3884 | 414.7626 | 1889.4738 | 2304.2364 | 2413.6248 | 131.5215 | 32.5611 | 164.0826 | 872.9095 | 3066.3269 | 3939.2364 | 4103.319 | 149.4826 | 27.7266 | 177.2092 | 976.7816 | 3249.6369 | 4226.4186 | 4403.6278
25 | Total (8+12+21+22+23+24) | 5137.4895 | 76.8179 | 5214.3073 | 9362.2512 | 34355.5067 | 43717.7579 | 48932.0652 | 4129.589 | 360.32 | 4489.909 | 3953.565 | 19082.045 | 23035.61 | 26840.0674 | 7539.9292 | 225.6463 | 7765.5755 | 10373.877 | 40228.5698 | 50602.4468 | 58368.0223 | 12051.7542 | 187.3001 | 12239.0543 | 11967.9481 | 39856.9478 | 51824.8959 | 64063.9502
26 | Less:-Employee cost Capitalised | 153.4305 | 7.2569 | 160.6874 | 83.799 | 319.2428 | 403.0418 | 563.7292 | 64.8499 | 5.6886 | 70.5385 | 21.025 | 70.9935 | 92.0185 | 162.557 | 245.0318 | 7.333 | 252.3648 | 337.1291 | 1307.3436 | 1644.4727 | 1896.8375 | 482.8206 | 7.5037 | 490.3242 | 479.4631 | 1596.7596 | 2076.2227 | 2566.5469
27 | Net Employee Cost | 4984.0589 | 69.561 | 5053.62 | 9278.4522 | 34036.2639 | 43314.7161 | 48368.336 | 4064.7391 | 354.6314 | 4419.3705 | 3932.54 | 19011.0515 | 22943.5914 | 26677.5104 | 7294.8974 | 218.3133 | 7513.2107 | 10036.7479 | 38921.2263 | 48957.9742 | 56471.1849 | 11568.9336 | 179.7964 | 11748.7301 | 11488.485 | 38260.1882 | 49748.6733 | 61497.4033
ADD. INFORMATION
1 | No. of Employees as on : | 148 | 7 | 155 | 478 | 1821 | 2299 | 2454 | [7 empty] | 412 | 102 | 514 | 470 | 1651 | 2121 | 2635 | 992 | 184 | 1176 | 465 | 1547 | 2012 | 3188
2 | No of Employees added during the year | 291 | 98 | 389 | 0 | 0 | 0 | 389 | [7 empty] | 606 | 87 | 693 | 0 | 0 | 0 | 693 | 647 | 114 | 761 | 0 | 0 | 0 | 761
3 | Emp Retd./Expired/resigned/ during the yr. | 27 | 3 | 30 | 8 | 170 | 178 | 208 | [7 empty] | 26 | 5 | 31 | 5 | 104 | 109 | 140 | 0 | 0 | 0 | 4 | 84 | 88 | 88
| Total Manpower | 412 | 102 | 514 | 470 | 1651 | 2121 | 2635 | [7 empty] | 992 | 184 | 1176 | 465 | 1547 | 2012 | 3188 | 1639 | 298 | 1937 | 461 | 1463 | 1924 | 3861
4 | Avg no of employees for the year
5 | No. of milloin units sold
6 | No. of employees per MKwh sold
7 | No. of consumer as at ...............
8 | No. of emp per 1000 consumers
|  |  | Allocation of Employee Cost for 20-21 | [13 empty] | Allocation of Employee Cost for 22-23 | [5 empty] | Allocation of Employee Cost for 23-24 | [8 empty] | A | Terminal Liability for FY 2021-22 | Rs. Crore
|  |  | EHT |  | HT | LT |  | Total | [8 empty] | EHT |  | HT | LT |  | Total | EHT | HT |  | LT | Total |  |  |  |  | 1 | Employee Trust Valuation as on 31.03.22 | 1457.7257
|  | MU sold | 2634.5815 |  | 1847.6532 | 2873.5651 |  | 7355.7998 | [8 empty] | 4961 |  | 2025 | 3085 |  | 10071 | 5045 | 2123 |  | 3314 | 10482 |  |  |  |  | 2 | Employee Trust Valuation as on 31.03.21 | 1457.528
|  | Ex.salary | 1867.5763 |  | 1309.7463 | 2036.9847 |  | 5214.3073 | [8 empty] | 3825.3421 |  | 1561.4428 | 2378.7906 |  | 7765.5755 | 5890.6725 | 2478.8697 |  | 3869.5121 | 12239.0543 |  |  |  |  | 3 | Interest on invstmnt during 2021-22 @ 8 % | 19.8371
|  | Non Ex.Salary |  |  | 17108.9858 | 26608.7721 |  | 43717.7579 | [10 empty] | 20052.8287 | 30549.6181 |  | 50602.4468 |  | 20236.2064 |  | 31588.6895 | 51824.8959 |  |  |  |  | 4 | Estimated payment during 2021-22 | 151.95
|  | Total | 1867.5763 |  | 18418.7321 | 28645.7568 |  | 48932.0652 | [8 empty] | 3825.3421 |  | 21614.2715 | 32928.4087 |  | 58368.0223 | 5890.6725 | 22715.0761 |  | 35458.2017 | 64063.9502 |  |  |  |  | 5 | Terminal benefit trust funding required for 2021-22 (1-2-3+4) | 132.3106
|  |  | 3.817% |  | 37.64% | 58.54% |  | 100% | [8 empty] | 6.554% |  | 37.03% | 56.42% |  | 100% | 9.195% | 35.46% |  | 55.35% | 100%
|  | Ex.salary | 57.5524 |  | 40.362 | 62.773 |  | 160.6874 | [8 empty] | 124.3155 |  | 50.7436 | 77.3057 |  | 252.3648 | 235.9937 | 99.3091 |  | 155.0214 | 490.3242 |  |  |  |  | B | Expected Corpus Availability FY 20-21
|  | Non Ex.Salary |  |  | 157.7308 | 245.311 |  | 403.0418 | [10 empty] | 651.6746 | 992.7981 |  | 1644.4727 |  | 810.7082 |  | 1265.5144 | 2076.2227 |  |  |  |  | 1 | Employee Trust Valuation as on 31.03.21 | 1457.528
|  |  | 57.5524 |  | 198.0928 | 308.084 |  | 563.7292 | [8 empty] | 124.3155 |  | 702.4182 | 1070.1037 |  | 1896.8375 | 235.9937 | 910.0174 |  | 1420.5358 | 2566.5469
|  | Executive | Non-Executive | [12 empty] | No of Employee Retiring in 2022-23 are as follows | [6 empty] | No of Employee Retiring in 2022-23 are as follows | [8 empty] | 2 | Employee Trust Valuation as on 31.03.20 | 1422.3137
| No of Employee | 155 | 2299 | [12 empty] | Executive |  |  |  | 31 |  |  | Executive |  |  |  | 4 |  |  |  |  | 3 | Interest on invstmnt during 2020-21 @ 8 % | 19.8371
| Basic | 950.12 | 4820.49 |  | 5770.61 | [10 empty] | Non-Executive |  |  |  | 109 |  |  | Non-Executive |  |  |  | 84 |  |  |  |  | 4 | Estimated payment during 2020-21 | 152.16
|  | 16.46% | 83.54% | [15 empty] | Total | 140 | [5 empty] | Total | 88 |  |  |  |  | 5 | Terminal benefit trust funding required for 2020-21 (1-2-3+4) | 167.5373
| DA | 855.108 | 6247.852 |  | 7102.96 | [10 empty] | Average Basic pay of Executive |  |  |  | 100000 |  |  | Average Basic pay of Executive |  |  |  | 100000
|  | 12.04% | 87.96% | [12 empty] | Average Basci pay of Non-Executive |  |  |  | 70000 |  |  | Average Basci pay of Non-Executive |  |  |  | 70000
[16 empty] | Saving in basic salary due to Retirement | [6 empty] | Saving in basic salary due to Retirement
[16 empty] | Executive |  |  |  | 18600000 |  |  | Executive |  |  |  | 2400000
[16 empty] | Non-executive |  |  |  | 45780000 |  |  | Non-executive |  |  |  | 35280000
[19 empty] | Sub-Total (A) | 64380000 | [5 empty] | Sub-Total (A) | 37680000
[16 empty] | Less:- | [6 empty] | Less:-
[16 empty] | Pension to be disbursed | [6 empty] | Pension to be disbursed
[16 empty] | Average pension of Executive |  |  |  | 50000 |  |  | Average pension of Executive |  |  |  | 50000
[16 empty] | Average pension of Non-Executive |  |  |  | 35000 |  |  | Average pension of Non-Executive |  |  |  | 35000
[16 empty] | Executive |  |  |  | 9300000 |  |  | Executive |  |  |  | 1200000
[16 empty] | Non-executive |  |  |  | 22890000 |  |  | Non-executive |  |  |  | 17640000
[19 empty] | Sub-Total (B) | 32190000 | [5 empty] | Sub-Total (B) | 18840000
[16 empty] | Saving in basic salary for 2022-23 | [6 empty] | Saving in basic salary for 2023-24
[19 empty] | (A-B) | 32190000 | [5 empty] | (A-B) | 18840000
[16 empty] | Additional Expenses due to New Employment/Regularisation | [6 empty] | Additional Expenses due to New Employment
[16 empty] | Executive |  |  |  | 606 |  |  | Executive |  |  |  | 647
[16 empty] | Non-Executive |  |  |  | 87 |  |  | Non-Executive |  |  |  | 114
[19 empty] | Total | 693 | [5 empty] | Total | 761
[16 empty] | Additional Expenses for the above | [6 empty] | Additional Expenses for the above
[16 empty] | Executive |  |  |  | 76356000 |  |  | Executive |  |  |  | 330070937.5
[16 empty] | Non-Executive |  |  |  | 8874000 |  |  | Non-Executive |  |  |  | 58247812.5
[19 empty] | Sub-total | 85230000 | [5 empty] | total | 388318750
[16 empty] | Addnl. Expenses for pipeline 170 employees during H2 of FY 2022-23 |  |  |  | 31003416.6667
571
[8 empty] | 514 | [14 empty] | Outsourced Employee
[22 empty] | Grid Maintenance, Watch & Ward |  |  |  |  | 1265
[22 empty] | Approximate cost p.m. per employee |  |  |  |  | 8000
[22 empty] | Sub total |  |  |  |  | 121440000
[22 empty] | Capex GoO and safety officer |  |  |  |  | 4794000
[22 empty] | Total |  |  |  |  | 126234000
227700000
|  | CPI | Base 2016 = 100 |  | 2.88 Linking Factor
|  | FY 2020-21 | Index | FY 2021-22 | Index | FY 2022-23 | Index
|  | Apr'20 | 114.2361 | Apr'21 | 120.1 | Apr'22 | 127.7
|  | May'20 | 114.5833 | May'21 | 120.6 | May'22 | 129
|  | Jun'20 | 115.2778 | Jun'21 | 121.7 | Jun'22 | 129.2
|  | Jul'20 | 116.6667 | Jul'21 | 122.8 | Jul'22 | 129.9
|  | Aug'20 | 117.3611 | Aug'21 | 123 | Aug'22 | 130.2
|  | Sep'20 | 118.1 | Sep'21 | 123.3 | Sep'22 | 131.3
|  | Oct'20 | 119.5 | Oct'21 | 124.9 | Oct'22
|  | Nov'20 | 119.9 | Nov'21 | 125.7 | Nov'22
|  | Dec'20 | 118.8 | Dec'21 | 125.4 | Dec'22
|  | Jan'21 | 118.2 | Jan'22 | 125.1 | Jan'23
|  | Feb'21 | 119 | Feb'22 | 125 | Feb'23
|  | Mar'21 | 119.6 | Mar'22 | 126 | Mar'23
|  |  | 117.6021 |  | 123.6333 |  | 129.55
WPI
|  | FY 2020-21 | Index | FY 2021-22 | Index | FY 2022-23 | Index
|  | Apr'20 | 124.1137 | Apr'21 | 133.5519 | Apr'22 | 149.3884
|  | May'20 | 122.8428 | May'21 | 133.6243 | May'22 | 149.125
|  | Jun'20 | 123.7779 | Jun'21 | 134.7216 | Jun'22 | 149.4887
|  | Jul'20 | 124.0323 | Jul'21 | 135.4327 | Jul'22 | 149.0724
|  | Aug'20 | 124.9845 | Aug'21 | 136.1917 | Aug'22 | 149.0157
|  | Sep'20 | 126.0835 | Sep'21 | 137.4322 | Sep'22 | 148.491
|  | Oct'20 | 127.0346 | Oct'21 | 140.2406 | Oct'22 | 149.3705
|  | Nov'20 | 128.4848 | Nov'21 | 143.0181 | Nov'22
|  | Dec'20 | 128.3699 | Dec'21 | 144.0219 | Dec'22
|  | Jan'21 | 129.2372 | Jan'22 | 144.4715 | Jan'23
|  | Feb'21 | 130.1887 | Feb'22 | 145.32 | Feb'23
|  | Mar'21 | 131.4344 | Mar'22 | 146.6726 | Mar'23
|  |  | 126.7154 |  | 139.5583 |  | 149.136
|  | INFL Index |  | 60% x WPI + 40% x CPI
|  | FY | INDX Ratio | INFL
|  | FY 2020-21 | 123.0701
|  | FY 2021-22 | 133.1883 | 8.222%
|  | FY 2022-23 | 141.3016 | 6.092%

## F-13
Licencee-TPWODL |  |  |  | OERC | Form No. F. 13
REPAIRS AND MAINTENANCE EXPENSES
(Rs. in lakh)
Sl. No | Particulars (Own + Outsourced) | Previous Year (21-22) | Actual for 1st six month | Current Year (22-23) | Ensuing Year (23-24)
1 | Civil repairs & maintenance | 371.4689 | 132.45 | 420 | 600 | 264.9 | 305.89 | 327.3023
2 | Distribution line repairs & maintenance (Material) | 1039.4728 | 568.2 | 7716.678 | 11554.7702 | 1136.4 | 1150.52 | 1231.0564
| 33 KV Network asset AMC | 3140.4169 | 2743.37 | 5583.78 | 6142.158 | 5486.74 | 5498.02 | 5882.8814
| 11 KV & below Network assets AMC | 6850.3458 | 6796.99 | 12140.1463 | 13354.1609 | 13593.98 | 13612 | 14564.84
Maintenance of grant assets
3 | Consumer service maintenance
4 | Substation operations & maintenance | 1123.5318 | 255.13 | 1098 | 800 | 510.26 | 515.37 | 551.4459
5 | Street lighting maintenance | [6 empty] | 0
6 | Transformer maintenance | 197.2791 | 470.71 | 1850 | 1400 | 941.42 | 944.19 | 1010.2833
7 | Other repairs & maintenance | 982.9152 | 340.15 | 1427 | 550 | 680.3 | 683.56 | 731.4092
8 | Special R&M (33kv & 11KV river crossing & forest area Tower maintenance) |  |  |  | 200 |  | 22709.55 | 24299.2185
| TOTAL | 13705.4306 | 11307 | 30235.6042 | 34601.0891
Note :- The above information should be available for each centre.
Circle | Vendor Name | 33 KV AMC |  | 11KV AMC
Sambalpur |  | 1359.8843
Rourkela | M/s Impelco Electric Company | 1121.6745 |  |  | M/s Impelco Electric Company | 1348.94 | maintenance of LT & HT Network , FCC , DTR , Installation ,Replacement and shifting of single phase meter, New connection up to 5kw, recovery and disconnection in TPWODL
Bargarh | M/s Hindusthan Engg. Corp | 925.0367 |  |  | M/s M/s BKS Enterprises | 1744.9605
Kalahandi | M/s ORISSA ENTERPRISES | 1015.7963 |  |  | M/s SUBHENDU DASH | 1844.4547
Bolangir | M/s Surya Construction Company | 1161.3882 |  |  | M/s THE IMPERIAL ELECTRIC COMPANY | 1044.9218
[5 empty] | M/s Buddham Builders | 636.6539
[5 empty] | M/s H S Power Projects Private Limited | 2143.7792
[5 empty] | M/s Hindusthan Engg. Corp | 1855.3305
[5 empty] | M/s Swastik Engineering | 1521.1057
|  | 5583.78 |  |  |  | 12140.1463 |  | 17723.9263 | 19496.3189
1476.9939
Note on D4: [Threaded comment] Your version of Excel allows you to read this threaded comment; however, any edits to it will get removed if the file is opened in a newer version of Excel. Learn more: https://go.microsoft.com/fwlink/?linkid=870924 Comment: As given by FInance dept and as indicated as FS

## F-14
| Licencee-TPWODL |  |  |  | OERC | Form No. F. 14
ADMINISTRATION & GENERAL EXPENSES
(Rs. in Lakh)
Account Code | Particulars | Previous Year | Previous Year | Actual for 1st six months of C.Year | Current Year | Ensuing Year
|  | 98-99 | 21-22 | 22-23 | 22-23 | 23-24
PROPERTY RELATED EXPENSES
| Licence Fees | 0 | 225.4439 | 190.6534 | 190.6534 | 190
| Lease rent |  |  |  | 0 | 0
| Rent | 10.68 | 363.8168 | 274 | 452 | 483.64
| Rates & Taxes including inspection fee | 11.51 | 18.2965 | 0.5349 | 18.7 | 20.009
| Insurance | 0.35 | 630.5297 | 116 | 650.65 | 696.1955
Contribution to accident reserve fund
| Sub total : | 22.54 | 1238.0869 | 581.1883 | 1312.0034 | 1389.8445
COMMUNICATION
| Telephone & Trunk Call | 23.63 | 142.4326 | 69 | 152 | 162.64
| Postage & Telegram | 4.07 | 5.5758 | 13.9734 | 28 | 29.96
Telex, Teleprinter Charges, Telefax
| Courier Charges | 0
Other
| Sub total : | 27.7 | 148.0085 | 82.9734 | 180 | 192.6
PROFESSIONAL CHARGES
| Legal expenses | 5 | 1746.8884 | 40 | 80 | 85.6
| Consultancy/ Retainer charges | 0.37 | 864.1449 | 457.3151 | 752 | 804.64
| Collection cost through agencies |  | 729.564 | 2463.3756 | 4975 | 5323.25
| Audit fees and expenses | 0 | 168.0817 | 42 | 182 | 194.74
| Other Professional charges |  | 442.5518 | 127.849 | 451 | 482.57
| Sub total : | 5.37 | 3951.2308 | 3130.5397 | 6440 | 6890.8
CONVEYANCE & TRAVELLING
| Conveyance expenses | 0.28 | 32.2819 | 18.382 | 36.764 | 39.3374
| Travelling expenses | 55.61 | 720.8166 | 481.1966 | 755 | 807.85
| Hire charges of vehicle | 80.55 | 884.2268 | 458.3147 | 920 | 984.4
| Others | 3.75 | 0
| Sub total : | 140.19 | 1637.3253 | 957.8933 | 1711.764 | 1831.5874
OTHER EXPENSES
| Fees & Subscription | 0 | 2.9555 | 11.2662 | 23 | 24.61 | 35400000
| Books & Periodicals | 0.18 | 0.89062 | 0.25105 | 0.91 | 0.9737
| Printing & Stationery | 15.15 | 107.6133 | 41.1976 | 108.42 | 116.0094
| Advertisement | 2.45 | 336.4895 | 44 | 211.55 | 226.3585
| Meeting Expenses |  | 50.7599 | 30.9094 | 17 | 18.19
| Housekeeping | 10.56 | 257.7267 | 157.5319 | 315.35 | 337.4245
| Electricity Charges |  | 259.594 | 308 | 502 | 537.14
| Vigilance activity for rev imp |  | 220.9875 | 185.0751 | 372.55 | 398.6285
| Expenditure for Customer care & call Centre |  | 71.7786 | 0 | 75 | 80.25
| Miscellaneous* | 84.95 | 345.3115 | 72.981 | 150 | 160.5
| MBC |  | 2387 | 1162 | 5466.9757 | 5849.664
| Training | 0.38 | 14.8896 | 30.123 | 62.38 | 66.7466
| Sub total : | 113.67 | 4055.9967 | 2043.3352 | 7305.1357 | 7816.4952
MATERIAL RELATED EXPENSES
Demmurage and Wharfage on materials
| Clearing & forwarding charges | 43.39 | 296 | 245 | 427 | 456.89
Transit insurance
| Others | 1.35
| Sub total : | 44.74 | 296 | 245 | 427 | 456.89
| TOTAL |  | 11326.6482 | 7040.9299 | 17375.9031 | 18578.2171 |  |  | MBC
| Energy Police Station |  |  |  |  | 1423.2 |  |  | Sr.No | Activity | Qty./ Month | Base Price | Total (Rs. Cr.)
| GIS, SCADA, Communication, OT, Data Charges |  |  |  |  | 668 | GIS& SCADA | FY 2023-24 | 1 | SBM Meter reading activity (including Re.1/- for OCR) | 1720000 | 19.5 | 40.248
| IT automation |  |  |  |  | 2455 | Operational Technology | 2.08 | 2 | Agriculture consumers meter reading | 75000 | 75 | 6.75
| Special Drive to improve MBC activity |  |  |  |  | 770 | Automation | 0.25 | 3 | NON SBM Meter reading activity * | 44000 | 80 | 4.224
| Special Drive for Shifting of Meter to outside premises |  |  |  |  | 1469.2828 | Communication | 1.21 | 4 | NON SBM Bill Printing & Ditribution ** | 44000 | 80 | 4.224
| Vigilance and enforcement |  |  |  |  | 702 | GIS | 1.11 | 5 | Special Meter reading of SBM | 17200 | 80 | 1.6512
| Energy Audit |  |  |  |  | 150 | Data Charges | 2.03 | 6 | Special Meter reading of NON SBM | 440 | 80 | 0.04224
[7 empty] | Total | 6.68 | 7 | SBM New connection (including Re.1/- for OCR) | 4000 | 19.5 | 0.6084
| Sub-total |  | 0 | 0 | 0 | 7637.4828 |  |  | 8 | NON SBM New connection | 1200 | 80 | 0.7488
[9 empty] | 9 | New NON SBM Bill Printing ditribution |  |  | 0
| TOTAL | 354.21 | 11326.6482 | 7040.9299 | 17375.9031 | 26215.6999 |  |  | Total Cost of Meter Reading & Bill Distribution |  |  |  | 58.4966
[9 empty] | 10 | Cost of Resources for Bill Revision | 100 | 20000 | 2.4
| * Miscellaneous expenses include comp for injuries,provision for disputed matter, commission on sales,rev. stamp etc | [7 empty] | 11 | Provisional remark resolution cost | 216071 | 1360 | 14.6928
[9 empty] | 12 | Disconnection Cost in the event of default | 100000 | 500 | 5
[9 empty] | 13 | Manthan survey Cost / Cost of Never Paid cases | 100000 | 30 | 0.3
[7 empty] | 87713.1033 | [5 empty] | 22.3928
[9 empty] | RCM TOTAL |  |  |  | 80.8895
Allocation of A & G Expenses.
|  |  | Year 22-23 | [6 empty] | IT Automation
| EHT |  | HT |  | LT | Total |  |  |  | M365 | 250
MU Sold |  |  | 2025 |  | 3085 |  |  |  |  | Customer Experience Enhancement | 200
[10 empty] | SAP AMC | 200
A&G Exp | 347.5181 |  | 6748.0391 |  | 10280.3459 | 17375.9031 |  |  |  | Internet Connectivity | 25
[10 empty] | MBC CIS Support FG | 1200
% | 2% |  | 38.84% |  | 59.16% | 100% |  |  |  | Manpower Support Services | 250
[10 empty] | Software & Subscriptions | 210
|  |  | Year 23-24 | [6 empty] | Enterprise IT & Infra | 120
| EHT |  | HT |  | LT | Total |  |  |  | TOTAL | 2455
MU Sold |  |  | 2123 |  | 3314
Energy Police Station
A&G | 524.314 |  | 10031.7845 |  | 15659.6014 | 26215.6999 |  |  |  | Employee Cost per month for 125 Staff @ Rs.40000 p.m./employee | 595.2
[10 empty] | Office Expenses including electiricty & House keeping | 102.6
% | 2% |  | 38.27% |  | 59.73% | 100% |  |  |  | Vehicle expenses (Rs.30000 p.m. for 23 vehicles) | 82.8
# 2% of total A&G expenditure has been allocated to EHT Consumers & balacne allocated to | [9 empty] | Total Estimate yearly | 780.6
HT & LT consumers on the basis of MU sold.
Man-power Cost
[10 empty] | Human Resource | Qty | Monthly Allowance | Costing
[10 empty] | SP | 1 | 250000 | 250000
[10 empty] | Inspector | 5 | 100000 | 500000
[10 empty] | Sub Inspector | 17 | 80000 | 1360000
[10 empty] | Constable (Male) | 34 | 60000 | 2040000
[10 empty] | Constable (Female) | 17 | 60000 | 1020000
[10 empty] | Home Guard (Male) | 34 | 40000 | 1360000
[10 empty] | Home Guard (Female) | 17 | 40000 | 680000
[10 empty] | Total | 125 |  | 7210000
Infrastructure Cost
[10 empty] | Office | 17 | 100000 | 1700000
[10 empty] | Vehicle Cost | 35 | 60000 | 2100000
[10 empty] | Miscallaneous (House Keeping, Pantry, Electricity, Stationary etc) | 17 | 50000 | 850000
[10 empty] | Total |  |  | 4650000
[10 empty] | Total Monthly Cost |  |  | 11860000
[10 empty] | Annual Cost |  |  | 142320000

## F-15
Licencee:-TPWODL | [8 empty] | OERC | Form No. F. 15
CONSOLIDATED AGEWISE ANALYSIS OF DEBTORS OUTSTANDING AS ON 30 TH SEP-2022
(Rs. in lakh)
Categories of Consumer/Region | 0 – 6 m | 6 – 12 m | Over 12 months | Over 24 Months | Total Out-standing | Sale as per -T-6 | No. of Days of Sales | Disputed Amount | Discon-nected | Suit filed | Provision made
Kutir Jyoti | 515.2269 | 460.0741 | 5423.19 |  | 6398.4911 | 1219.026 | 1915.8322 | 0 | 2007.6323
Domestic | 29360.4083 | 18336.2891 | 249776.7085 |  | 297473.4058 | 84088.6644 | 1291.2298 | 566.307 | 56694.9409
General purpose <100 kw | 3575.4169 | 1658.2905 | 11274.1526 |  | 16507.8601 | 28212.2004 | 213.5732 | 18.4226 | 15513.8423
Irrigation Pumping and Agriculture | 3675.1201 | 1774.1299 | 21467.8367 |  | 26917.0868 | 6591.821 | 1490.4435 | 0 | 5764.4006
Allied Agricultural Activities | 30.4242 | 7.7967 | 14.3119 |  | 52.5328 | 170.86 | 112.2233 | 0 | 8.6012
Allied Agro-Industrial Activities | 20.0047 | 21.9901 | 9.4939 |  | 51.4886 | 380.438 | 49.3992 | 0 | 24.1764
Street lighting | 1004.4105 | 477.7799 | 2512.9202 |  | 3995.1106 | 2565.701 | 568.3497 | 0 | 358.3444
LT Industrial (S) Supply | 127.5028 | 27.5476 | 83.5538 |  | 238.6042 | 1373.2921 | 63.4173 | 0 | 1237.5866
LT Industrial (M) Supply | 157.1547 | 85.9323 | 103.8415 |  | 346.9286 | 5565.1687 | 22.7538 | 0 | 624.922
Specified Public Purpose | 578.2467 | 289.3998 | 1634.8544 |  | 2502.5009 | 2981.146 | 306.3965 | 3.6578 | 1178.282
PWWS < 100kw | 909.406 | 892.0975 | 2976.4329 |  | 4777.9364 | 5018.2004 | 347.5243 | 0 | 551.2483
Bulk supply-domestic | 30.7499 | 17.5404 | 104.4872 |  | 152.7775 | 682.3502 | 81.7231 | 0 | 107.0354
Irrigation | -1.2893 | 1.15e-06 | 1.374 |  | 0.084772 | 744.8054 |  | 0 | 10.6075
Specified Public Purpose | 80.4342 | 37.9336 | 33.3591 |  | 151.7269 | 1483.2882 | 37.3362 | 13.6157 | 3.61
General Purpose | 77.7835 | 258.5786 | 299.5393 |  | 635.9014 | 9837.1506 | 23.5946 | 0.061863 | -24.9581
Public Water Works>100kw | 72.338 | 17.7082 | 293.4658 |  | 383.5119 | 2418.3663 | 57.8828 | 554.1194 | 152.0033
Large Industry | -4.1021 | 355.515 | 909.7727 |  | 1261.1855 | 83948.16 | 5.4835 | 813.6258 | 4137.2822
Captive Power Plant | 78.2445 | 232.7596 | 5e-10 |  | 311.0042 | 295.0438 | 384.7447 | 0 | 331.3209
Railway Traction | 6.49e-05 | 8.953e-06 | 5.6533e-06 |  | 7.9506e-05 | 44280.1956 | 6.5537e-07 | 0 | -3.0068
Heavy Industry | 0.74078 | 1.2e-08 | 1e-09 |  | 0.74078 | 34234.2713 | 0.0078981 | 283.3282 | 0
Power Intensive Industry | -8891.038 | 2.5302e-05 | 4.62e-08 |  | -8891.038 | 77907.3377 | -41.655 | 27765.2725 | 2552.0655
Mini Steel Plant | 6.151e-06 | 3.2e-08 | 4e-10 |  | 6.1834e-06 | 8568.3157 | 2.6341e-07 | 17.5239 | -1.35e-05
TOTAL | 31397.1834 | 24951.363 | 296919.2945 | 0 | 353267.8409 | 402565.8028 | 320.3023 | 30035.9349 | 91229.937 | 0 | 0
Note : Further break ups into regions, HT, LT type of consumers etc. may be required by OERC.
#REF!
173373.69
115707.02
As on 31-3-2010
[7 empty] | Debtor |  | 118731.43
[7 empty] | Billing energy |  | #REF!
[7 empty] | Other Income |  | 26804.5833
[7 empty] | Collection |  | 65154.87
[7 empty] | Outstanding |  | #REF!
[7 empty] | Debtor written off up uo Mar-07 |  | 15858.41
[7 empty] | Total o/s |  | #REF!
#REF!
#REF!

## F-16
Licencee:-TPWODL |  |  | OERC | Form No. F. 16
CONSOLIDATED REPORT ON INVENTORY HOLDING
(Rs. in lakh)
As at 31st March 2022
Particulars | Consumption |  | Stock as at | Inventory Holding
| For the Quarter/month | Year to date (April 22 to March 2023 | 31.03.2024 | (in months)
Transmission business
Transformers
Towers
Switch gears
Cables
Distribution business
Transformers |  | 2108.44 | 1343.95 | 7.649
Towers
Switch gears & metering equipments |  | 1967.8 | 1082.17 | 6.5993
Cables, conductors |  | 2248.55 | 3273.02 | 17.4674
Insulators |  | 87.27 | 25.09 | 3.45
Steel |  | 194.45 | 30.48 | 1.881
Others |  | 5928.1862 | 4501.9862 | 9.113
TOTAL |  | 12534.6962 | 10256.6962 | 9.8192
The above stock represents both capital and O&M stock at Central Store.
Note : The above instructions may be called for (if required) each operating centre wise

## F-17
Licencee:-TPWODL
22-23 | [15 empty] | OERC | Form No. F. 17
CONSOLIDATED REPORT ON SECURED/UNSECURED LOAN
(Rs. in Lakh)
|  | TERMS | [7 empty] | AMOUNT OF LOAN REDEEMED |  |  | BALANCE OF LOAN |  | COST
Source (Institution wise/Bankwise | Purpose | Particulars of Loan raised (Loan wise) | Amt. Sanctioned | Date of Sanction | Amt. Of Drawal | Date of Drawal | Interest Rate | Tenure of Loan | Moratorium Period | Amt. of loan redeemed upto the beginning of the year | Loan redeemed during the year | Total loan redeemed upto the end of the year | Bal. of loan at the beginning of the year | Bal. of loan at the end of the year 22-23 | Interest | Penal Int. | Exchange fluctuation | Other charges like finance charges, committment charges
GRIDCO | Creation of Capital Assets. | Rupee loan(as per agrement with GRIDCO ) |  | 01.04.99 |  | 01.04.99 | 0% | 17 years | 0
|  | Opening Loan as on 31-3-2021 |  |  |  |  | 0% |  |  | 0 | 0 | 0 | 0 | 0 | 0 | 0
|  | Conversion of Accounts payable to Gridco Loan due to securitisation |  |  | 0
[13 empty] | Total Interest |  | 0 | 0
GOVT OF ORISSA.(IBRD Loan) | Creation of Capital Assets. | World bank Loan as per the subsidiary loan & project implementation agreement |  | 01.04.99 | 0 | 01.04.99 | 13% | 15 Year | 5 Year | 0 | 0 | 0 | 0 | 0 | 0
|  | To be drawn during 21-22 |  |  | 0 |  |  |  |  | 0 | 0 | 0 | 0 | 0 | 0 | 0
[13 empty] | Total Interest |  | 0
TPWODL Capex |  | Opening balance |  |  |  |  | 10.55% | 10 Years | 1 Years | 0 | 2054.586 | 0 | 10272.9302 | 49853.8023 | 732.0901 | 0
APDRP Loan -GoO | Creation of Capital Assets. | [5 empty] | 0% | 20Years | 5 Years | 0 | 0 | 0 | 0 | 0 | 0 | 0
|  | To be drawn during 20-21 |  |  | 0 |  | 0% |  |  | 0 | 0 | 0 | 0 | 0 | 0
[13 empty] | Total Interest |  | 0
Govt. of Orissa-Capex Loan | Creation of Capital Assets. | To be drawn during 20-21 |  |  | 0 |  | 0% & 4% | 15 Years | 5 Years | 0 | 0 | 0 | 0 | 0 | 0 | 0
REC-Counter part Capex Scheme | [6 empty] | 0% | 13Years | 3 Years | 0 | 0 | 0 | 0 | 0 | 0
|  | To be drawn during 20-21 |  |  | 0 |  | 0% |  |  | 0 | 0 | 0 | 0 | 0 | 0
[13 empty] | Total Interest |  | 0
REC-Counter part Financing & S.I. | [6 empty] | 0% | 13Years | 3 Years | 0 | 0 | 0 | 0 | 0 | 0
|  | To be drawn during 20-21 |  |  | 0 |  | 0% |  |  | 0 | 0 | 0 | 0 | 0 | 0
[13 empty] | Total Interest |  | 0
Short Term Loan & Working capital (normative) |  | To be drawn during 22-23 |  |  | 0 |  | 10.55% | [6 empty] | 55760.5442 | 5882.7374
[11 empty] | Grand Total |  | 10272.9302 | 105614.3465 | 6614.8275 | 0
Note : Details to be furnished category wise, institution wise.
Licencee:-TPWODL
23-24 | [15 empty] | OERC | Form No. F. 17
CONSOLIDATED REPORT ON SECURED/UNSECURED LOAN
(Rs. in Lakh)
|  | TERMS | [7 empty] | AMOUNT OF LOAN REDEEMED |  |  | BALANCE OF LOAN |  | COST
Source (Institution wise/Bankwise | Purpose | Particulars of Loan raised (Loan wise) | Amt. Sanctioned | Date of Sanction | Amt. Of Drawal | Date of Drawal | Interest Rate | Tenure of Loan | Moratorium Period | Amt. of loan redeemed upto the beginning of the year | Loan redeemed during the year | Total loan redeemed upto the end of the year | Bal. of loan at the beginning of the year | Bal. of loan at the end of the year 23-24 | Interest | Penal Int. | Exchange fluctuation | Other charges like finance charges, committment charges
GRIDCO | Creation of Capital Assets. | Rupee loan(as per agrement with GRIDCO ) |  | 01.04.99 |  | 01.04.99 | 0% | 17 years | 0
|  | Opening Loan |  |  |  |  | 0% |  |  | 0 | 0 | 0 | 0 | 0 | 0 | 0
[13 empty] | Total Interest |  | 0 | 0
GOVT OF ORISSA. | Creation of Capital Assets. | World bank Loan as per the subsidiary loan & project implementation agreement |  | 01.04.99 | 0 | 01.04.99 | 13% | 15 years | 5 year | 0 |  |  |  |  | 0
|  | To be drawn during 21-22 |  |  | 0 |  |  |  |  | 0 | 0 | 0 | 0 | 0 | 0 | 0
[13 empty] | Total Interest |  | 0 | 0
TPWODL Capex Loan |  | Opening balance |  |  |  |  | 11.7% | 10 | 1 Years | 2054.586 | 7478.0703 | 9532.6564 | 49853.8023 | 87466.8719 | 5832.8949 | 0
APDRP Loan-GoO | Creation of Capital Assets. | [5 empty] | 0% | 20Years | 5 Years | 0 | 0 | 0 | 0 | 0 | 0 | 0
|  | To be drawn during 21-22 |  |  | 0 |  | 0% |  |  | 0 | 0 | 0 | 0 | 0 | 0
[13 empty] | Total Interest |  | 0
Govt. of Orissa-Capex Loan | Creation of Capital Assets. | To be drawn during 21-22 |  |  | 0 |  | 0% & 4% | 15 Years | 5 Years | 0 | 0 | 0 | 0 | 0 | 0 | 0
REC-Counter part Capex Scheme | [6 empty] | 0% | 13Years | 3 Years | 0 | 0 | 0 | 0 | 0 | 0
|  | To be drawn during 21-22 |  |  | 0 |  | 0% |  |  | 0 | 0 | 0 | 0 | 0 | 0
[13 empty] | Total Interest |  | 0 | 0
REC-Counter part Financing & SI | [6 empty] | 0% | 13Years | 3 Years | 0 | 0 | 0 | 0 | 0 | 0
|  | To be drawn during 21-22 |  |  | 0 |  | 0% |  |  | 0 | 0 | 0 | 0 | 0 | 0
[13 empty] | Total Interest |  | 0 | 0
Short Term Loan & Working capital (normative) |  | To be drawn during 23-24 |  |  | 0 |  | 11.7% | [5 empty] | 50386.6698 | 50386.6698 | 5895.2404
[11 empty] | Grand Total |  | 100240.472 | 137853.5417 | 11728.1352 | 0
Note : Details to be furnished category wise, institution wise.

## F-18
Licencee:-TPWODL |  |  |  | OERC | Form No. F. 18
STATEMENT OF ASSETS NOT IN USE AS ON …………..
UNIT NAME & CODE : …………………………..
(Rs. in Lakh)
Sl. No. | Date of Acquisition/Installation | Historical Cost/Cost of Acquisition | Date of withdrawal operations | Accumulated Depreciation on date of withdrawal | Written down value on date of withdrawal
ALL ARE IN USE AS ON 30-11-2022

## F-19
Licencee:-TPWODL | [9 empty] | OERC | Form No. F. 19
STATEMENT OF FIXED ASSET AND DEPRECIATION
FOR FY 22-23 | [10 empty] | (Rs. in Lakh)
Fixed Assets | Gross Block | [5 empty] | Depreciation |  |  |  | Net Block
Particulars | As at 31st March of Prev. Yr. |  |  | Additions during the Year | Sales / Adjustments during the year | As at 31 st March of Current Year 22-23 | As at 31st March of Prev. Yr.21-22 | During the year | Adjustment / withdrawals | As at 31st March of Current Year 22-23 | As At (Current Year-22-23) | As At (Previous Year 21-22)
| Depreciated <90% | Depreciated >90% | Total
a. Transmission Assets
Land and Rights
Freehold
Lease hold
Buildings
Other Civil Works
Plant and Machinery
Overhead lines
Underground Cable Network
Meters and other apparatus at customer’s premises
Vehicles | [12 empty] | Buildings | 54597943 | 640555 | 552.385
Furniture, Fixture | [15 empty] | 0
Office Equipment | [12 empty] | Lines, Cables & Network Assets | 6145817798 | 161760718 | 63075.7852
B. Distribution Assets | [15 empty] | 0
Land and Rights | [12 empty] | Vehicles | 4053134 | 78749 | 41.3188
Freehold | 0 |  | 0 | 0 | 0 | 0 | 0 | 0 | 0 | 0 | 0 | 0 |  |  |  | 0
Lease hold | [12 empty] | Furniture & Fixtures | 16420125 | 161163 | 165.8129
Buildings | 4556.7079 |  | 4556.7079 | 35.67 | 0 | 4592.3779 | 581.785 | 127.4706 | 0 | 709.2556 | 3883.1223 | 3974.923 |  |  |  | 0
Other Civil Works | [12 empty] | Office Equipment | 46131018 | 1324435 | 474.5545
Plant and Machinery & NW | 72937.644 |  | 72937.644 | 64055.6401 | 0 | 136993.2841 | 23169.9 | 2928.8662 | 0 | 26098.7662 | 110894.5179 | 49767.744 |  |  |  | 0
Overhead lines | 151146.8107 |  | 151146.8107 | 0 | 0 | 151146.8107 | 47445.0752 | 6035.588 |  | 53480.6631 | 97666.1476 | 103701.7356 |  | 6267020018 | 163965620 | 64309.8564
Underground Cable Network
Meters and other apparatus at customer’s premises
Vehicles | 0 | 187.1367 | 187.1367 | 20 | 0 | 207.1367 | 55.1288 | 19.393 | 0 | 74.5219 | 132.6148 | 132.0078
Furniture, Fixtures | 301.8426 |  | 301.8426 | 70 | 0 | 371.8426 | 196.6829 | 15.5153 | 0 | 212.1982 | 159.6444 | 105.1597
Office Equipment, It equipments & Software | 6227.4545 |  | 6227.4545 | 1405.0032 | 0 | 7632.4577 | 972.8145 | 489.3209 | 0 | 1462.1355 | 6170.3222 | 5254.64
Total | 235170.4598 | 187.1367 | 235357.5965 | 65586.3133 | 0 | 300943.9097 | 72421.3864 | 9616.1541 | 0 | 82037.5404 | 218906.3693 | 162936.2101
C.General Assets
Land and Rights
Freehold
Lease hold
Buildings
Other Civil Works
Communication Equipment
Furniture, Fixture
Office Equipment, It equipments & Software
Vehicles
Laboratory & Meter Testing Equipment
Tools and Work Equipment
Miscellaneous Equipment
Note:
In case of distribution business High voltage assets and Medium & Low voltage assets should be shown separately.
Licencee:-TPWODL | [9 empty] | OERC | Form No. F. 19
STATEMENT OF FIXED ASSET AND DEPRECIATION
FOR FY 23-24 | [10 empty] | (Rs. in Lakh)
Fixed Assets | Gross Block | [5 empty] | Depreciation |  |  |  | Net Block
Particulars | As at 31st March of Current Yr. |  |  | Additions during the Year | Sales / Adjustments during the year | As at 31 st March of Ensuing Year 23-24 | As at 31st March of curr. Yr.22-23 | During the year | Adjustment / withdrawals | As at 31st March of Ensuing Year 23-24 | As At (Ensuing Year-23-24) | As At (Current Year 22-23)
| Depreciated <90% | Depreciated >90% | Total
a. Transmission Assets
Land and Rights
Freehold
Lease hold
Buildings
Other Civil Works
Plant and Machinery
Overhead lines
Underground Cable Network
Meters and other apparatus at customer’s premises
Vehicles
Furniture, Fixture
Office Equipment, It equipments & Software
B. Distribution Assets
Land and Rights
Freehold | 0 |  | 0 | 0 | 0 | 0 | 0 | 0 | 0 | 0 | 0 | 0
Lease hold
Buildings | 4592.3779 |  | 4592.3779 | 0 | 0 | 4592.3779 | 709.2556 | 128.662 | 0 | 837.9176 | 3754.4604 | 3883.1223
Other Civil Works
Plant and Machinery | 136993.2841 |  | 136993.2841 | 80461.6517 | 0 | 217454.9358 | 26098.7662 | 7734.2375 | 0 | 33833.0037 | 183621.9321 | 110894.5179
Overhead lines | 151146.8107 |  | 151146.8107 | 0 |  | 151146.8107 | 53480.6631 | 5915.2328 | 0 | 59395.896 | 91750.9148 | 97666.1476
Underground Cable Network
Meters and other apparatus at customer’s premises
Vehicles | 0 | 207.1367 | 207.1367 | 45 | 0 | 252.1367 | 74.5219 | 23.4305 | 0 | 97.9524 | 154.1843 | 132.6148
Furniture, Fixtures | 371.8426 |  | 371.8426 | 90 | 0 | 461.8426 | 212.1982 | 22.7948 | 0 | 234.9931 | 226.8496 | 159.6444
Office Equipment, It equipments & Software | 7632.4577 |  | 7632.4577 | 1133 | 0 | 8765.4577 | 1462.1355 | 1814.7469 | 0 | 3276.8824 | 5488.5753 | 6170.3222
Total | 300736.773 | 207.1367 | 300943.9097 | 81729.6517 | 0 | 382673.5614 | 82037.5404 | 15639.1047 | 0 | 97676.6451 | 284996.9163 | 218906.3693
C.General Assets
Land and Rights
Freehold
Lease hold
Buildings
Other Civil Works
Communication Equipment
Furniture, Fixture
Office Equipment
Vehicles
Laboratory & Meter Testing Equipment
Tools and Work Equipment
Miscellaneous Equipment
Note:
In case of distribution business High voltage assets and Medium & Low voltage assets should be shown separately.

## F-20
Licencee:-TPWODL |  |  | OERC | Form No. F. 20
Revenue Subsidies/ Capital Subsidies and Grants :
(Rs. in lakh)
Sl no | Particulars | As on Prev Year | As on Currt Year | As on Ensu Year
1 | Capital subsidy | 0 | 0 | 0
2 | Revenue subsidy
a | Rural electrification |  | 0 | 0
b | IPR |  | 0 | 0
c | Other subsidies |  | 0 | 0
3 | World Bank Grant | 0 | 0 | 0
4 | Grants-APDRP |  | 0 | 0
| Total | 0 | 0 | 0
|  | 0 | 0 | 0
|  | 0 | 0 | 0

## F-21
Licencee :-TPWODL |  |  |  | Form No. F. 21
BALANCE SHEET AS AT
(Rs. in lakh)
|  | As At 31.03.22 | As At 31.03.23 | As At 31.03.24
|  | Pr Year | Current Year | Ensuing Year
I. | SOURCES OF FUNDS
Shareholders’ Funds
| Share Capital | 35996.8 | 51553.703 | 68401.8062
| Reserves and Surplus | 6271.2234 | 6271.2234 | 6271.2234
| RE-Subsidy | 0 | 0 | 0
| Grant | 0 | 0 | 0
Loan Funds
| Secured Loans | 18024.4871 | 57605.3591 | 95218.4288 | 18024.4871 | 49853.8023 | 87466.8719
| Unsecured Loans | 0 | 0 | 0 |  | 7751.5569 | -7751.5569
Other Funds
| Consumers’ Security Deposits | 90402.4668 | 106751.4968 | 113251.4968
| Capital contributions from consumers | 121058.3991 | 130737.4191 | 136954.5191
| Total | 271753.3763 | 352919.2014 | 420097.4742
II. | APPLICATION OF FUNDS
Fixed Assets
| Gross Block | 235357.5965 | 300943.9097 | 382673.5614 |  | 172687.3963 | 62670.2002
| Less: Accumulated Depreciation | 72421.377 | 82037.531 | 97676.6357 |  | 9751.1718 | 62670.2052
| Net Block | 162936.2195 | 218906.3787 | 284996.9257
| Capital Work in Progress | 4323.9406 | 23985.7302 | 34839.6033
| Capital Stock | 3877.954 | 5525 | 6020
| Total C.W.I.P. | 8201.8946 | 29510.7302 | 40859.6033
Investments
Current Assets, Loans and Advances
| Sundry Debtors | 113376.2689 | 120639.6025 | 119264.6025
| Inventory | 3821.0702 | 7009.6962 | 4236.6962 |  | 3664.9563
| Cash and Bank Balances | 200212.0544 | 223829.9284 | 196287.4285
| Loans and Advances | 10849.1173 | 11399.1173 | 12199.1173
| RE-Subsidy receivable | 0 | 0 | 0
Less: Current Liabilities and Provisions
| Accounts Payable | 54499.6354 | 54499.6354 | 54499.6354
| Current Liabilities | 173143.5123 | 184973.7428 | 195811.738
| NET CURRENT ASSETS | 100615.3632 | 123404.9663 | 81676.4712
Miscellaneous Expenditure to the extent not written
off or adjusted
| Profit & Loss Account Debit Balance | 0 | 18902.7729 | -12564.5749
| Total Application | 271753.4773 | 352919.3024 | 420097.5752
|  | 0.10094 | 0.10094 | 0.10094

## F-22
Licencee:-TPWODL | OERC | Form No. F. 22
PROFIT & LOSS ACCOUNT FOR THE YEAR ENDED
(Rs. in Lakh)
| Pr. Year (31.03.22) | Current Year (31.03.23) | Ensuing Year (31.03.24)
INCOME
Revenue from Sale of Power | 414234.0864 | 467685.2005 | 479682.3828
Revenue from Sale Out of Tri-partiet agreement | 32325 | 115500 | 137500
MTR Rent, DPS, ODP & Reliability surcharge | 15070.8105 | 5805.2287 | 6266.7338
Other income including CSS | 30992.8824 | 47803.9378 | 22666.6667 | 0.55102
Total | 492622.7793 | 636794.367 | 646115.7833
EXPENDITURE
Purchase of Power | 333365.77 | 485922.871 | 510006.716
Purchase of Power for Tri-partiet agreement |  | 0
Operation Maintenance, Administration General and other expenses | 77902.9673 | 109914.5441 | 128486.0162
Depreciation | 2445.257 | 3790.1741 | 9706.2047 |  | 2022-23 | 2023-24
Profit (before interest & finance charges) | 78908.7849 | 37166.7778 | -2083.1536 | Emp | 56471.1849 | 61497.4033
Interest & Finance Charges | 3829.2756 | 11888.1434 | 18161.7533 | A&G | 14601.3865 | 22534.4524
Less Transferred to Capital Work-in-Progress | 0 | 732.0901 | 1758.5545 | R&M | 30235.6042 | 34601.0891
Net Interest & Finance charges | 3829.2756 | 11156.0533 | 16403.1988 | Carrying Cost
Profit before tax for the year | 75079.5093 | 26010.7245 | -18486.3524 | Total | 101308.1756 | 118632.9449
Return on equity |  | 8248.5925 | 10944.289
Provision for Taxation-FBT | 2144.4784 | 2774.5165 | 3681.2475 |  | -8606.3685 | -9853.0714
Income to be recovered from future tariff- Regulatory Assest | -59978.994
Profit After Tax | 12956.0369 | 14987.6155 | -33111.889 |  | 5831.852 | 6171.8238
Carrying cost on Regualtory (Surplus)/Deficit |  | 3915.1574 | 1644.5412 |  | -2774.5165 | -3681.2475
Balance of profit and loss account brought forward from last year | 0 | 0 | 18902.7729
Statutory reserves and Appropriations | 0 | 0 | 0
Amount available for distribution & transfer to general reserve
Proposed Dividend | 0 | 0 | 0
Corporate Tax on Dividend | 0 | 0 | 0
Transfer to General Reserve | 0 | 0 | 0
Balance carried to Balance Sheet | 12956.0369 | 18902.7729 | -12564.5749
|  | -18902.7729 | 12564.5749
|  | -18902.7729 | -39987.8729
|  | 6.5484e-11 | -52552.4478

## F-23 CASHFLOW
Licencee:-TPWODL
Cash Flow Statement
Rs. In Lakh
| 22-23 | 23-24
SOURCE
Opening with SD (OB-SD Rs.90402.47& Deposit Work FD Rs.21553 lakh) | 200212.0544 | 223829.9284
Revenue collection | 623699.1814 | 641318.9595
Security Deposit from Consumers | 17952.16 | 9000 | 13937.1171
Consumer contribution including School Anganwadi, Elephant corridor & Deposit work | 15505 | 12150 | 15505
Equity contribution | 15556.903 | 16848.1031
World bank Loan | 0 | 0
World Bank Loan-Grant | 0 | 0
Govt. Orissa-Capex Loan with interest | 0 | 0
Govt. Orissa-Capex Loan without interest | 0 | 0
APDRP-Grant | 0 | 0
APDRP-Loan | 0 | 0
Loan from REC-S.I.Scheme | 0 | 0
Loan from REC/IDBI Goo Capex Plan | 0 | 0
TPWODL capex Loan | 41635.4581 | 45091.14 | 41635.4581
Short term loan | 0 | 0 | 0
Total | 914560.757 | 948238.131 | 71077.5752
APPLICATION
Payment against purchase of Power | 485922.871 | 510006.716
Employee cost | 58368.0223 | 64063.9502
Adminstrative & General Exp | 17375.9031 | 26215.6999
Repair & Maintenance | 30235.6042 | 34601.0891
Repayment of Loan Principal | 2054.586 | 7478.0703
Repayment of TPWODL capex Loan Int. | 1815.8843 | 7591.4493
Interest on security deposit & Working Capital | 10072.2591 | 10570.304
Refund of Security Deposit | 1603.13 | 2500
Installments of Securitisation | 0 | 0
Amortisation of Regulatory Asset
Repayment of 7th Pay arrear | 0 | 0
Capital Expendiuture | 82732.5685 | 88123.4235
Loans & Advances | 550 | 800
Total | 690730.8286 | 751950.7024
Closing Balance with Security Deposit | 223829.9284 | 196287.4285
Less :-Amount of Security Deposit & Depositwork FD included above | 131362.03 | 137862.03
Closing Balance without Security Deposit | 92467.8984 | 58425.3985

## F-24
Licencee:-TPWODL
OERC Form No. F. 24
Status of Funds and Investments (Rs. In lakh)
|  | Available as on Previous year 31.3.22 | Interest accrued on deposits | Estimated addition during Current year | Payments out of the Fund during Current year | Available as on the end of current year 31.03.23 | Expected additions during the Ensuing year | Payments out of the Fund during Ensuing year | Availability at the End of Ensuing Year 31.03.24
A. | Availability
1 | Security Deposits | 90402.47 | 4294.1173 | 17952.16 | 1603.13 | 111045.6173 | 9000 | 2500 | 117545.6173
2 | Pension Trust | 20950.655 | 1648.8165 | 17200 | 17293.7068 | 22505.7648 | 17800 | 17812.518 | 22493.2468
3 | Gratuity Trust | 4142.5067 | 342.9996 | 4500 | 4103.319 | 4882.1872 | 2000 | 4403.6278 | 2478.5594
B. | Investment details as on 31.3.22 | Bank | FD/PSU | Govt Bonds | Other Deposits | Total
1 | Security Deposits* | 90402.47 |  |  |  | 90402.47
2 | Pension Trust | 2100 | 7595 | 11000 | 255.655 | 20950.655
3 | Gratuity Trust | 42.51 | 1730 | 2370 | -0.00331 | 4142.5067

## F-25
Licencee:-TPWODL |  |  |  | OERC Form No. F. 25
Revenue Cash Flow Statement |  |  |  |  | Rs in lakh
Sl No. |  | Actual of Pr. Year | 1st 6 month of Current Year | Est. for Current Year | Ensuing Year
| Opening Balance(Security Deposit FD Rs.85725 lakh & Deposit workk FD 29288) | 13831 | 53274.5362 | 53274.5362 | 69133.3605
A. | Cash Inflows
1 | Revenue from Sale of power* | 404956 |  | 566856.0149 | 611010.559
2 | Rebate on BST& Transmission bills | 5779.86 |  | 685.2436 | 5100.0672
3 | SOD for payment of BST Bills & Transmission charges (Net)
4 | Other receipts | 40283.84 |  | 52108.1099 | 28644.0665
| Total Inflow | 451019.7 | 0 | 619649.3683 | 644754.6926
B. | Cash Outflows
1 | BSP | 308424.7202 |  | 451660.6911 | 474000
2 | Trasmission Charges | 24793.895 |  | 34095.4639 | 35840
3 | SLDC Charges | 147.1548 |  | 166.716 | 166.716
4 | Power purchase from other source | 0 |  | 0 | 0
5 | Total Cost | 333365.77 | 0 | 485922.871 | 510006.716
Other
1 | Basic Pay | 11956.5994
2 | Grade Pay |  |  | 16399.7642 | 20751.8143
3 | DA | 2341.5666 |  | 4975.8606 | 5984.4605
4 | HRA | 1958.0084 |  | 2613.4646 | 2670.7804
5 | MA | 1038.4918 |  | 845.1481 | 1070.6041
6 | Other Allowance | 2265.8591 |  | 3276.623 | 3525.2314
7 | Arrear- 7th Pay impact (30% of arrear in FY 21-22 and balance 20% in FY 22-23) | 1313 |  | 1980 | 0
8 | Gratuity | 23337.2033 |  | 21442.7428 | 22281.1458
9 | Leave Encashment
10 | Pension
11 | Others, specify | 4721.3366 |  | 6834.419 | 7779.9138
12 | Total Employee Cost | 48932.0652 |  | 58368.0223 | 64063.9502
13 | R&M | 13705.4306 |  | 30235.6042 | 34601.0891
14 | A&G | 11326.6482 |  | 17375.9031 | 26215.6999
15 | Interest on Loan | 4246.2498 |  | 11888.1434 | 18161.7533
16 | Total outflow | 411576.1638 | 0 | 603790.544 | 653049.2086
17 | Closing Balance(Security Deposit FD Rs.90402.47 lakh & Deposit workk FD 21553) | 53274.5362 | 53274.5362 | 69133.3605 | 60838.8446
*Revenue from sale of power includes int on SD.
115013

## F-26
Licencee:-TPWODL
OERC Form No. F. 26
Details Escrow Deposit and Relaxation |  |  |  |  | Rs. In Lakh
Sl.No. |  | Actual of previous Year | First 6 months of Current Year | Estimated for the Current Year | Ensuing Year projection
A. | Revenue deposited in Escrow Account (current and arrear to be segregated) | Not Applicable to TPWODL
B. | Adjustment made and relaxation as per the orders of the Commission
(i) Current transmission & SLDC
(ii) Current BSP
(iii) License fees to OERC
(iv) Direct power purchase from CGPs & other agencies
(v) Escrow relaxed for monthly R & M expenditure
(vi) Escrow relaxed for monthly employees cost
(vii) Monthly repayment of principal and interest in respect of loan obtain for counterpart funding of capex
(viii) Monthly special R & M
(ix) Average monthly obligation of defaulted arrear BSP at the end of previous year.

## F-27(21-22)
Licensee:-TPWODL
OERC F - 27
Calculation of Monthly Voltage wise Loss (DISCOM) for the FY 2021-22*
Sl. No. | Description of Item | Unit | Reference Formula | 2021-04-01 | 2021-05-01 | 2021-06-01 | 2021-07-01 | 2021-08-01 | 2021-09-01 | 2021-10-01 | 2021-11-01 | 2021-12-01 | 2022-01-01 | 2022-02-01 | 2022-03-01 | Total
1 | Input to HT at 33Kv from EHT level | MU |  | 634.025 | 579.115 | 546.702 | 574.662 | 647.45 | 554.341 | 720.408 | 500.415 | 460.402 | 498.074 | 319.271 | 632.791 | 6667.656
2 | Input to HT at 33Kv from Generating companies inside the state. | MU | [13 empty] | 0
3 | Sales at HT - 33Kv | MU |  | 147.187 | 135.371 | 130.373 | 123.888 | 118.621 | 121.592 | 124.2483 | 130.3999 | 119.9953 | 104.3097 | 121.192 | 112.045 | 1489.2223 | 1000000
4 | Input to HT at 11Kv from 33Kv level | MU |  | 448.7965 | 408.9971 | 383.5269 | 416.2943 | 489.982 | 399.4885 | 552.9352 | 339.9902 | 312.7826 | 363.8799 | 178.9227 | 482.7785 | 4778.3744
5 | Loss at HT - 33Kv | MU | 1+2-3-4 | 38.0415 | 34.7469 | 32.8021 | 34.4797 | 38.847 | 33.2605 | 43.2245 | 30.0249 | 27.6241 | 29.8844 | 19.1563 | 37.9675 | 400.0594
6 | Loss at HT - 33Kv (%) | % | (5/(1+2)) *100 | [12 empty] | 6% | bar: 2021-04-01 to 2022-03-01
7 | Input to HT at 11 Kv from Generating companies inside the state. | MU | [13 empty] | 0
8 | Sales at HT - 11Kv | MU | 8(a) + 8(b) | 36.578 | 28.04 | 27.989 | 28.268 | 29.613 | 31.67 | 29.2008 | 31.3483 | 27.0735 | 22.155 | 26.8304 | 26.0784 | 344.8444
(a) | Metered Sales |  |  | 36.578 | 28.04 | 27.989 | 28.268 | 29.613 | 31.67 | 29.2008 | 31.3483 | 27.0735 | 22.155 | 26.8304 | 26.0784 | 344.8444
(b) | Assessed Sales |  |  | 0 | 0 | 0 | 0 | 0 | 0 | 0 | 0 | 0 | 0 | 0 | 0 | 0
| Sales at HT - 25Kv |  |  | 1.472 | 0 | 0 | 0 | 0 | 0 | 0 | 0 | 0 | 0 | 0 | 0 | 1.472
9 | Input to LT from 11 Kv level | MU | 4-5+7-8 | 374.177 | 346.2102 | 322.7358 | 353.5466 | 421.522 | 334.5581 | 480.5099 | 278.617 | 258.085 | 311.8404 | 132.9361 | 418.7327 | 4033.4706
10 | Loss at HT - 11Kv | MU | 4+7 -8-9 | 38.0415 | 34.7469 | 32.8021 | 34.4797 | 38.847 | 33.2605 | 43.2245 | 30.0249 | 27.6241 | 29.8844 | 19.1563 | 37.9675 | 400.0594
11 | Loss at HT - 11Kv (%) | % | (10/(4+7)) *100 | 8.476% | 8.496% | 8.553% | 8.283% | 7.928% | 8.326% | 7.817% | 8.831% | 8.832% | 8.213% | 10.71% | 7.864% | 8.372%
12 | Input to LT from Generating companies inside the state. | MU | [13 empty] | 0
13 | Sales at LT | MU | 13(a) + 13 (b) | 241.062 | 251.717 | 280.695 | 246.866 | 272.327 | 290.559 | 245.4959 | 240.9318 | 196.2929 | 208.3888 | 191.876 | 206.1671 | 2872.3785
(a) | Metered Sales |  |  | 172.2341 | 175.5555 | 153.9026 | 147.4583 | 160.152 | 158.9211 | 125.5131 | 103.925 | 88.4995 | 98.2101 | 88.7879 | 97.2624 | 1570.4215
(b) | Assessed Sales |  |  | 68.8279 | 76.1615 | 126.7924 | 99.4077 | 112.175 | 131.6379 | 119.9828 | 137.0068 | 107.7935 | 110.1787 | 103.0881 | 108.9047 | 1301.957
14 | Loss at LT | MU | 9+12-13 | 133.115 | 94.4932 | 42.0408 | 106.6806 | 149.195 | 43.9991 | 235.014 | 37.6852 | 61.792 | 103.4516 | -58.9398 | 212.5656 | 1161.0921
15 | Loss at LT (%) | % | (14/(9+12)) *100 | 35.58% | 27.29% | 13.03% | 30.17% | 35.39% | 13.15% | 48.91% | 13.53% | 23.94% | 33.17% | -44.34% | 50.76% | 28.79%
* The above calculation has been done assuming HT loss of 8% and arrived the LT loss.

## F-27(22-23)
Licensee:-TPWODL
OERC F - 27
Calculation of Monthly Voltage wise Loss (DISCOM) for the FY 2022-23*
Sl. No. | Description of Item | Unit | Reference Formula | 2022-04-01 | 2022-05-01 | 2022-06-01 | 2022-07-01 | 2022-08-01 | 2022-09-01 | 2022-10-01 | 2022-11-01 | 2022-12-01 | 2023-01-01 | 2023-02-01 | 2023-03-01 | Total
1 | Input to HT at 33Kv from EHT level | MU |  | 2022-04-01: 781.438; 2022-05-01: 714.736; 2022-06-01: 643.395; 2022-07-01: 709.484; 2022-08-01: 644.111; 2022-09-01: 722.644 | 4215.808
2 | Input to HT at 33Kv from Generating companies inside the state. | MU | [13 empty] | 0
3 | Sales at HT - 33Kv | MU |  | 2022-04-01: 128.4826; 2022-05-01: 133.1115; 2022-06-01: 140.1011; 2022-07-01: 130.8995; 2022-08-01: 152.1393; 2022-09-01: 147.3889 | 832.123
4 | Input to HT at 11Kv from 33Kv level | MU |  | 606.0691 | 538.7403 | 464.6902 | 536.0155 | 453.3251 | 531.8964 | 0 | 0 | 0 | 0 | 0 | 0 | 3130.7366
5 | Loss at HT - 33Kv | MU | 1+2-3-4 | 46.8863 | 42.8842 | 38.6037 | 42.569 | 38.6467 | 43.3586 | 0 | 0 | 0 | 0 | 0 | 0 | 252.9485
6 | Loss at HT - 33Kv (%) | % | (5/(1+2)) *100 | 6% | 6% | 6% | 6% | 6% | 6% | #DIV/0! | #DIV/0! | #DIV/0! | #DIV/0! | #DIV/0! | #DIV/0! | 6%
7 | Input to HT at 11 Kv from Generating companies inside the state. | MU | [13 empty] | 0
8 | Sales at HT - 11Kv | MU | 8(a) + 8(b) | 2022-04-01: 60.6013; 2022-05-01: 60.0989; 2022-06-01: 62.8856; 2022-07-01: 58.1772; 2022-08-01: 50.8997; 2022-09-01: 52.1671 | 344.8299
(a) | Metered Sales |  |  | 2022-04-01: 60.6013; 2022-05-01: 60.0989; 2022-06-01: 62.8856; 2022-07-01: 58.1772; 2022-08-01: 50.8997; 2022-09-01: 52.1671 | 344.8299
(b) | Assessed Sales |  |  | 2022-04-01: 0; 2022-05-01: 0; 2022-06-01: 0; 2022-07-01: 0; 2022-08-01: 0; 2022-09-01: 0 | 0
| Sales at HT - 25Kv |  |  | 2022-04-01: 0; 2022-05-01: 0; 2022-06-01: 0; 2022-07-01: 0; 2022-08-01: 0; 2022-09-01: 0 | 0
9 | Input to LT from 11 Kv level | MU | 4-5+7-8 | 498.5815 | 435.7572 | 363.2009 | 435.2692 | 363.7787 | 436.3706 | 0 | 0 | 0 | 0 | 0 | 0 | 2532.9582
10 | Loss at HT - 11Kv | MU | 4+7 -8-9 | 46.8863 | 42.8842 | 38.6037 | 42.569 | 38.6467 | 43.3586 | 0 | 0 | 0 | 0 | 0 | 0 | 252.9485 | 1000000
11 | Loss at HT - 11Kv (%) | % | (10/(4+7)) *100 | 7.736% | 7.96% | 8.307% | 7.942% | 8.525% | 8.152% | #DIV/0! | #DIV/0! | #DIV/0! | #DIV/0! | #DIV/0! | #DIV/0! | 8.08%
12 | Input to LT from Generating companies inside the state. | MU | [13 empty] | 0
13 | Sales at LT | MU | 13(a) + 13 (b) | 2022-04-01: 236.044; 2022-05-01: 252.8949; 2022-06-01: 299.6066; 2022-07-01: 267.1649; 2022-08-01: 229.3365; 2022-09-01: 224.1162 | 1509.1631
(a) | Metered Sales |  |  | 2022-04-01: 161.4942; 2022-05-01: 176.8889; 2022-06-01: 190.354; 2022-07-01: 170.2405; 2022-08-01: 148.6907; 2022-09-01: 158.6283 | 1006.2966
(b) | Assessed Sales |  |  | 2022-04-01: 74.5498; 2022-05-01: 76.006; 2022-06-01: 109.2526; 2022-07-01: 96.9244; 2022-08-01: 80.6459; 2022-09-01: 65.4878 | 502.8665
14 | Loss at LT | MU | 9+12-13 | 2022-04-01: 262.5375; 2022-05-01: 182.8623; 2022-06-01: 63.5942; 2022-07-01: 168.1043; 2022-08-01: 134.4422; 2022-09-01: 212.2545 | 1023.7951
15 | Loss at LT (%) | % | (14/(9+12)) *100 | 52.66% | 41.96% | 17.51% | 38.62% | 36.96% | 48.64% | #DIV/0! | #DIV/0! | #DIV/0! | #DIV/0! | #DIV/0! | #DIV/0! | 40.42%
* The above calculation has been done assuming HT loss of 8% and arrived the LT loss.

## Cost Allocation
TPWODL
Allocation of wheeling cost and Retail supply cost |  |  |  |  | Rs. Lakh
Sl No. | Cost/Income Component | ARR for FY 2023-24 | Assumption Ratio for consideration in Wheeling Business | Assumption Ratio for consideration in Retail Supply Business | Wheeling cost for FY 2023-24 | Retail supply Cost for FY 23-24
1 | Cost of Power | 474000 | 0% | 100% | 22334.4 | 451665.6
2 | Transmission Charges | 35840 | 0% | 100% | 1737.12 | 34102.88
3 | SLDC Charges | 166.716 | 0% | 100% | 166.716 | 0
| Total power purchase cost * | 510006.716 |  |  | 24238.236 | 485768.48
O&M
4 | Employee Cost | 61497.4033 | 60% | 40% | 36898.442 | 24598.9613
5 | Repair & Maintenance Cost | 34601.0891 | 90% | 10% | 31140.9802 | 3460.1089
6 | Administrative & General Expenses | 26215.6999 | 40% | 60% | 10486.28 | 15729.42
7 | Bad & Doubtful Debt including Rebate | 6171.8238 | 0% | 100% | 0 | 6171.8238
8 | Depreciation | 9706.2047 | 90% | 10% | 8735.5842 | 970.6205
Interest on Loans
9 | For Term Loan CAPEX | 5832.8949 | 90% | 10% | 5249.6054 | 583.2895
10 | for Working capital | 5895.2404 | 10% | 90% | 589.524 | 5305.7163
11 | Interest on Security Deposits | 4675.0636 | 0% | 100% | 0 | 4675.0636
12 | Return on Equity | 10944.289 | 90% | 10% | 9849.8601 | 1094.4289
13 | Tax on ROE | 3681.2475 | 90% | 10% | 3313.1228 | 368.1248
14 | Carrying cost on Regulatory Assets/Liabilities | -1644.5412 | 90% | 90% | -1480.0871 | -164.4541
Special Appropriation
15 | Amortization of Regulator Assets | 0 | 25% | 75% | 0 | 0
16 | True Up of Current year | -71455.2206 | 25% | 75% | -17863.8052 | -53591.4155
17 | Other, if any-Contigency Reserve | 0 | 90% | 10% | 0 | 0
| Grand Total | 606127.9104 |  |  | 111157.7424 | 494970.168
Miscellaneous Receipt
18 | Non-Tariff Income - Wheeling |  | as per actual assumption | as per actual assumption
19 | Non-Tariff Income - Retail Business | 28933.4005 | as per actual assumption | as per actual assumption
*Allocation of power purchase cost towards wheeling has been made considering 8% loss on input after effecting EHT sale

## F-1(b)
Licencee:-TPWODL |  |  |  | OERC FORM.1 (b)
INFORMATION ON BLOCK CAPITAL
(Rs. in lakh)
Sources of funds for Capital employed
S. No. | Particulars | Previous Year | Current Year | Ensuing Year
| Capex Proposed | 46262 | 58218 | 51639
1 | Capex approved for | 33313 | 47772
2 | Capital assets added during FY | 11738.6146 | 51856.3434 | 56160.3437
3 | Capital assets work-in-progress | 3115.6472 | 12941.2097 | 27640.3864
Funding Mechanism
4 | Debt-Loan | 5000 | 41635.4581 | 45091.14
5 | Equity-51% share (TPCL) | 3000 | 7934.0205 | 8592.5326
6 | Equity-49% Share (GRIDCO) | 2900 | 7622.8825 | 8255.5705
7 | Internal Accrual |  |  | 2700
8 | Total sources of fund | 10900 | 57192.3612 | 64639.2431

## F-4(b)
Licencee:-TPWODL
| SALE & POWER PROCUREMENT | [6 empty] | OERC Form No.F.4(b)
S. No. | Particulars | Actual for Previous Year |  | Actual for 1st six month of Current Year |  | Estimates for 2nd six month of Current Year |  | Projection for ensuing year
|  | MU | % | MU | % | MU | % | MU | %
LT CATEGORY (A.C.)
1 | DOMESTIC
I) | Kutirjyoti<=30KWH | 45.554 | 0.6193% | 13.6374 | 0.2831% | 26 | 0.2582% | 30 | 0.2862%
ii) | Others
| 0<=50 KWH | 202.2155 | 2.749% | 98.7696 | 2.05% | 177.9061 | 1.767% | 234.2811 | 2.235%
| >50<=200 | 679.7789 | 9.241% | 392.5549 | 8.149% | 707.0793 | 7.021% | 802.161 | 7.653%
| >200<=400 | 422.0811 | 5.738% | 263.3305 | 5.466% | 474.3172 | 4.71% | 487.9748 | 4.655%
| More than 400 KWH (SLAB) | 479.4205 | 6.518% | 300.1833 | 6.231% | 549.0473 | 5.452% | 559.5832 | 5.339%
| Total Domestic | 1829.05 | 24.87% | 1068.4756 | 22.18% | 1934.35 | 19.21% | 2114 | 20.17%
2 | General Purpose<100 Kw
All Units if cons. within
| 0-100 KWH | 20.1856 | 0.2744% | 9.2852 | 0.1927% | 17.6241 | 0.175% | 18.2116 | 0.1737%
| >100<=300 | 46.8462 | 0.6369% | 26.6505 | 0.5532% | 50.5852 | 0.5023% | 52.2713 | 0.4987%
| More than 300 KWH(SLAB) | 311.5232 | 4.235% | 201.1445 | 4.175% | 381.7907 | 3.791% | 394.5171 | 3.764%
| Total General Purpose (<100kw) | 378.555 | 5.146% | 237.0802 | 4.921% | 450 | 4.468% | 465 | 4.436%
3 | Irrigation Pumping and Agriculture | 420.245 | 5.713% | 217.9225 | 4.524% | 425 | 4.22% | 449.849 | 4.292%
4 | Allied Agricultural Activities | 6.7868 | 0.09227% | 4.9057 | 0.1018% | 7 | 0.06951% | 7.2 | 0.06869%
5 | Allied Agro-Industrial Activities | 3.3409 | 0.04542% | 1.6573 | 0.0344% | 3.5 | 0.03475% | 3.6 | 0.03434%
6 | Public Lighting | 39.3061 | 0.5344% | 24.5331 | 0.5093% | 44 | 0.4369% | 45 | 0.4293%
7 | L.T. Industrial (S) Supply | 19.4781 | 0.2648% | 11.0749 | 0.2299% | 21 | 0.2085% | 22 | 0.2099%
8 | L.T. Industrial (M) Supply | 66.3553 | 0.9021% | 33.3264 | 0.6918% | 67 | 0.6653% | 69 | 0.6583%
9 | Specified Public Purpose <100 kw | 43.3029 | 0.5887% | 32.9577 | 0.6841% | 65 | 0.6454% | 68 | 0.6487%
10 | Public Water Works <100 KW | 62.2607 | 0.8464% | 30.5058 | 0.6332% | 63 | 0.6256% | 65 | 0.6201%
11 | Public Water Works >=100 KW | 4.8842 | 0.0664% | 3.2367 | 0.06719% | 5 | 0.04965% | 5.2 | 0.04961%
12 | General Purpose >=100 Kva | 0 | 0% | 0.13052 | 0.002709% | 0.15 | 0.001489% | 0.151 | 0.001441%
13 | Large Industry | 0 | 0% | 0 | 0% | 0 | 0% | 0 | 0%
| Total LT-----> | 2873.5651 | 39.07% | 1665.8065 | 34.58% | 3085 | 30.63% | 3314 | 31.62%
HT Category
14 | Bulk Supply - Domestic | 13.4096 | 0.1823% | 8.4257 | 0.1749% | 14 | 0.139% | 14.5 | 0.1383%
15 | Irrigation Pumping and Agriculture | 45.6084 | 0.62% | 14.7512 | 0.3062% | 50 | 0.4965% | 60 | 0.5724%
16 | Allied Agricultural Activities | 3.6295 | 0.04934% | 2.2534 | 0.04678% | 4.5 | 0.04468% | 5 | 0.0477%
17 | Allied Agro-Industrial Activities | 4.7194 | 0.06416% | 3.3025 | 0.06855% | 7 | 0.06951% | 7.2 | 0.06869%
18 | Specified Public Purpose | 21.5299 | 0.2927% | 17.5585 | 0.3645% | 35 | 0.3475% | 36 | 0.3434%
19 | General Purpose>70 Kva <110 Kva | 0 | 0% | 0.10139 | 0.002105% | 0.2 | 0.001986% | 0.1 | 0.000954%
20 | General Purpose >=110 Kva | 128.1477 | 1.742% | 82.6696 | 1.716% | 160 | 1.589% | 168 | 1.603%
21 | H.T. Industrial (M) Supply | 0 | 0% | 0 | 0% | 0 | 0% | 0 | 0%
22 | Public Water Works & Sweage Pumping | 33.4025 | 0.4541% | 21.2357 | 0.4408% | 42 | 0.417% | 43 | 0.4102%
23 | Large Industry | 951.9852 | 12.94% | 500.7998 | 10.4% | 950.7 | 9.44% | 985 | 9.397%
24 | Sale through Special Tariff (@ 4.30) | 0 | 0% | 5 | 0.1038% | 10 | 0.0993% | 15 | 0.1431%
25 | Power Intensive Industry | 502.7909 | 6.835% | 283.4258 | 5.883% | 580 | 5.759% | 610 | 5.82%
26 | Mini Steel Plant | 136.4383 | 1.855% | 81.7619 | 1.697% | 166.6 | 1.654% | 175 | 1.67%
27 | Railway Traction | 1.5168 | 0.02062% | 0 | 0% | 0 | 0% | 1e-06 | 9.54e-09%
28 | Emerg. Supply to CPP | 0 | 0% | 0 | 0% | 0 | 0% | 1e-06 | 9.54e-09%
29 | Colony Consumption | 4.475 | 0.06084% | 3.8098 | 0.07908% | 5 | 0.04965% | 4.2 | 0.04007%
| Total HT -----> | 1847.6532 | 25.12% | 1025.0954 | 21.28% | 2025 | 20.11% | 2123 | 20.25%
EHT Category
30 | General Purpose | 0.16318 | 0.002218% | 0 | 0% | 0 | 0% | 0 | 0%
31 | Large Industry | 304.6146 | 4.141% | 188.3849 | 3.91% | 333 | 3.307% | 350 | 3.339%
32 | Sale through Special Tariff (@ 4.30) | 0 | 0% | 61 | 1.266% | 147 | 1.46% | 150 | 1.431%
33 | Railway Traction | 639.0027 | 8.687% | 406.7233 | 8.443% | 803 | 7.973% | 845 | 8.061%
34 | Heavy Industry | 446.2425 | 6.067% | 404.965 | 8.406% | 750 | 7.447% | 650 | 6.201%
35 | Power Intensive Industry * | 620.4473 | 8.435% | 510.7696 | 10.6% | 745.78 | 7.405% | 968.5 | 9.24%
36 | Sale through TPA | 552 | 7.504% | 511 | 10.61% | 2100 | 20.85% | 2000 | 19.08%
37 | Mini Steel Plant | 6.7701 | 0.09204% | 3.6318 | 0.07539% | 7.22 | 0.07169% | 7.5 | 0.07155%
38 | Emerg. Supply to CPP | 3.4121 | 0.04639% | 4.2032 | 0.08725% | 5 | 0.04965% | 2 | 0.01908%
39 | Colony Consumption | 61.929 | 0.8419% | 35.9037 | 0.7453% | 70 | 0.6951% | 72 | 0.6869%
| Total EHT -----> | 2634.5815 | 35.82% | 2126.5815 | 44.14% | 4961 | 49.26% | 5045 | 48.13%
| GRAND TOTAL | 7355.7998 |  | 4817.4833 |  | 10071 |  | 10482

## F-9(b)
Licencee:-TPWODL | [7 empty] | OERC | Form No. F.9(b)
Collection of past arrears
(Rs. in lakh)
Sl. No. | Particulars | 2021-01-01 | 2021-02-01 | 2021-03-01 | [9 empty] | Total
No.
1 | Amount Collected out of Mar'20 Arrear | 1860.539 | 1591.645 | 7002.7121 | [9 empty] | 10454.8961
Sl. No. | Particulars | 2021-04-01 | 2021-05-01 | 2021-06-01 | 2021-07-01 | 2021-08-01 | 2021-09-01 | 2021-10-01 | 2021-11-01 | 2021-12-01 | 2022-01-01 | 2022-02-01 | 2022-03-01
No.
1 | Amount Collected out of Mar'20 Arrear | 597.0816 | 294.8649 | 385.3825 | 291.6372 | 444.5946 | 408.8409 | 1242.0623 | 386.4872 | 983.3047 | 608.5523 | 898.8519 | 4836.5113 | 11378.1714
Estimate for Current Year
Sl. No. | Particulars | 2022-04-01 | 2022-05-01 | 2022-06-01 | 2022-07-01 | 2022-08-01 | 2022-09-01 | 2022-10-01 | 2022-11-01 | 2022-12-01 | 2023-01-01 | 2023-02-01 | 2023-03-01
No.
1 | Amount Collected out of Mar'20 Arrear | 344.3738 | 463.0367 | 427.276 | 499.6157 | 338.7884 | 426.1795 | 306.9216 | 342 |  |  |  |  | 3148.1915
24981.2591

## F-12(b)
| Licencee-TPWODL |  |  | OERC | Form No. F. 12(b)
(Rs. in lakh)
EMPLOYEES COST (New Recruitment)
SL.NO. | Particulars | Previous Year |  |  |  |  | Current Year |  |  |  |  | Ensuing Year
|  | Executives |  | Non-Executives |  | Total | Executives |  | Non-Executives |  | Total | Executives |  | Non-Executives |  | Total
|  | Technical | Non-Technical | Technical | Non-Technical |  | Technical | Non-Technical | Technical | Non-Technical |  | Technical | Non-Technical | Technical | Non-Technical
1 | No. of Employees | 291 | 98 | 0 | 0 | 389 | 606 | 87 | 0 | 0 | 693 | 647 | 114 | 0 | 0 | 761
2 | CTC |  |  |  |  | 5214.3073 |  |  |  |  | 7765.5755 |  |  |  | 12239.0543 | 25218.9372
3 | Fixed Pay |  |  |  |  | 3795.2403 |  |  |  |  | 6628.4952 |  |  |  | 11041.9623 | 21465.6978
4 | Variable Pay |  |  |  |  | 1419.067 |  |  |  |  | 1137.0803 |  |  |  | 1197.092 | 3753.2394
5 | Total |  |  |  |  | 5214.3073 |  |  |  |  | 7765.5755 |  |  |  | 12239.0543 | 25218.9372
6 | Less: Employee Cost Capitalised |  |  |  |  | 160.6874 |  |  |  |  | 252.3648 |  |  |  | 490.3242 | 903.3764
7 | Net Employee Cost |  |  |  |  | 5053.62 |  |  |  |  | 7513.2107 |  |  |  | 11748.7301 | 24315.5607

## F-12(c)
| Licencee-TPWODL |  |  | OERC | Form No. F. 12(c)
(Rs. in lakh)
EMPLOYEES COST
S.No. | Particulars | Previous Year |  |  |  |  | Current Year |  |  |  |  | Ensuing Year
|  | Executives |  | Non-Executives |  | Total | Executives |  | Non-Executives |  | Total | Executives |  | Non-Executives |  | Total
|  | Technical | Non-Technical | Technical | Non-Technical |  | Technical | Non-Technical | Technical | Non-Technical |  | Technical | Non-Technical | Technical | Non-Technical
1 | Total Net Employee Cost (Erstwhile + Newly formed DISCOMs) | 14262.5111 |  | 34105.8249 |  | 48368.336 | 17331.6453 |  | 39139.5395 |  | 56471.1849 | 23057.4187 |  | 38439.9847 |  | 61497.4033
S. No. | Additional Information (For Total Employee Strength) | Previous Year | Current Year | Ensuing Year
1 | No. of employees as on: | 2454 | 2635 | 3188
2 | No. of employees added during the year: | 389 | 693 | 761
3 | Employees Retd./Expired/Resigned during the year: | 208 | 140 | 88
4 | Total Manpower: | 2635 | 3188 | 3861
5 | Avg. no. of employees for the year: | 2544.5 | 2911.5 | 3524.5
6 | No. of MUs sold: | 7355.7998 | 10071 | 10482
7 | No. of employees per MU sold: | 0.34592 | 0.2891 | 0.33624
8 | No. of consumers as on FY: | 2207641 | 2224067 | 2356761
9 | No. of employees per 1000 consumers: | 1.1526 | 1.3091 | 1.4955

## F-12(d)
| Licencee-TPWODL | OERC
Form No. F. 12(d)
Employees proposed and approved FY 2022-23
S. No. | Employee Proposed (FY 2022-23) | DISCOMs
1 | No. of employees as on 01.04.2021 | 2454
2 | Add: Addition during FY 2021-22 | 389
3 | Less: Retirement/ Expired/ Resigned during FY 2021-22 | 208
4 | No. of employees as on 31.03.2022 | 2635
5 | Add: Addition during FY 2022-23 | 693
6 | Less: Retirement/ Expired/ Resigned during FY 2022-23 | 140
7 | No. of employees as on 31.03.2023 | 3188
S. No. | Employee Approved (FY 2022-23) | DISCOMs
1 | No. of employees as on 01.04.2021 | 2264
2 | Add: Addition during FY 2021-22 | 508
3 | Less: Retirement/ Expired/ Resigned during FY 2021-22 | 143
4 | No. of employees as on 31.03.2022 | 2629
5 | Add: Addition during FY 2022-23 | 645
6 | Less: Retirement/ Expired/ Resigned during FY 2022-23 | 109
7 | No. of employees as on 31.03.2023 | 3165
8 | Avg. no. of employees for FY 2021-22 | 2446.5
9 | Avg. no. of employees for FY 2022-23 | 2897
S. No. | Cash Outgo on Contractual and Outsource engagement | DISCOMs
1 | 2022-04-01 | 131.9375
2 | 2022-05-01 | 87.2625
3 | 2022-06-01 | 143.5875
4 | 2022-07-01 | 255.5763
5 | 2022-08-01 | 204.8725
6 | 2022-09-01 | 179.7725
7 | 2022-10-01 | 111.16
8 | 2022-11-01 | 180.0213
9 | Pro-rated for FY 2022-23 | 1941.285

## F-13(a)
Licencee-TPWODL |  | OERC | Form No. F. 13(a)
REPAIRS AND MAINTENANCE EXPENSES
(Rs. in lakh)
Sl. No | R&M for FY 2023-24 | DISCOMs
|  | Proposed FY 2023-24 | Approved
1 | DISCOM's GFA as on 01.04.2023 | 300943.9097
2 | Rate of R&M on GFA* | 5.4%
3 | R&M on GFA | 16250.9711 | 0
4 | Govt. (Funded/Grant) Assets as on 01.04.2023 | 339817
5 | Rate of R&M on Govt. (Funded/ Grants) Assets* | 5.4%
6 | R&M on Govt. funded assets | 18350.118 | 0
7 | Total R&M | 34601.0891 | 0
* Justification of proposal 5.4% has been mentioned in ARR FY 23-24

## Sheet1
TPWODL |  |  | (Rs in Lakh)
| Capex-21-221 with Emp. Capitalisation | Capex-22-23 with Emp. Capitalisation | Capex-23-24 with Emp. Capitalisation
Scheme
Land
Buildings
System Improvement | 303.998 | 385.7078 | 754.0338
Deposit work | 19680.251 | 15505 | 12344.4
SAUBHAGYA | 0
Govt of Orissa Capex Plan | 0
TPWODL Capex
Statutory, Safty & Security |  | 11532.1799 | 4173.888
Loss Reduction |  | 7208.1611 | 14944.64
Network Reliability |  | 15100.5826 | 12339.54
Load Growth |  | 15162.0576 | 21551.648
Tecnology & Civil Infrastructure |  | 11946.8346 | 16091.25
TPWODL Total capex |  | 60949.8158 | 69100.966
TOTAL of Net Work Assets | 19984.249 | 76840.5235 | 82199.3998
Furniture & Fixtures | 0 | 70 | 90
Vehicles | 0 | 20 | 45
Other office equipments | 0 | 76 | 100
Total | 19984.249 | 77006.5235 | 82434.3998
Distribution Loss | 2021-22 | 2022-23 | 2023-24
Billing
LT | 2873.5651 | 3085 | 3314
HT | 1847.6532 | 2025 | 2123
LT & HT | 4721.2183 | 5110 | 5437
EHT | 2634.5815 | 4961 | 5045
Total | 7355.7998 | 10071 | 10482
INPUT | 9313.2066 | 12300 | 12800
Input for LT & HT | 6678.6251 | 7339 | 7755
Dist. Loss in LT & HT | 29.31% | 30.37% | 29.89%
Over all Distribution Loss | 21.02% | 18.12% | 18.11%
Collection Efficiency | 92.93% | 97.2% | 99%
AT& C Loss (%) | 26.6% | 20.41% | 18.93%
| 2021-22 | FY 2022-23 |  |  |  | FY 2023-24
TPWODL | Actual FY21-22 | Approved with rev tariff | Estimate for 1st half FY22-23 | Estimate for 2nd half FY22-23 | Estimate for FY22-23 | Proposed for FY23-24
Input MU | 9313.2066 | 9300 | 6346.5335 | 5953.4665 | 12300 | 12800
Sale MU | 7355.7998 | 7477.2 | 4817.4833 | 5253.5157 | 10071 | 10482
T&D Loss | 21.02% | 19.6% | 24.09% | 11.76% | 18.12% | 18.11%
Collection Efficiency | 92.93% | 99% | 94.64% | 94.93% | 97.2% | 99%
AT & C Loss | 26.6% | 20.4% | 28.16% | 16.23% | 20.41% | 18.93%
TPWODL | Actual FY21-22 | Approved with rev tariff | Estimate for 1st half FY22-23 | Estimate for 2nd half FY22-23 | Estimate for FY22-23 | Proposed for FY23-24
Average Billing (paise per KWH)
LT | 479.9139 | 459.1326 | 482.7893 | 532.528 | 507.2286 | 530.4435
HT | 630.1491 | 616.267 | 622.2588 | 604.0641 | 613.1437 | 614.5925
EHT | 687.9796 | 646.6699 | 652.7765 | 553.0477 | 595.0172 | 605.1693
Total | 592.2583 | 550.9389 | 587.5302 | 557.3569 | 572.0878 | 589.1692
NB: 1.Increased in EHT Average rate of 1st half of the current year is due to levy of demand charges on actual basis including overdrawl penalty & for 2nd half calculation made on the basis of 80% of CD & assuming no overdrawl. 2.Increased in LT average rate during 1st half of current year is due to provisional & average billing , in 2nd Half derived average is assuming entire sale as per actuals meter reading as MBC is in place & activity of replacement of unmetered/defective meters is going on.
| Executive | Non-Executive | Total
As on 1st April 21 | 626 | 1828 | 2454
Recruitement during FY 21-22 | 291 | 98 | 389
Retirement/separation/deceased during FY 21-22 | 35 | 173 | 208
As on 1st April 22 | 882 | 1753 | 2635
Recruitement during FY 22-23 | 606 | 87 | 693
Retirement/separation/deceased during FY 22-23 | 31 | 109 | 140
As on 1st April 23 | 1457 | 1731 | 3188
Recruitement during FY 23-24 | 647 | 114 | 761
Retirement/separation/deceased during FY 23-24 | 4 | 84 | 88
As on 1st April 24 | 2100 | 1761 | 3861

## Sheet2
TPWODL
Statement of Approval Vs. Actual/ Estimate for the year 2022-23
(Rs in Lacs)
| Description | OERC Approval for 2022-23 | Rev Estimation for 2022-23 | Diff
| INPUT | 9300 | 12300 | -3000
|  | 3.8818 | 3.9506
Billing
| LT | 3507.2 | 3085 | 422.2
| HT | 1910 | 2025 | -115
| LT & HT | 5417.2 | 5110 | 307.2
| EHT | 2060 | 4961 | -2901
| Total | 7477.2 | 10071 | -2593.8
| Dist. Loss | 19.6% | 18.12% | 1.478%
| Dist. Loss LT & HT | 25.18% | 30.37% | -5.195%
Avg Charge
| LT | 459.1326 | 246.537 | -212.5956
| HT | 616.267 | 305.7493 | -310.5177
| EHT | 646.6699 | 326.8949 | -319.775
| Total | 550.9389 | 298.0275 | -252.9114
Billing Value
| LT | 161027 | 76056.6776 | 84970.3224
| HT | 117707 | 61914.2421 | 55792.7579 |  | 409.49
| EHT | 133214 | 162172.5758 | -28958.5758 |  | 160
| Total | 411948 | 300143.4955 | 111804.5045 |  | 103.39
27.42
| Other Income | 26769 | 53609.1666 | -26840.1666 |  | 36.24
| Total Revenue | 438717 | 353752.6621 | 84964.3379 |  | 34.37
48
Expenditure
| Cost of Power | 361007 | 485922.871 | -124915.871 | 3610.07
| Emp Cost | 47483 | 58368.0223 | -10885.0223 | 474.83
| A&G | 11039 | 17375.9031 | -6336.9031 | 110.39
| R&M | 15603 | 30235.6042 | -14632.6042 | 156.03
| Prov for Bad Debt | 2787 | 5831.852 | -3044.852 | 27.87
| Dep. | 4652 | 3790.1741 | 861.8259 | 46.52
| Int. chargeable to Revenue | 4450 | 11156.0533 | -6706.0533 | 44.5
| Sub total | 447021 | 612680.48 | -165659.48 | 4470.21
| Less Exp Capitalised | 2118 | 1896.8375 | 221.1625 | 21.18
| Total of Exp | 444903 | 610783.6425 | -165880.6425 | 4449.03
| ROE | 4800 | 4800 | 0 | 48
| Prov. Surplus Considered | 15000 |  |  | 150
| Contingency Reserve | 0 | 0 | 0 | 0
| Total Requirement | 434703 | 615583.6425 | -165880.6425 | 4347.03
| Rev GAP | 4014 | -261830.9804 | 265844.9804 | 40.14
Without EHT
| Revenue | 305503 | 191580.0863 | -113922.9137
| Cost | 354738.0086 | 419594.7512 | 64856.7426
|  | -49235.0086 | -228014.6649 | -178779.6563
| EHT -Subsidy | 53249.0086 | -33816.3155 | -87065.3241
| Total Gap | 4014 | -261830.9804 | -265844.9804

## Current yr GAP (hidden)
Current Yr GAP
| Unit | OERC Approval | Estmd. | Diff
No of Units - sale | MU | 4260 | 10071 | -5811
No of Units - sale | MU | 7477.2 | 10071 | -2593.8
RST per unit | Rs/Kwh | 5.5094 | 5.5736 | -0.06418
Sales | Rs Crore | 4119.48 | 5831.852 | -1712.372
Less-Bad Debts | Rs Crore | 27.87 | 58.3185 | -30.4485
Net Sales | Rs Crore | 4091.61 | 5773.5335 | -1681.9235
Other Income | Rs Crore | 267.69 | 536.0917 | -268.4017
Total Income | Rs Crore | 4359.3 | 6309.6252 | -1950.3252
Distribution Loss | % | 19.6% | 18.12% | -1.478%
No. of Units - Purchase | MU | 9300 | 12300 | -3000
BST per Unit | Rs/Kwh | 3.8818 | 3.9506 | -0.068797
Cost of Power | Rs Crore | 3610.07 | 4859.2287 | -1249.1587
Distribution Expenses | Rs Crore | 720.07 | 1061.2512 | -341.1812
Interest & Finance charges | Rs Crore | 44.5 | 79.7299 | -35.2299
Depreciation | Rs Crore | 46.52 | 37.9017 | 8.6183
Total Expenditure | Rs Crore | 4421.16 | 6038.1115 | -1616.9515
Surplus considered | Rs Crore | 150 | 0 | 150
Reasonable Return | Rs Crore | 48 | 82.4859 | -34.4859
Excess/(deficit) | Rs Crore | 40.14 | 189.0277 | -148.8877
TRUING UP UP TO 2011-12
| Year | Revenue Requirement (Audited) | Revenue Realisation (Audited) | surplus/ (Gap)
| 1999-00 | 473.44 | 412.13 | -61.31
| 2000-01 | 562.93 | 452.63 | -110.3
| 2001-02 | 618.49 | 489.44 | -129.05
| 2002-03 | 653.89 | 601.94 | -51.95
| 2003-04 | 697.18 | 652.41 | -44.77
| 2004-05 | 760.5 | 730.94 | -29.56
| 2005-06 | 809.26 | 786.75 | -22.51
| 2006-07 | 875.68 | 907.82 | 32.14
| 2007-08 | 1132.66 | 1083.51 | -49.15
| 2008-09 | 1544.14 | 1557.01 | 12.87
| 2009-10 | 1388.93 | 1361.33 | -27.6
| 2010-11 | 1739.55 | 1699.6 | -39.95
2011-12
| Total | 11256.65 | 10735.51 | -521.14

## Sheet4
SUMMARY OF REVENUE GAP FOR 2022-23 & ARR FOR 2023-24
Rs. in Crs
PARTICULARS | 2021-22 | 2022-23 | 2023-24
PURCHASE OF POWER | 3333.6577 | 4859.2287 | 5100.0672
SALARY/ A & G/ O & M EXPENSES | 800.4745 | 1126.8906 | 1321.6726
DEPRECIATION | 24.4526 | 37.9017 | 97.062
INTEREST | 38.2928 | 111.5605 | 164.032
AMORTISATION OF REGULATORY ASSET (10%) |  | 0 | 0
TRUING UP OF REVENUE GAP FY 20-21 |  |  | -714.5522
REASONABLE RETURN & CONTINGENCY RESERVE |  | 82.4859 | 109.4429
TOTAL ARR | 4196.8775 | 6218.0675 | 6077.7245
Less Misc. RECEIPT | -460.6369 | -536.0917 | -289.334 | 5828.9445
Less REV TO BE RECOVERED FROM FUTURE TARIFF | 599.7899 |  |  | 3221.78
NET ARR | 4336.0305 | 5681.9758 | 5788.3905
REVENUE FROM SALE OF POWER (With existing tariff) | 4142.3409 | 5831.852 | 4796.8238
REVENUE (GAP)/SURPLUS | -193.6896 | 149.8762 | -991.5667

## Sheet3
TPWODL
A. | Power Purchase cost
|  | Previous Yr (21-22) | Current Year (Approved) | Current Year (Projected) | Ensuing Year (Estimated)
Power purchase from Gridco
1 | Energy Purchased (in MU) | 9313.2066 | 9300 | 12300 | 12800
2 | Bulk supply tariff (Rs.per KWH) * | 3.3845 | 3.6515 | 3.9506 | 3.9844 | 0.015484
3 | Maximum Demand in MVA | 1524.242 | 1350 | 1710.27 | 1850
4 | Demand charge (Rupees in KVA)
5 | Other charges (Rs in Lakhs)
| Total Power purchase cost (Rs. in Lacs) | 315209.2028 | 339593.22 | 485922.871 | 510006.716
(* Bulk Price includes BST, Transmission charges & SLDC charges )
B. | Loss Details-Distribution , AT & C loss and collection efficiency
|  | Previous Yr (21-22) | Current Yr (Six Month) | Current Year (Projected) | Ensuing Year (Estimated)
Distribution Loss (%)
1 | Input in MU | 9313.2066 | 6346.5335 | 12300 | 12800
2 | Billing MU | 7355.7998 | 4817.4833 | 10071 | 10482
3 | Dist. Loss (%) | 21.02% | 24.09% | 18.12% | 18.11%
| Input LT & HT (MU) | 6678.6251 | 4219.952 | 7339 | 7755
| Billing LT & HT (MU) | 4721.2183 | 2690.9019 | 5110 | 5437
| Dist. Loss (%) | 29.31% | 36.23% | 30.37% | 29.89%
Collection Efficiency (%)
| Actual/ Projected | 92.93% | 94.64% | 97.2% | 99%
| AT & C (%) | 26.6% | 28.16% | 20.41% | 18.93%
| LT& HT Collection Efficiency | 79.66% | 92% | 93% | 95% |  | 88409.606
| AT & C (%) | 43.69% | 41.34% | 35.25% | 33.4% |  | 261810.4432
| Target by commission | 99% |  | 99% | 99%

## truing 20-21 (hidden)
Revenue Gap (in Rs. Crs)
Statement of Truing up calcualtion for FY 21-22 Rs. In crs
Expenditure | OERC Approved FY21-22 | TPWODL Period (Apr-20 to Dec-20) Audited | TPWODL period (Jan21-Mar-21) Audited | Total FY 21-22 (Audited) | Difference wrt Approved | Considered for True-up FY 21-22 | OERC may Considered for True-up | Three months Target on prorate basis. | Three month true up in isolation
Cost of Power Purchase considering revise rate w.e.f 01.10.2020 | 2898.2 | 1815.64 | 642.95 | 3142.3821 | -47.81 |  | 2458.59 | 626.6 | 16.35
Transmission Cost | 240.8 | 136.96 | 48.79 | 252.1113 | -14.25 |  | 185.75 | 50 | -1.21
SLDC Cost | 1.48 | 0.91 | 0.31 | 1.4827 | 0 |  | 1.22 | 0.305 | 0.005
Total Power Purchase, Transmission & SLDC Cost(A) | 3140.48 | 1953.51 | 692.05 | 3395.9761 | -62.06 | 3367.72 | 2645.56 | 676.905 | 15.145
Employee Cost | 409.49 | 382.47 | 79.85 | 483.6768 | 101.3 | 483.6768 | 462.32 | 90.255 | -10.405
Repair & Maintenance | 160 | 14.91 | 5.75 | 137.05 | -71.58 | 137.05 | 20.66 | 23.06 | -17.31
Administrative and General Expenses | 103.17 | 48.67 | 109.45 | 113.27 | 105.32 | 113.27 | 52.8 | 13.2 | 23.25
Provision for Bad & Doubtful Debts | 27.42 | 350.16 | 8.53 | 45.0255 | 335.3 | 45.0255 | 23.39 | 5.8475 | 2.6825
Depreciation | 36.34 | 48.31 | 16.4 | 24.4525 | 3.31 | 24.4525 | 64.71 | 15.35 | 1.05
Interest Chargeable to Revenue including Interest on S.D | 34.37 | 87.75 | 10.94 | 42.9357 | 45.49 | 42.9357 | 53.2 | 13.3 | -2.36
Total Operation & Maintenance and Other Cost | 770.78 | 932.27 | 230.92 | 846.4105 | 519.14 | 846.4105 | 677.08 | 161.0125 | -3.0925
Return on Equity | 48 | 5.838 | 12 | 64.719 | 10.058 | 64.719 | 17.78 | 1.945 | 10.055
Total Distribution Cost | 818.78 | 938.108 | 242.92 | 911.1295 | 529.198 | 911.1295 | 694.86 | 162.9575 | 6.9625
Less: Miscellaneous Receipt | 237.45 | 233.25 | 29.06 | 167.4258 | 70.92 | 110.7631 | 262.31 | 47.8475 | -18.7875
Net Distribution Cost (B) | 581.33 | 704.858 | 213.86 | 743.7038 | 458.278 | 800.3664 | 432.55 | 115.11 | 25.75
Total Special Appropriation (C) |  |  |  |  | 0
Total Revenue Requirement (A+B+C) | 3721.81 | 2658.368 | 905.91 | 4139.6799 | 396.218 | 4168.0864 | 3078.11 | 792.015 | 40.895
Expected Revenue(Full year considering tariff revision from 01.10.2020) | 3705.75 | 2216.74 | 892.89 | 4691.8524 | -78.18 | 4691.8524 | 3109.63 | 796.9525 | 95.9375
GAP at existing(+/-) | -16.06 | -441.628 | -13.02 | 552.1725 | -474.398 | 192.7827 | 31.52 | 4.9375 | 55.0425

## summary
TPWODL
| Actual FY 2021-22 | Proposed for FY 22-23 | OERC Approval for FY 22-23 | 1st Half FY 22-23 | [5 empty] | Actual 1st Half FY 22-23 | 2nd Half FY 22-23 | Estimate FY 22-23 | Proposed FY 23-24
|  |  |  | 2022-04-01 | 2022-05-01 | 2022-06-01 | 2022-07-01 | 2022-08-01 | 2022-09-01
SMD (MVA)* | 1524.242 | 1600 | 1650 | 1520.926 | 1463.969 | 1479.302 | 1621.384 | 1710.27 | 1706.016 | 1710.27 | 1710.27 | 1710.27 | 1850
Input (MU) | 9313.2066 | 9000 | 9300 | 978.4345 | 996.1543 | 970.475 | 1073.1963 | 1103.4422 | 1224.8312 | 6346.5335 | 5953.4665 | 12300 | 12800
TPA Input (incl. above) (MU) | 552 |  |  |  |  | 110.366 | 176.714 | 224.371 | 304.154 | 815.605 | 1284.395 | 2100 | 2000
Input w/o TPA (MU) | 8761.2066 |  |  |  |  | 860.109 | 896.4823 | 879.0712 | 920.6772 | 5530.9285 | 4669.0715 | 10200 | 10800
Billing (MU) kwh
EHT | 2645.5495 | 1750 | 2060 | 196.996 | 281.418 | 327.08 | 363.712 | 459.331 | 502.187 | 2130.724 | 2830.276 | 4961 | 5045
HT | 1836.6852 | 1850 | 1910 | 164.3627 | 166.5055 | 174.6576 | 161.0782 | 180.3091 | 174.0406 | 1020.9538 | 1004.0462 | 2025 | 2123
LT | 2873.5653 | 3510 | 3507.2 | 260.8998 | 279.7717 | 328.1264 | 295.3103 | 252.0664 | 249.632 | 1665.8065 | 1419.1935 | 3085 | 3314
Total | 7355.8 | 7110 | 7477.2 | 622.2585 | 727.6952 | 829.864 | 820.1005 | 891.7065 | 925.8596 | 4817.4843 | 5253.5157 | 10071 | 10482
TPA Sale (incl. above) (MU) | 552 |  |  |  |  | 110.366 | 176.714 | 224.371 | 304.154 | 815.605 | 1284.395 | 2100 | 2000
Billing w/o TPA (MU) | 6803.8 |  |  |  |  | 719.498 | 643.3865 | 667.3355 | 621.7056 | 4001.8793 | 3969.1207 | 7971 | 8482
Billing (MU) kVAh
EHT
HT
Total
Billing value(Rs. Lakh)
EHT | 182008.4026 | 128788.3 | 133214 | 14566.83 | 19369.08 | 21731.5 | 23654.45 | 28528.59 | 31238.15 | 139088.5997 | 162172.5758 | 301261.1755 | 309688.8159
HT | 115738.5627 | 115931.53 | 117707 | 10629.78 | 10363.05 | 10888.99 | 10110.97 | 11020.94 | 10516.03 | 63529.7504 | 61914.2421 | 125443.9925 | 131803.4289
LT | 137906.394 | 159151.01 | 161027 | 13099.54 | 14638.57 | 15448.71 | 14117.49 | 11695.57 | 11793.39 | 80423.3549 | 76056.6776 | 156480.0325 | 175690.1381
Total | 435653.3593 | 403870.84 | 411948 | 38296.15 | 44370.7 | 48069.2 | 47882.91 | 51245.1 | 53547.57 | 283041.7049 | 300143.4955 | 583185.2005 | 617182.3828
TPA Billing (incl. above) (Rs. Lakh) | 30084 |  |  |  |  | 6014.947 | 9630.913 | 12228.2195 | 16576.393 | 44450.4725 | 69999.5275 | 114450 | 109000
Billing w/o TPA (Rs. Lakh) | 405569.3593 |  |  |  |  | 42054.253 | 38251.997 | 39016.8805 | 36971.177 | 238591.2324 | 230143.968 | 468735.2005 | 508182.3828
Collection (Rs. Lakh)
EHT | 184440.19 | 128788.3 | 133214 | 16006.38 | 19757.28 | 24758.69 | 25778.65 | 29038.16 | 35071.19 | 150410.35 | 162172.5758 | 301261.1755 | 309688.8159
HT | 116258.91 | 115931.53 | 117707 | 10432.9 | 10479.02 | 10909.9 | 10225.58 | 11096.57 | 10967.09 | 64111.06 | 61914.2421 | 125443.9925 | 131803.4289
LT | 104165.97 | 142996.1764 | 156907.52 | 5756.5 | 7291.87 | 10747.09 | 10471.96 | 9019.85 | 10069.03 | 53356.3 | 60845.3421 | 140150.8469 | 169518.3142
Total | 404865.07 | 387716.0064 | 407828.52 | 32195.78 | 37528.17 | 46415.68 | 46476.19 | 49154.58 | 56107.31 | 267877.71 | 284932.16 | 566856.0149 | 611010.559
TPA Collection (incl. above) (Rs. Lakh) | 30084 |  |  |  |  | 6014.947 | 9630.913 | 12228.2195 | 16576.393 | 44450.4725 | 69999.5275 | 114450 | 109000
Collection w/o TPA (Rs. Lakh) | 374781.07 |  |  |  |  | 40400.733 | 36845.277 | 36926.3605 | 39530.917 | 223427.2375 | 214932.6325 | 452406.0149 | 502010.559
With TPA
Dist. Loss | 21.02% | 21% | 19.6% | 36.4% | 26.95% | 14.49% | 23.58% | 19.19% | 24.41% | 24.09% | 11.76% | 18.12% | 18.11%
Collection Efficiency | 92.93% | 96% | 99% | 84.07% | 84.58% | 96.56% | 97.06% | 95.92% | 104.8% | 94.64% | 94.93% | 97.2% | 99%
AT& C Loss | 26.6% | 24.16% | 20.4% | 46.53% | 38.21% | 17.43% | 25.83% | 22.49% | 20.8% | 28.16% | 16.23% | 20.41% | 18.93%
Without TPA
Dist. Loss | 22.34% |  |  |  |  | 16.35% | 28.23% | 24.09% | 32.47% | 27.65% | 14.99% | 21.85% | 21.46%
Collection Efficiency | 92.41% |  |  |  |  | 96.07% | 96.32% | 94.64% | 106.9% | 93.64% | 93.39% | 96.52% | 98.79%
AT& C Loss | 28.24% |  |  |  |  | 19.64% | 30.87% | 28.15% | 27.8% | 32.24% | 20.61% | 24.58% | 22.42%

## loan&int
TPWODL LTD.
Statement of Loan & Interest Calculation
All figs in Rs Lakhs
(Rs. Lakhs)
Rate of interest | 0%
GRIDCO- Loans | 2021/22 | 2022/23 | 2023/24
Opening Balance | 0 | 0 | 0
Repayment of Instalments | 0 | 0 | 0
Closing Balance | 0 | 0 | 0
Interest on OB including penal intesrest | 0 | 0 | 0
Interest on Addition | 0 | 0 | 0
Total Interest(GRIDCO) | 0 | 0 | 0
Govt of Orissa (Capex Loan)
Rate of interest | 0%
Opening Balance | 0 | 0 | 0
Additions | 0.91788 | 0 | 0
Repayment | 0 | 0 | 0
Closing Balance | 0.91788 | 0 | 0
Interest on OB | 0 | 0 | 0
Interest on Addition | 0 | 0 | 0
Total Interest(GoO) | 0 | 0 | 0
Govt of Orissa (Capex Loan)
Rate of interest | 0%
Opening Balance | 0 | 0 | 0
Additions | 0 | 0 | 0
Repayment | 0 | 0 | 0
Closing Balance | 0 | 0 | 0
Interest on OB | 0 | 0 | 0
Interest on Addition | 0 | 0 | 0
Total Interest(GOo) | 0 | 0 | 0
WB Loan
Rate of interest | 0%
Opening Balance | 0 | 0 | 0
Additions | 0 | 0 | 0
Repayment |  | 0 | 0
Closing Balance | 0 | 0 | 0
Interest on OB | 0 | 0 | 0 |  | 5272.9302
Interest on Addition | 0 | 0 | 0 |  | 2054.586
Total Interest(WB) | 0 | 0 | 0
TPWODL CAPEX (Normative) |  |  |  | 2022/23 | 2023/24
Rate of interest | 8% | 10.55% | 11.7% | 10.55% | 11.7%
Opening Balance | 0 | 10272.9302 | 49853.8023 | 10272.9302 | 31537.4442
Additions | 5000 | 41635.4581 | 45091.14 | 23319.1 | 33440.4
Repayment | 0 | 2054.586 | 7478.0703 | 2054.586 | 0
Closing Balance | 5000 | 49853.8023 | 87466.8719 | 31537.4442 | 64977.8442
Interest on OB | 0 | 1083.7941 | 5832.8949 | 1083.7941 | 3689.881
Interest on Addition | 47.3219 | 732.0901 | 1758.5545 | 1230.0825 | 1956.2634
TPWODL Capex Interest | 47.3219 | 1815.8843 | 7591.4493 | 2313.8767 | 5646.1444
APDRP
Rate of interest | 0%
Opening Balance | 0 | 0 | 0
Additions | 0 | 0 | 0
Repayment
Closing Balance | 0 | 0 | 0
Interest on OB | 0 | 0 | 0
Interest on Addition | 0 | 0 | 0
Total Interest | 0 | 0 | 0
REC-S.I. loan & Couterpart Funding(APDRP)
Rate of interest | 0%
Opening Balance | 0 | 0 | 0
Additions | 0 | 0 | 0
Repayment | 0 | 0 | 0
Closing Balance | 0 | 0 | 0
Interest on OB | 0 | 0 | 0
Interest on Addition | 0 | 0 | 0
Total Interest | 0 | 0 | 0
Loan from REC-Couterpart Funding of Capex Scheme
Rate of interest | 0%
Opening Balance | 0 | 0 | 0
Additions | 0 | 0 | 0
Repayment | 0 | 0 | 0
Closing Balance | 0 | 0 | 0
Interest on OB | 0 | 0 | 0
Interest on Addition | 0 | 0 | 0
Total Interest | 0 | 0 | 0
Interest on Working Capital (Normative)
Rate of interest | 0% | 10.55% | 11.7%
Woring capital Requirement | 14126.0001 | 55760.5442 | 50386.6698
Repayment | 1102.4309
Closing Balance | 13023.5692 | 55760.5442 | 50386.6698
Interest | 951.1806 | 5882.7374 | 5895.2404
Interest on Addition | 0 | 0 | 0
Total Interest | 951.1806 | 5882.7374 | 5895.2404
Interest on SD | 4.25%
Opening SD | 76465.5633 | 90402.4668 | 106751.4968
Addition during the period | 13936.9035 | 17952.16 | 9000
Repayment of SD |  | 1603.13 | 2500
Closing SD | 90402.4668 | 106751.4968 | 113251.4968
Interest on OB | 3295.0692 | 3842.1048 | 4536.9386
Interest on Addition |  | 347.4169 | 138.125
Total Interest | 3295.0692 | 4189.5217 | 4675.0636
Total Int on all loans | 4293.5717 | 11888.1434 | 18161.7533
Less:- Int capitalised
GRIDCO | 0 | 0 | 0
WB | 0 | 0 | 0
TPWODL CAPEX | 0 | 732.0901 | 1758.5545
APDRP | 0 | 0 | 0
Capex-Loan GoO | 0 | 0 | 0
REC/IDBI-counter part Gov Capex | 0 | 0 | 0
REC-SI & Counter part (APDRP) | 0 | 0 | 0
Total | 0 | 732.0901 | 1758.5545
Net Int chargeable to Reveneue | 4293.5717 | 11156.0533 | 16403.1988
Loan Balance | 18024.4871 | 105614.3465 | 137853.5417
4293.5717
0
18024.4871
0
Interest on Working Capital
|  |  | S. No. | Particulars | FY 2021-22 | FY 2022-23 (6 months) | FY 2022-23 | FY 2023-24
|  |  | 1 | O&M Expenses (Emp & A&G) | 59694.9842 | 33718.4403 | 73847.0879 | 87713.1033 | 87713.1033
|  |  | 2 | O&M Expenses for 1 month | 4974.582 | 5619.74 | 6153.924 | 7309.4253 | 7309.4253
|  |  | 3 | Receivables /Power purchase Cost | 469185.2397 | 267422.0622 | 583185.2005 | 510006.716 | 510006
|  |  | 4 | Receivables/Power Purchase for 1 month | 39098.77 | 44570.3437 | 48598.7667 | 42500.5597 | 42500.5
|  |  | 5 | R&M Expenses | 13705.4306 | 11307 | 30235.6042 | 34601.0891 | 34601.0891
|  |  | 6 | Maintenance spares @ 40% of R&M for 1 month | 456.8477 | 753.8 | 1007.8535 | 576.6848 | 576.6848
|  |  | 7 | Total Working Capital | 44530.1997 | 50943.8837 | 55760.5442 | 50386.6698 | 50386.6101
|  |  | 8 | Rate of Interest for Working Capital | 10.4% | 10.55% | 10.55% | 11.7% | 11.7%
|  |  | 9 | Interest on Working Capital | 4631.1408 | 5374.5797 | 5882.7374 | 5895.2404 | 5895.2334
Interest on Term Loans
|  |  | S. No. | Particulars | FY 2021-22 | FY 2022-23 (6 months) | FY 2022-23 | FY 2023-24
|  |  | 1 | Approved CAPEX | 33313 |  | 47772 | 68506.7086
|  |  | 2 | Actual Capitalization | 11739
|  |  | 3 | Debt @ 70% | 23319.1 | 0 | 33440.4 | 47954.696
|  |  | 4 | Average Debt (Considered towards Interest @ 70%) | 11659.55 | 0 | 16720.2 | 23977.348
|  |  | 5 | Rate of Interest | 10.4% | 10.55% | 10.55% | 11.7%
|  |  | 6 | Normative Interest on Term Loan | 1212.5932 | 0 | 1763.9811 | 2805.3497
|  |  | Tax on RoE |  |  | 215.74
|  |  | S. No. | Particulars | FY 2021-22 | FY 2022-23 (6 months) | FY 2022-23 | FY 2023-24
|  |  | 1 | Opening Equity | 30000 |  | 34402.8 | 41822.4
|  |  | 2 | Additions | 4402.8 |  | 7419.6 | 4299.6
|  |  | 3 | Closing Equity | 34402.8 |  | 41822.4 | 46122
|  |  | 4 | Rate (%) | 16% |  | 16% | 16%
|  |  | 5 | RoE | 5152.224 |  | 6098.016 | 7035.552
|  |  | 6 | Corporate Tax (%) | 25.17% |  | 25.17% | 25.17%
|  |  | 7 | Grossed up RoE | 6885.2385 |  | 8149.1594 | 9402.0473
|  |  | 8 | Tax | 1733.0145 |  | 2051.1434 | 2366.4953
Carrying Cost
|  |  | S. No. | Particulars | FY 2021-22 | FY 2022-23 (6 months) | FY 2022-23 | FY 2023-24
|  |  | 1 | Opening
|  |  | 2 | Revenue Surplus/ Gap
|  |  | 3 | Closing | 0 | 0 | 0 | 0
|  |  | 4 | Average | 0 | 0 | 0 | 0
|  |  | 5 | Rate of Carrying Cost
|  |  | 6 | Carrying Cost Amount | 0 | 0 | 0 | 0
World Bank Disbursement (Loan Net of Grant)
Repayment of Principal will be 5 year Moratorium and 10 yearly equal instalment
Through Gridco |  |  |  | Repayment Due date | Amount
OB as on 1999 |  | 53957952
Addition 1999-00 |  | 97699351
2000-01 |  | 86774167 |  | 2006-07 | 238431470
2001-02 |  | 11353909 |  | 2007-08 | 11353909
2002-03 |  | 3006692 |  | 2008-09 | 3006692
Total |  | 252792071
Through TPWODL |  |  |  | Repayment Due date | Amount
2000-01 | 2000-12-16 | 66850000 |  | 2006-12-15 | 66850000
2001-02 | 2001-07-11 | 59757600 |  | 2007-07-10 | 59757600
| 2001-12-05 | 2209900 |  | 2007-12-04 | 2209900
| 2002-03-31 | 31692500 |  | 2008-03-29 | 31692500
2002-03 | 2002-05-08 | 31693200 |  | 2008-05-06 | 31693200
| 2002-07-11 | 1801100 |  | 2008-07-09 | 1801100
| 2002-10-03 | 30475900 |  | 2008-10-01 | 30475900
| 2002-11-13 | 18991000 |  | 2008-11-11 | 18991000
| 2003-01-15 | 41141100 |  | 2009-01-13 | 41141100
| 2003-03-29 | 49018200 |  | 2009-03-27 | 49018200
2003-04 | 2003-07-03 | 40371800 |  | 2009-07-01 | 40371800
| 2003-08-12 | 23221800 |  | 2009-08-10 | 23221800
| 2003-10-22 | 51240000 |  | 2009-10-20 | 51240000
| 2004-01-08 | 34092800 |  | 2010-01-06 | 34092800
| 2004-01-30 | 35000000 |  | 2010-01-28 | 35000000
2004-05 | 2004-06-21 | 25480000 |  | 2010-06-20 | 25480000
2005-06 | 2005-04-02 | 113762600 |  | 2011-04-01 | 113762600
|  | 656799500 |  |  | 656799500

## DEPCAL
Depreciation Details
| Dep. rates |  |  |  | 21-22 | 22-23 | 23-24 | 24-25 | 25-26 | 26-27 | 27-28
Item
Opening Gross Block | Post-92 | Pre-92 | As per Vesting order | As per New Regulation | [7 empty] | Govt. Grant Assets
Land | 0% | 0% | 0% | 0% | 0 | 0 | 0 | 0 | 0 | 0 | 0 | Sr. No | Scheme | Mar-22 (In Lakh) | Mar-23(In Lakh)
Buildings | 3.02% | 1.8% | 3.34% | 3.34% | 1605.4176 | 4556.7079 | 4592.3779 | 4592.3779 | 4592.3779 | 4592.3779 | 4592.3779 | 1 | BGJY | 10768.9038 | 10768.9038
Network assets | 7.84% | 3.8% | 5.28% | 4.67% | 62313.61 | 72937.644 | 136993.2841 | 217454.9358 | 217454.9358 | 217454.9358 | 217454.9358 | 2 | BGJY DTR | 2556 | 4108
Overhead lines | 7.84% | 3.8% | 5.28% | 4.67% | 131416.462 | 151146.8107 | 151146.8107 | 151146.8107 | 151146.8107 | 151146.8107 | 151146.8107 | 3 | BSVY | 2192 | 2192
F&F | 12.77% | 4.55% | 6.33% | 6.33% | 201.7583 | 301.8426 | 371.8426 | 461.8426 | 461.8426 | 461.8426 | 461.8426 | 4 | CAPEX | 14367 | 14367
Vehicles | 33.4% | 12.86% | 9.5% | 9.5% | 48.0672 | 187.1367 | 207.1367 | 252.1367 | 252.1367 | 252.1367 | 252.1367 | 5 | DESI/IAP | 5329 | 5329
O/E | 12.77% | 9% | 6.33% | 6.33% | 243.2953 | 418.371 | 494.3741 | 594.3741 | 594.3741 | 594.3741 | 594.3741 | 6 | ELEPHANT CORRIDOR | 2005 | 2005
O&E-Computer |  | 9% | 15% | 15% | 502.0079 | 3243.0836 | 3268.0836 | 3298.0836 | 3298.0836 | 3298.0836 | 3298.0836 | 7 | KBK | 191 | 191
Software |  |  |  | 30% | 21-22: 0; 22-23: 2566; 23-24: 3870
Total |  |  |  |  | 196330.6183 | 235357.5965 | 300943.9097 | 377800.5614 | 377800.5614 | 377800.5614 | 377800.5614 | 8 | MP-MLA | 212 | 212
[12 empty] | 9 | PHAILIN | 45 | 45
[12 empty] | 10 | SAMLESWARI TEMPLE | 488 | 488
Additions | [11 empty] | 11 | SCHOOL & ANGANWADI | 951 | 951
Land |  |  |  |  | 21-22: 0; 22-23: 0; 23-24: 0 | 12 | WODC | 570 | 570
Buildings |  |  |  |  | 21-22: 2951.2903; 22-23: 35.67; 23-24: 0 | 13 | DMF | 1590 | 1590
Network assets |  |  |  |  | 21-22: 10624.0339; 22-23: 64055.6401; 23-24: 80461.6517 | 14 | OMBADC
Overhead lines |  |  |  |  | 21-22: 19730.3488; 22-23: 0; 23-24: 0 |  | TOTAL | 41264.9038 | 42816.9038
F&F |  |  |  |  | 21-22: 100.0843; 22-23: 70; 23-24: 90
Vehicles |  |  |  |  | 21-22: 139.0695; 22-23: 20; 23-24: 45
O/E |  |  |  |  | 21-22: 175.0757; 22-23: 76.0032; 23-24: 100 | Executed by OPTCL
O/E-Computers |  |  |  |  | 21-22: 2741.0757; 22-23: 25; 23-24: 30 | Sl No | Name of Scheme | Mar-22 (In Lakh) | Mar-23(In Lakh)
Software |  |  |  |  | 21-22: 2566; 22-23: 1304; 23-24: 1003
Interest Capitalised | [11 empty] | 1 | ODSSP | 88617 | 102873
Total |  |  |  |  | 39026.9781 | 65586.3133 | 81729.6517 | 0 | 0 | 0 | 0 | 2 | DDUGJY New | 37342 | 37342
[12 empty] | 3 | IPDS | 29885 | 29885
Closing Gross Block | [11 empty] | 4 | DDUGJY 12TH PLAN (PGCIL) | 49292 | 49292
Land |  |  |  |  | 0 | 0 | 0 | 0 | 0 | 0 | 0 | 5 | DDUGJY 12TH PLAN (NTPC) | 111425 | 111425
Buildings |  |  |  |  | 4556.7079 | 4592.3779 | 4592.3779 | 4592.3779 | 4592.3779 | 4592.3779 | 4592.3779 |  | RLTAP | 8000 | 9000
Network assets |  |  |  |  | 72937.644 | 136993.2841 | 217454.9358 | 217454.9358 | 217454.9358 | 217454.9358 | 217454.9358 |  | Total | 324561 | 339817
Overhead lines |  |  |  |  | 151146.8107 | 151146.8107 | 151146.8107 | 151146.8107 | 151146.8107 | 151146.8107 | 151146.8107 |  |  | 32456100 | 33981700
F&F |  |  |  |  | 301.8426 | 371.8426 | 461.8426 | 461.8426 | 461.8426 | 461.8426 | 461.8426 |  |  | 32456100
Vehicles |  |  |  |  | 187.1367 | 207.1367 | 252.1367 | 252.1367 | 252.1367 | 252.1367 | 252.1367 |  |  | 340411
O/E |  |  |  |  | 418.371 | 494.3741 | 594.3741 | 594.3741 | 594.3741 | 594.3741 | 594.3741
O/E-Computers |  |  |  |  | 3243.0836 | 3268.0836 | 3298.0836 | 3298.0836 | 3298.0836 | 3298.0836 | 3298.0836
Software |  |  |  |  | 21-22: 2566; 22-23: 3870; 23-24: 4873
Total |  |  |  |  | 235357.5965 | 300943.9097 | 382673.5614 | 377800.5614 | 377800.5614 | 377800.5614 | 377800.5614
CWIP
Op.CWIP |  |  |  |  | 4947.0111 | 3695.5438 | 23470.7266 | 34189.5997 | 34189.5997 | 34189.5997 | 34189.5997
CWA & Capital Stock |  |  |  |  | 6650.86 | 4506.3473 | 6040 | 6670 | 0 | 0 | 0
Additions |  |  |  |  | 21-22: 37775.5108; 22-23: 85361.4961; 23-24: 92448.5248
Capitalised |  |  |  |  | 21-22: 39026.9781; 22-23: 65586.3133; 23-24: 81729.6517
Cl.CWIP |  |  |  |  | 3695.5438 | 23470.7266 | 34189.5997 | 34189.5997 | 34189.5997 | 34189.5997 | 34189.5997
CWA & Capital Stock |  |  |  |  | 21-22: 4506.3473; 22-23: 6040; 23-24: 6670
Total of CWIP |  |  |  |  | 8201.891 | 29510.7266 | 40859.5997 | 34189.5997 | 34189.5997 | 34189.5997 | 34189.5997 | 15326.829
Depreciation | [12 empty] | Dep on old assets | TPWODL assets | Dep on old assets | TPWODL assets
Opng Accum. Depreciation |  |  |  |  | 64309.8564 | 72421.377 | 82037.531 | 97676.6357 | 0 | 0 | 0 |  | FY 22-23 |  | FY 23-24
to be checked
Land | 0 |  |  |  | 21-22: 0; 22-23: 0; 23-24: 0
Buildings | 11.99 |  |  |  | 21-22: 22.9902; 22-23: 127.4706; 23-24: 128.662 | Buildings | 28.8975 | 98.5731 | 28.8975 | 99.7645 | 128.662
Network assets | 1679.41 |  |  |  | 21-22: 2646.4337; 22-23: 2928.8662; 23-24: 7734.2375 | Network assets | 2367.9172 | 560.949 | 2367.9172 | 5366.3203 | 7734.2375
Overhead lines | 0 |  |  |  | 21-22: 4914.8054; 22-23: 6035.588; 23-24: 5915.2328 | Overhead lines | 4993.8256 | 1041.7624 | 4993.8256 | 921.4073 | 5915.2328
F&F | 1.05 |  |  |  | 21-22: 29.262; 22-23: 15.5153; 23-24: 22.7948 | F&F | 9.18 | 6.3353 | 9.18 | 13.6148 | 22.7948
Vehicles | 0.23 |  |  |  | 21-22: 13.0182; 22-23: 19.393; 23-24: 23.4305 | Vehicles | 6.1814 | 13.2116 | 6.1814 | 17.2491 | 23.4305
O/E | 1.36 |  |  |  | 21-22: 25.5252; 22-23: 32.9789; 23-24: 40.9549 | O/E | 21.8966 | 11.0823 | 21.8966 | 19.0583 | 40.9549
O/E-Computers |  |  |  |  | 21-22: 459.4859; 22-23: 456.3421; 23-24: 462.3421 | O/E-Computers | 45.1807 | 411.1614 | 45.1807 | 417.1614 | 462.3421
Software |  |  |  |  | 23-24: 1311.45 | Software | 0 | 0 | 0 | 1311.45 | 1311.45
Depn. for the year |  |  |  |  | 8111.5206 | 9616.1541 | 15639.1047 | 0 | 0 | 0 | 0 |  | 7473.079 | 2143.0751 | 7473.079 | 8166.0257 | 15639.1047
Less Depreciation on Consumer Contribution Assets |  |  |  |  | 21-22: 5666.2635; 22-23: 5825.98; 23-24: 5932.9 | 0.00498
[5 empty] | 2445.257 | 3790.1741 | 9706.2047
Clsg Accum. Depreciation |  |  |  |  | 21-22: 72421.377; 22-23: 76211.551; 23-24: 91743.7357
Closing Net Block |  |  |  |  | 21-22: 162936.2195; 22-23: 224732.3587; 23-24: 290929.8257

## CWIP
|  | 21-22 | [9 empty] | 22-23 | [10 empty] | 23-24
| OB As on 1.4.21 | Material | Contractor | Others | Mat, cnt & oth total | Emp Cap | Total cost with Emp. | Int Cap | Total | Capitalised | Balance as on 31.03.22 | Material | Contractor | Others | Mat, cnt & oth total | Emp Cap | Total cost with Emp. | Int Cap | Total | Capitalised out of OB | Capitalised from Cur | Balance as on 31.03.23 | Material | Contractor | Others | Mat, cnt & oth total | Emp Cap | Total cost with Emp. | Int Cap | Total | Capitalised out of OB | Capitalised from Cur | Balance as on 31.03.24 | % of Current Cap 20-21 | % of ensuing yr Cap.21-22
Opening
Addition
Scheme
Land | 0 |  |  |  | 0 |  | 0 |  | 0 |  | 0 |  |  |  | 0 |  | 0 |  | 0 | 0 | 0 | 0 |  |  |  | 0 |  | 0 |  | 0 | 0 | 0 | 0 | #DIV/0! | #DIV/0!
Buildings | 35.67 |  |  |  | 0 |  | 0 |  | 0 |  | 35.67 |  |  |  | 0 |  | 0 |  | 0 | 35.67 | 0 | 0 |  |  |  | 0 |  | 0 |  | 0 | 0 | 0 | 0 | #DIV/0! | #DIV/0!
Line, Cables & Networks | 0 |  |  |  | 0 |  | 0 |  | 0 |  | 0 |  |  |  | 0 |  | 0 |  | 0 | 0 | 0 | 0 |  |  |  | 0 |  | 0 |  | 0 | 0 | 0 | 0 | #DIV/0! | #DIV/0!
Others | 0 |  |  |  | 0 |  | 0 |  | 0 |  | 0 | 0 | 0 | 0 | 0 | 0 | 0 |  | 0 | 0 | 0 | 0 | 0 | 0 | 0 | 0 |  | 0 |  | 0 | 0 | 0 | 0 | #DIV/0! | #DIV/0!
| 0 |  |  |  | 0 |  | 0 |  | 0 |  | 0 |  |  |  | 0 |  | 0 |  | 0 | 0 | 0 | 0 |  |  |  | 0 |  | 0 |  | 0 | 0 | 0 | 0 | #DIV/0! | #DIV/0!
S.I. | 1126.7595 | 233.47 | 45.6 | 15.2 | 294.27 | 9.728 | 303.998 |  | 303.998 | 1394.38 | 36.3775 | 298.9983 | 56.0622 | 18.6874 | 373.7478 | 11.9599 | 385.7078 | 0 | 385.7078 | 36.3775 | 192.8539 | 192.8539 | 584.5224 | 109.5979 | 36.5326 | 730.653 | 23.3809 | 754.0338 | 0 | 754.0338 | 192.8539 | 377.0169 | 377.0169 | 50 | 50
| 0 |  |  |  | 0 |  | 0 |  | 0 |  | 0 | [5 empty] | 0 |  | 0 | 0 | 0 | 0 |  |  |  | 0 |  | 0 |  | 0 | 0 | 0 | 0 | #DIV/0! | #DIV/0!
RE/LI including Deposit Works | 310.76 | 15764.4008 | 2936.8877 | 978.9626 | 19680.251 |  | 19680.251 |  | 19680.251 | 19802.21 | 188.8011 | 12404 | 2325.75 | 775.25 | 15505 | 0 | 15505 |  | 15505 | 188.8011 | 5168.3333 | 10336.6667 | 9720 | 1822.5 | 607.5 | 12150 | 194.4 | 12344.4 |  | 12344.4 | 10336.6667 | 6172.2 | 6172.2 | 33.3333 | 50
| 0 |  |  |  | 0 |  | 0 |  | 0 |  | 0 | 0 | 0 | 0 | 0 | 0 | 0 |  | 0 | 0 | 0 | 0 | 0 | 0 | 0 | 0 | 0 | 0 |  | 0 | 0 | 0 | 0 | #DIV/0! | #DIV/0!
| 0 |  |  |  | 0 |  | 0 |  | 0 |  | 0 | 0 | 0 | 0 | 0 | 0 | 0 |  | 0 | 0 | 0 | 0 | 0 | 0 | 0 | 0 | 0 | 0 |  | 0 | 0 | 0 | 0 | #DIV/0! | #DIV/0!
SAUBHAGYA | 3378.1982 |  |  |  | 0 |  | 0 |  | 0 | 3060.99 | 317.2082 | 0 | 0 | 0 | 0 |  | 0 |  | 0 | 317.2082 | 0 | 0 | 0 | 0 | 0 | 0 | 0 | 0 |  | 0 | 0 | 0 | 0 | #DIV/0! | #DIV/0!
RLTAP | 0 |  |  |  | 0 |  | 0 |  | 0 |  | 0 | 0 | 0 | 0 | 0 |  | 0 |  | 0 | 0 | 0 | 0 | 0 | 0 | 0 | 0 |  | 0 |  | 0 | 0 | 0 | 0 | #DIV/0! | #DIV/0!
ODSSP | 0 |  |  |  | 0 |  | 0 |  | 0 |  | 0 | 0 | 0 | 0 | 0 | 0 | 0 |  | 0 | 0 | 0 | 0 | 0 | 0 | 0 | 0 | 0 | 0 |  | 0 | 0 | 0 | 0 | #DIV/0! | #DIV/0!
IPDS-Scheme | 0 |  |  |  | 0 |  | 0 |  | 0 |  | 0 | 0 | 0 | 0 | 0 | 0 | 0 |  | 0 | 0 | 0 | 0 | 0 | 0 | 0 | 0 | 0 | 0 |  | 0 | 0 | 0 | 0 | #DIV/0! | #DIV/0!
GoO-Capex | 95.6202 |  |  |  | 0 |  | 0 |  | 0 | 93.78 | 1.8402 | 0 | 0 | 0 | 0 |  | 0 | 0 | 0 | 1.8402 | 0 | 0 | 0 | 0 | 0 | 0 | 0 | 0 | 0 | 0 | 0 | 0 | 0 | #DIV/0! | #DIV/0!
GRIDCO Contribution of Asset | 0 | 2937 |  |  | 2937 |  | 2937 |  | 2937 | 2937 | 0 | 7622.8825 | 0 | 0 | 7622.8825 |  | 7622.8825 |  | 7622.8825 | 0 | 7622.8825 | 0 | 8255.5705 | 0 | 0 | 8255.5705 |  | 8255.5705 |  | 8255.5705 | 0 | 8255.5705 | 0
DDUGJY-12th plan | 0 |  |  |  | 0 |  | 0 |  | 0 |  | 0 | 0 | 0 | 0 | 0 |  | 0 |  | 0 | 0 | 0 | 0 | 0 | 0 | 0 | 0 |  | 0 |  | 0 | 0 | 0 | 0 | #DIV/0! | #DIV/0!
DDUGJY-Din Dayal Upadhya | 0 |  |  |  | 0 |  | 0 |  | 0 |  | 0 | 0 | 0 | 0 | 0 |  | 0 |  | 0 | 0 | 0 | 0 | 0 | 0 | 0 | 0 |  | 0 |  | 0 | 0 | 0 | 0
Statutory, Safty & Security | 0 | 3162.9809 |  |  | 3162.9809 |  | 3162.9809 |  | 3162.9809 | 2817 | 345.9809 | 9829.0191 | 1048 | 262 | 11139.0191 | 393.1608 | 11532.1799 | 107.6337 | 11639.8135 | 7031 | 3306.7598 | 1648.0347 | 3357.2 | 511.8 | 170.6 | 4039.6 | 134.288 | 4173.888 | 58.4344 | 4232.3224 | 1648.0347 | 2562.7672 | 1669.5552
Loss Reduction | 0 | 1250.0759 |  |  | 1250.0759 |  | 1250.0759 |  | 1250.0759 | 1001.0018 | 249.0741 | 5805.9241 | 936 | 234 | 6975.9241 | 232.237 | 7208.1611 | 67.2762 | 7275.4372 | 3246.9982 | 3014.442 | 1263.0711 | 11166 | 2499 | 833 | 14498 | 446.64 | 14944.64 | 209.225 | 15153.865 | 1263.0711 | 9176.009 | 5977.856
Network Reliability | 0 | 316.3205 |  |  | 316.3205 |  | 316.3205 |  | 316.3205 | 256 | 60.3205 | 11675.0795 | 2366.8 | 591.7 | 14633.5795 | 467.0032 | 15100.5826 | 140.9388 | 15241.5214 | 4635 | 7509.071 | 3157.771 | 7488.5 | 1132.5 | 377.5 | 12040 | 299.54 | 12339.54 | 172.7536 | 12512.2936 | 3157.771 | 7576.4776 | 4935.816
Load Growth | 0 | 1333.4173 |  |  | 1333.4173 | 292.16 | 1625.5773 |  | 1625.5773 | 364.9999 | 1260.5773 | 11079.6227 | 2911.4 | 727.85 | 14718.8727 | 443.1849 | 15162.0576 | 141.5125 | 15303.5702 | 3606.0001 | 9113.157 | 3844.9905 | 19226.2 | 1167.3 | 389.1 | 20782.6 | 769.048 | 21551.648 | 301.7231 | 21853.3711 | 3844.9905 | 13232.7119 | 8620.6592
Tecnology & Civil Infrastructure | 0 | 8227.7371 |  |  | 8227.7371 | 271.57 | 8499.3071 |  | 8499.3071 | 7299.6129 | 1199.6943 | 8732.2929 | 2292.2 | 573.05 | 11597.5429 | 349.2917 | 11946.8346 | 274.729 | 12221.5635 | 3055.3871 | 7338.5282 | 3027.3425 | 17481.25 | 2436 | 812 | 15392 | 699.25 | 16091.25 | 1016.4184 | 17107.6684 | 3027.3425 | 10671.1684 | 6436.5
TOTAL of Net Work Assets | 4911.3379 | 33225.4026 | 2982.4877 | 994.1626 | 37202.0528 | 573.458 | 37775.5108 | 0 | 37775.5108 | 39026.9746 | 3659.8742 | 67447.819 | 11936.2122 | 3182.5374 | 82566.5685 | 1896.8375 | 84463.406 | 732.0901 | 85195.4961 | 22118.6124 | 43266.0277 | 23470.7302 | 77279.2429 | 9678.6979 | 3226.2326 | 87888.4235 | 2566.5469 | 90454.9704 | 1758.5545 | 92213.5248 | 23470.7302 | 58023.9215 | 34189.6033 | 50.7844 | 62.9234
Furniture & Fixtures | 0 |  |  |  | 0 |  | 0 |  | 0 |  | 0 | 70 |  |  | 70 |  | 70 |  | 70 | 0 | 70 | 0 | 90 |  |  | 90 |  | 90 |  | 90 | 0 | 90 | 0 | 100 | 100
Vehicles | 0 |  |  |  | 0 |  | 0 |  | 0 |  | 0 | 20 |  |  | 20 |  | 20 |  | 20 | 0 | 20 | 0 | 45 |  |  | 45 |  | 45 |  | 45 | 0 | 45 | 0 | 100 | 100
Other office equipments | 0.0031806 |  |  |  | 0 |  | 0 |  | 0 |  | 0.0031806 | 76 |  |  | 76 |  | 76 |  | 76 | 0.0031806 | 76 | 0 | 100 |  |  | 100 |  | 100 |  | 100 | 0 | 100 | 0 | 100 | 100
Total | 4947.0111 | 33225.4026 | 2982.4877 | 994.1626 | 37202.0528 | 573.458 | 37775.5108 | 0 | 37775.5108 | 39026.9746 | 3695.5473 | 67613.819 | 11936.2122 | 3182.5374 | 82732.5685 | 1896.8375 | 84629.406 | 732.0901 | 85361.4961 | 22154.2856 | 43432.0277 | 23470.7302 | 77514.2429 | 9678.6979 | 3226.2326 | 88123.4235 | 2566.5469 | 90689.9704 | 1758.5545 | 92448.5248 | 23470.7302 | 58258.9215 | 34189.6033 |  | 63.0177
CWA | 11.08 | [9 empty] | 628.3933 | [10 empty] | 515 | [10 empty] | 650
Capital Stores | 6639.78 | [9 empty] | 3877.954 | [10 empty] | 5525 | [10 empty] | 6020
Total CWIP | 11597.8711 | 33225.4026 | 2982.4877 | 994.1626 | 37202.0528 | 573.458 | 37775.5108 | 0 | 37775.5108 | 39026.9746 | 8201.8946 | 67613.819 | 11936.2122 | 3182.5374 | 82732.5685 | 1896.8375 | 84629.406 | 732.0901 | 85361.4961 | 22154.2856 | 43432.0277 | 29510.7302 | 77514.2429 | 9678.6979 | 3226.2326 | 88123.4235 | 2566.5469 | 90689.9704 | 1758.5545 | 92448.5248 | 23470.7302 | 58258.9215 | 40859.6033
|  |  |  | 369544140.79 |  |  |  |  | 2015.585 |  | Allocation | Mat | Cont | Oth | Emp(%of Mat) | Total(201-22) | Total(22-23) |  |  |  | 65586.3133 |  | 3306.7598
|  |  |  | 387795398.25 | [6 empty] | Line, Cables & Networks | 0% | 0% | 0% | 5% | [5 empty] | 7622.8825 |  | 3014.442
|  |  |  | 62839330 | [6 empty] | T&D | #DIV/0! | #DIV/0! | #DIV/0! | 5% | [5 empty] | 57963.4308 |  | 7509.071
[11 empty] | S.I. | 80% | 15% | 5% | 4% | 373.7478 | 730.653 |  |  |  | 51684 |  | 9113.157
[11 empty] | ADB | 0% | 0% | 0% | 5% | 0 | 0 |  |  |  | 6279.4308 |  | 7338.5282
[10 empty] | * | RE/LI- including Deposit | 80% | 15% | 5% | 2% | 15505 | 12150 | [5 empty] | 30281.958
[11 empty] | REC-Normal-MLAD | 80% | 15% | 5% | 5%
[11 empty] | REC-HB | 0% | 0% | 0% | 5%
[11 empty] | REC-MNP | 80% | 15% | 5% | 5% | 0 | 0
[11 empty] | REC-SPA | 0% | 0% | 0% | 5%
[11 empty] | REC-Kutir Jyoti | 80% | 15% | 5% | 5% | 0 | 0
[11 empty] | Others | 80% | 15% | 5% | 5% | 0 | 0
[11 empty] | Total |  |  |  |  | 15878.7478 | 12880.6529
[12 empty] | 22-23 | 23-24
*
Biju Saharanchal
[10 empty] | Deposit work including govt |  | 5000 | 5450
[7 empty] | Expended till Mar-20 | 2612.447 |  | Elephant Corrider Ph-I, II &III | 3669.3823 | 605 | 0 | *
[10 empty] | Scholl anganwadi | 1898 | 1000 | 0
[7 empty] | Receipt till Mar-20 | 7800 |  | Elephant Corrider Ph-IV | 12700 | 6200 | 6500
[7 empty] | Fund Recived till Mar-20 | 1000 |  | Megalift | 1049 | 2700 | 200
VP Fund
WODC
[12 empty] | 15505 | 12150
Sanctioned
[10 empty] | GoO-Capex | 17111 | 0 | 0 | *
[10 empty] | DDUGJY 12th plan | 138496 | 0 | 0 | *
[10 empty] | DDUGJY | 42412 | 0 | 0 | *
[10 empty] | DESI | 4104 | 0 | 0 | *
[10 empty] | IPDS | 22445 | 0 | 0 | *
[9 empty] | 112013 | ODSSP | 114592 | 0 | 0 | *
[10 empty] | RLTAP | 9071 | 0 | 0 | *
[10 empty] | SAUBHAGYA | 19660 | 0 | 0
[12 empty] | Balance of 21-22 | 22-23 | 23-24
[10 empty] | Statutory, Safty & Security |  | 6685.0191 | 5240 | 3412
[10 empty] | Loss Reduction |  | 2997.9241 | 4680 | 16660
[10 empty] | Network Reliability |  | 4574.6795 | 11834 | 7550
[10 empty] | Load Growth |  | 2345.4227 | 14557 | 7782
[10 empty] | Tecnology & Civil Infrastructure |  | 1855.6929 | 11461 | 16240
18458.7382
14854.2618
33313

## ppt-1
TPWODL
Particulars | ARR Poposed |  | OERC Approved |  | Actual |  | Projection
| 2020-21 | 2021-22 | 2020-21 | 2021-22 | 2020-21 | 2021-22 (Apr- Sep) | 2021-22 (Revised Estimate) | 2022-23
Unit Purchased (MU) | 8000 | 9000 | 8000 | 9300 | 9313.2066 | 6346.5335 | 12300 | 12800
Unit Sold (MU)
LT | 3140 | 3510 | 3182 | 3507.2 | 2873.5653 | 1665.8065 | 3085 | 3314
HT | 1800 | 1850 | 1800 | 1910 | 1836.6852 | 1020.9538 | 2025 | 2123
EHT | 1360 | 1750 | 1450 | 2060 | 2645.5495 | 2130.724 | 4961 | 5045
Total | 6300 | 7110 | 6432 | 7477.2 | 7355.8 | 4817.4843 | 10071 | 10482
Distribution Loss% | 21.25% | 21% | 19.6% | 19.6% | 21.02% | 24.09% | 18.12% | 18.11%
Billing (Rs Crs) | 3148.97 | 4038.7084 | 3187.81 | 4119.48 | 4356.5336 | 2830.417 | 5831.852 | 6171.8238
Collection (Rs Crs) | 3023.0112 | 3877.1601 | 3155.9319 | 4078.2852 | 4048.6507 | 2678.7771 | 5668.5601 | 6110.1056
Collection Efficiency % | 96% | 96% | 99% | 99% | 92.93% | 94.64% | 97.2% | 99%
AT & C Loss % | 24.4% | 24.16% | 20.4% | 20.4% | 26.6% | 28.16% | 20.41% | 18.93%
SMD (MVA) | 1400 | 1400 | 1300 | 1650 | 1219.272 | 1710.27 | 1540 | 1600
Parameters | Current Year Actual- Apr-21 to Sept-21 | Estimated for FY21-22 9 (In Lacs) | Projection for Ensuing Year FY22-23 (In Lacs)
Power Purchase Cost (A)
Cost of Power |  | 300538.3984 | 303300
Transmission charges |  | 23702.8196 | 25200
SLDC Charges |  | 144 | 144
Total power purchase cost |  | 324385.2181 | 328644
Distribution Costs (B)
a) Employees cost |  | 49662.866 | 64143.3329
b) Repair and Maintenance cost |  | 16000.3333 | 25769.2833
c) Admn. & General Expenses |  | 10367.67 | 13843.1325
d) Provision for bad and doubtful debts |  | 4889.4575 | 5310.4475
e) Depreciation |  | 4094.0114 | 4945.5557
f) Interest loans and financial charges |  | 2386.6281 | 5079.4428
g) Interest on Security Deposits |  | 4447.1105 | 4819.0805
h) Return on equity |  | 4800 | 4800
i) Less expenses capitalized (Employee Costs, A&G, R&M) |  | 81.1699 | 265.3171
j) Less interest capitalized |  | 272.0562 | 927.7333
Total Distribution cost (a + b + c + d + e + f + g + h - i-j) | 0 | 96294.8507 | 127517.2248
Prior period items (C )
Amortisation of regulatory asset (10% of agrregate amount as on 31.3.15) |  |  | 0
True up |  |  | 0
Contingency reserve |  | 736.9026 | 891.0804
Total Special appropriation | 0 | 736.9026 | 891.0804
TOTAL ( A +B +C) | 0 | 421416.9715 | 457052.3052
Less Miscellaneous receipts |  | 25900 | 26685.522
Total Revenue Requirement | 0 | 395516.9715 | 430366.7832
Revenue from tariffs (full year) |  | 379381.3134 | 398283.5658
Income to be recovered from future tariff- Regulatory Asset
Gap / (surplus) for the year | 0 | 16135.658 | 32083.2174

## PPt-3
Particulars | ARR Proposed |  | OERC Approved |  | Prov (Actual) | Projected (ARR)
| FY.- 2020-21 | FY.- 2021-22 | FY.- 2020-21 | FY.- 2021-22 with ABP | FY.- 2021-22 | FY.- 2021-22 | FY.- 2022-23
Expenditure
Cost of Power Purchase | 2428.69 | 2660.26 | 2506.4 | 2898.21 | 3084.2472 | 4516.6069 | 4740
Transmission Cost | 199.62 | 206.12 | 200 | 240.8 | 247.939 | 340.9546 | 358.4
SLDC Cost | 1.2 | 1.22 | 1.22 | 1.48 | 1.4715 | 1.6672 | 1.6672
Total Power Purchase, Transmission & SLDC Cost(A) | 2629.51 | 2867.6 | 2707.62 | 3140.49 | 3333.6577 | 4859.2287 | 5100.0672
Employee costs | 432.27 | 523.86 | 361.02 | 409.49 | 489.3207 | 583.6802 | 640.6395
Repair & Maintenance | 101.86 | 109.53 | 92.24 | 160 | 137.0543 | 302.356 | 346.0109
Administrative and General Expenses | 88.75 | 83.38 | 52.8 | 103 | 113.2665 | 173.759 | 262.157
Provision for Bad & Doubtful Debts | 83.97 | 90.62 | 23.39 | 27.42 | 45.0255 | 58.3185 | 61.7182
Depreciation | 67.76 | 72.89 | 61.4 | 36.34 | 24.4526 | 37.9017 | 97.062
Interest Chargeable to Revenue including Interest on S.D | 89.13 | 84.2 | 53.2 | 34.37 | 38.2928 | 60.0541 | 122.6651
Carrying cost on Regulatory asset
Sub-Total | 863.74 | 964.48 | 644.05 | 770.62 | 847.4123 | 1216.0696 | 1530.2528
Less: Expenses capitalised | 0 | 0 |  |  | 5.6373 | 18.9684 | 25.6655
Less: Interest capitalised |  |  |  |  | 0 | 7.3209 | 17.5855
Total Operation & Maintenance and Other Cost | 863.74 | 964.48 | 644.05 | 770.62 | 841.775 | 1189.7803 | 1487.0018
Return on equity | 7.78 | 7.78 | 7.78 | 48 | 80.7769 | 82.4859 | 109.4429
Total Distribution Cost (B) | 871.52 | 972.26 | 651.83 | 818.62 | 922.5519 | 1272.2663 | 1596.4447
Amortisation of Regulatory Asset
True up of Past Losses |  | 0
Contingency reserve & Exceptional Item | 7.07 | 7.61 |  |  | 0 | 0 | 0
Total Special Appropriation (C) | 7.07 | 7.61 | 0 | 0 | 0 | 0 | 0
Total Cost (A+B+C) | 3508.1 | 3847.47 | 3359.45 | 3959.11 | 4256.2096 | 6131.495 | 6696.5118
With Railways
Particulars | ARR Proposed |  | OERC Approved |  | Prov (Actual) | Projected (ARR)
| FY.- 2020-21 | FY.- 2021-22 | FY.- 2020-21 | FY.- 2021-22 | FY.- 2021-22 | FY.- 2021-22 | FY.- 2022-23
Revenue from sale of power | 3148.97 | 3398.3 | 3187.81 | 3705.75 | 4691.8524 | 5831.852 | 6171.8238
Miscellaneous Receipt | 181.29 | 192.25 | 191.39 | 237.45 | 117.442 | 536.0917 | 289.334
Total Revenue Expected | 3330.26 | 3590.55 | 3379.2 | 3943.2 | 4809.2944 | 6367.9437 | 6461.1578
Total Revenue Requirement | 3326.81 | 3655.22 | 3168.06 | 3721.66 | 4166.3279 | 5642.8243 | 5771.9451
Expected Revenue Receipt | 3148.97 | 3398.3 | 3187.81 | 3705.75 | 4691.8524 | 5831.852 | 6171.8238
GAP (+/-) | -177.84 | -256.92 | 19.75 | -15.91 | 525.5245 | 189.0277 | 399.8787
Without Railways
Particulars | ARR Proposed |  | OERC Approved |  | Prov (Actual) | Projected (ARR)
| FY.- 2019-20 | FY.- 2020-21 | FY.- 2019-20 | FY.- 2020-21 | FY.- 2019-20 | FY.- 2020-21 | FY.- 2021-22
Revenue from sale of power | [6 empty] | 5599.9741
Miscellaneous Receipt | [6 empty] | 289.334
Total Revenue Expected | 0 | 0 | 0 | 0 | 0 | 0 | 5889.3081
Total Revenue Requirement | [6 empty] | 5477.8851 | 3177.28
Expected Revenue Receipt | [6 empty] | 5605.6926
GAP (+/-) | 0 | 0 | 0 | 0 | 0 | 0 | 127.8075
-272.0712

## ppt-2
Without Railway
Railways Actaul Sales (Apr-21 to Sep-21) in MU | 406.7233
Railways Projected Sale (Oct-21 to Mar-22) in MU | 396.2767
Total for FY 21-22 in MU | 803
Railways Projected Sale for 2022-23 | 845
Particulars | Projection
2022-23
Unit Purchased MU | 11955
Unit Sold (MU)
LT | 3314
HT | 2123
EHT | 4200
Total | 9637
Distribution Loss % | 19.39%
Billing (Rs Crs) | 5599.9741
Collection (Rs Crs) | 5538.2559
Collection Efficiency % | 98.9%
AT & C Loss % | 20.28%
SMD (MVA) | 1600

## Revenue gap
Revenue Gap with projected T&D (18.11%) FY23-24 |  |  | Revenue Gap with approved T&D (18.08%) FY23-24 |  |  | Ensuing Year FY23-24
Parameters | Rs Cr |  | Parameters | Rs Cr |  | Projected Input | 12800
Expenditure including Special Appropriation | 6666.3884 | 6666.3884 | Expenditure including Special Appropriation | 6666.3884 |  | Projected Sales | 10482
Reasonable return on ROE after tax | 109.4429 | 109.4429 | Reasonable return on ROE after tax | 109.4429 |  | Projected T&D | 18.11%
Revenue Surplus (-) FY 22-23 | -714.5522 | -714.5522 | Revenue Surplus (-) FY 22-23 | -714.5522
Sub Total | 6061.2791 | 6061.279 | Sub Total | 6061.2791 |  | Approved T&D | 18.08%
Revenue from sale of power at existing tariffs | 6171.8238 | 6171.8238 | Revenue from sale of power at existing tariffs | 6171.8238 |  | Permitted Input | 12795.4102
Non Tariff Income | 289.334 | 289.334 | Non Tariff Income | 289.334 |  | Projected Power Purchase cost in Cr | 4966.4
Revenue GAP(+)/Surplus(-) | -399.8787 | -399.8788 | Revenue GAP(+)/Surplus(-) | -399.8787 |  | Allowable Power Purchase cost in Cr | 4964.6191
|  |  | Less disalloance in Power purchase cost due to efficieny gain | 1.7809 |  | Disallowance in Power Purchase Cost in Cr | 1.7809
|  |  | Revenue GAP (+)/Surplus(-) | -398.0979
Revenue Gap with Estimated T&D (18.12%)-Current Year FY22-23 |  |  | Revenue Gap with approved (19.60%)T&D Current Year FY22-23 |  |  | Current Year FY22-23
Parameters | Rs Cr |  | Parameters | Rs Cr |  | Estimated Input | 12300
Expenditure including Special Appropriation | 6096.43 |  | Expenditure including Special Appropriation | 6096.43 |  | Estimated Sales | 10071
Reasonable return on ROE after tax | 82.4859 |  | Reasonable return on ROE after tax | 82.4859 |  | Estimated T&D | 18.12%
Sub Total | 6178.9159 |  | Sub Total | 6178.9159 |  | Approved T&D | 19.6%
Revenue from sale of power at existing tariffs | 5831.852 |  | Revenue from sale of power at existing tariffs | 5831.852 |  | Permitted Input | 12526.1194
Non Tariff Income | 536.0917 |  | Non Tariff Income | 536.0917 |  | Estimated Power Purchase cost in Cr | 4772.4
Revenue GAP(+)/Surplus(-) | -189.0277 |  | Revenue GAP(+)/Surplus(-) | -189.0277 |  | Allowable Power Purchase cost in Cr | 4860.1343
|  |  | Less Savings in Power purchase cost due to efficieny gain | -87.7343 |  | Saving in Power Purchase Cost in Cr | -87.7343
|  |  | Revenue GAP (+)/Surplus(-) | -101.2934
|  |  |  | Billin eff | 81.92%
|  |  |  | collec | 99%
|  |  |  | AT&C | 18.9%
18.08%

## Demography
STATEMENT OF DEMOGRAPHIC SPECIFICATION OF THE ORGANISATION
Name of the Company | :- | TPWODL
Head Office | :- | Burla, Sambalpur-768017
Nature of Business | :- | Distribution of Electricity in Western Zone of Odisha
Consumer | :- | 22.24 Lakh As on 31st March 2022
Circle SE Offices :
| 1 | SEEC, Rourkela Circle, Industrial Area, Rourkela-769004
| 2 | SEEC, Sambalpur Circle, Ainthapali,Sambalpur-768004
| 3 | SEEC, Bolangir Circle, Palace Line,Bolangir
| 4 | SEEC, Kalahandi Circle, Bahadurbagicha pada, Near Hanuman Mandir, B’patna
| 5 | SEEC, Bargarh Circle, Bhatli chawk,Bargarh-768028
Distribution Divisions:
| 1 | Rourkela Electrical Division ,Udit Nagar,Rourkela-769012
| 2 | Rourkela Sadar Electrical Division, B-31,Industrial Est.,Rourkela-769004
| 3 | Rajgangpur Electrical Division, Rajgangpur-770017
| 4 | Sundargarh Electrical Division ,Jail Road,Sundargarh
| 5 | Sambalpur Electrical Division, Ainthapali,Sambalpur-768004
| 6 | Jharsuguda Electrical Division ,Beheramal, Kishan Chowk,Jharsuguda
| 7 | Bargarh Electrical Division ,Canal Avenue,Bargarh
| 8 | Deogarh Electrical Division ,Near Palace Building,Deogarh-768108
| 9 | Bargarh West Electrical Division ,Commerce Plaza,1st Floor,N.H-6,Bargarh
| 10 | Sambalpur East Electrical Division ,Bhutapara chowk,Jail Road,Sambalpur-1
| 11 | Bolangir Electrical Division ,Palace Line,Bolangir
| 12 | Titlagarh Electrical Division ,High School Pada,Belgaon Road,Titlagarh-33
| 13 | Sonepur Electrical Division ,Daspati Ghat,Palace Garden Lane,Sonepur
| 14 | Kalahandi East Electrical Division ,Telgu Banki Pada,Bhawanipatna-766001
| 15 | Kalahandi West Electrical Division ,Irrigation Colony,Lane-7,Bhawanipatna
| 16 | Nuapada Electrical Division ,Sirtol,Nuapada-766105
| 17 | Brajrajnagar Electrical Division, Gandhi Chowk, Brajrajnagar
Electrical Store Divisions:
| 1 | Central Store, Burla, Sambalpur
| 2 | Sub-store, Burla, Sambalpur
| 3 | Sub-store, Bolangir
| 4 | Sub-store, Kesinga, Bolangir
| 5 | Sub-store, Rajgangpur, Sundargarh

## Tariff 23-24
RETAIL SUPPLY TARIFF EFFECTIVE FROM 1st APRIL, 2023
Sl. No. | Category of Consumers | Voltage of Supply | Demand Charge (Rs./KW/ Month)/ (Rs./KVA/ Month) | Energy Charge | Customer Service Charge (Rs./Month) | Monthly Minimum Fixed Charge for first KW or part (Rs.) | Monthly Fixed Charge for any additional KW or part (Rs.) | Rebate (P/kWh)/ DPS
| LT Category |  |  | (P/kWh)
1 | Domestic
1.a | Kutir Jyoti < 30U/month | LT | FIXED MONTHLY CHARGE---> |  |  | 80
1.b | Others | [6 empty] | 10
| (Consumption <= 50 units/month) | LT |  | 300 |  | 20 | 20
| (Consumption >50, <=200 units/month) | LT |  | 480 |  | 20 | 20
| (Consumption >200, <=400 units/month) | LT |  | 580 |  | 20 | 20
| (Consumption >400 units/month) | LT |  | 620 |  | 20 | 20
2 | General Purpose < 110 KVA | [6 empty] | 10
| (Consumption <=100 units/month) | LT |  | 590 |  | 30 | 30
| (Consumption >100, <=300 units/month) | LT |  | 700 |  | 30 | 30
| (Consumption >300 units/month) | LT |  | 760 |  | 30 | 30
3 | Irrigation Pumping and Agriculture | LT |  | 150 |  | 20 | 10 | 10
4 | Allied Agricultural Activites | LT |  | 160 |  | 20 | 10 | 10
5 | Allied Agro Industrial Activities | LT |  | 470 |  | 80 | 50 | DPS/Rebate
6 | Public Lighting | LT |  | 620 |  | 20 | 15 | DPS/Rebate
7 | L.T. Industrial (S) Supply | LT |  | 620 |  | 80 | 35 | 10
8 | L.T. Industrial (M) Supply | LT |  | 620 |  | 100 | 80 | DPS/Rebate
9 | Specified Public Purpose | LT |  | 620 |  | 50 | 50 | DPS/Rebate
10 | Public Water Works and Swerage Pumping<110 KVA | LT |  | 620 |  | 50 | 50 | 10
11 | Public Water Works and Swerage Pumping >=110 KVA | LT | 200 | 620 | 30 |  |  | 10
12 | General Purpose >= 110 KVA | LT | 200 | 620 | 30 |  |  | DPS/Rebate
13 | Large Industry | LT | 200 | 620 | 30 |  |  | DPS/Rebate
| HT Category |  |  | Energy Charge (P/kVAh)
14 | Bulk Supply - Domestic | HT | 20 | 490 | 250 |  |  | 10
15 | Irrigation Pumping and Agriculture | HT | 30 | 140 | 250 |  |  | 10
16 | Allied Agricultural Activites | HT | 30 | 150 | 250 |  |  | 10
17 | Allied Agro Industrial Activities | HT | 50 | 460 | 250 |  |  | DPS/Rebate
18 | Specified Public Purpose | HT | 250 | As indicated in the notes below. | 250 |  |  | DPS/Rebate
19 | General Purpose >70 KVA < 110 KVA | HT | 250 |  | 250 |  |  | 10
20 | H.T .Industrial (M) Supply | HT | 150 |  | 250 |  |  | DPS/Rebate
21 | General Purpose >= 110 KVA | HT | 250 |  | 250 |  |  | DPS/Rebate
22 | Public Water Works & Swerage Pumping | HT | 250 |  | 250 |  |  | 10
23 | Large Industry | HT | 250 |  | 250 |  |  | DPS/Rebate
24 | Power Intensive Industry | HT | 250 |  | 250 |  |  | DPS/Rebate
25 | Ministeel Plant | HT | 250 |  | 250 |  |  | DPS/Rebate
26 | Railway Traction | HT | 250 |  | 250 |  |  | DPS/Rebate
27 | Emergency Supply to CGP | HT | 0 | 780 | 250 |  |  | DPS/Rebate
28 | Colony Consumption | HT | 0 | 490 | 0 |  |  | DPS/Rebate
| EHT Category |  |  | Energy Charge (P/kVAh)
29 | General Purpose | EHT | 250 | As indicated in the notes below. | 700 |  |  | DPS/Rebate
30 | Large Industry | EHT | 250 |  | 700 |  |  | DPS/Rebate
31 | Railway Traction | EHT | 250 |  | 700 |  |  | DPS/Rebate
32 | Heavy Industry | EHT | 250 |  | 700 |  |  | DPS/Rebate
33 | Power Intensive Industry | EHT | 250 |  | 700 |  |  | DPS/Rebate
34 | Ministeel Plant | EHT | 250 |  | 700 |  |  | DPS/Rebate
35 | Emergency Supply to CGP | EHT | 0 | 770 | 700 |  |  | DPS/Rebate
36 | Colony Consumption | EHT | 0 | 485 | 0 |  |  | DPS/Rebate
Note: | Energy Charges for HT & EHT Consumers
| Load Factor (%) | HT | EHT
| up to 60% | 585 p/u | 580 p/u
| >60% | 475 p/u | 470 p/u
( i ) | Energy charges for all LT consumers shall continue to be billed on the basis of kWh whereas the energy charges for HT and EHT consumers shall be billed on the basis of kVAh drawal. All open access transaction will be maintained in kWh sale only and kVAh based sale shall be converted into kWh base on the power factor for the month provided in the energy bills if necessary. For electricity duty purpose kWh shall be the unit for the consumers for whom ED is levied on the per unit basis. For load factor purpose kWh reading shall be taken into consideration.
( ii ) | Power factor penalty / incentive and reliability surcharge are abolished.
( iii ) | The reconnection charges w.e.f. 01.04.2015 shall continue unaltered
( iv ) | Energy Charges shall be 10% higher in case of temporary connection compared to the regular connection in respective categories.
( v ) | All HT industrial consumers (Steel Plant) having Contract Demand (CD) of 1 MVA and above shall get a rebate on energy charge on achieving the load factor as given below: CD upto 6 MVA CD above 6 MVA For load factor of 65% and above upto 75% 10% on energy charge - For load factor above 75% upto 85% 15% on energy charge 8% on energy charge For load factor above 85% 20% on energy charge 10% on energy charge The above rebate shall be on energy charges of entire unit of consumption.Load reduction shall not be permitted to such category of industry for availing this rebate during the financial year 2023-24.
(vi) | Any industry having CGP with CD up to 20MW willing to avail power from DISCOMs upto double the CD shall be allowed to draw power without payment of overdrawal penalty. For this purpose, the Industry has to operate at minimum CD of 80% for the entire month. The applicable charges for incremental energy drawl (kVAh) beyond CD shall be Rs.4.30 paise per kVAh. However, the DISCOMs shall not exceed their approved SMD during that period. The DISCOM must ensure that for such overdrawal, the distribution system is not overloaded and no load shedding is imposed during that period.
(vii) | Any industry having CGP with CD up to 20MW willing to avail power from DISCOMs upto double the CD shall be allowed to draw power without payment of overdrawal penalty. For this purpose, the Industry has to operate at minimum CD of 80% for the entire month. The applicable charges for incremental energy drawl (kVAh) beyond CD shall be Rs.4.30 paise per kVAh. However, the DISCOMs shall not exceed their approved SMD during that period. The DISCOM must ensure that for such overdrawal the distribution system is not overloaded and no load shedding is imposed during that period.
(viii) | All the industrial consumers drawing power in EHT shall be eligible for a rebate of 10 paise per unit (kVAh) for all the units consumed in excess of 80% of load factor.
( ix ) | LT Single Phase consumers of all categories having CD upto 5 KW with pole within 30 meters from the consumer premises shall pay new connection charges excluding processing fees as follows: Upto 2 KW : Rs.1,500/- Beyond 2 KW upto 5 KW : Rs.2,500/- Provided that if the line extension is required beyond 30 meters, the licensee/supplier shall charge @ Rs.8,000/- for every span of line extension in addition to the above charges.
( x ) | Existing “Tatkal Scheme” for new connections, applicable to LT Domestic, Agricultural and General Purpose consumers.
( xi ) | In case of installation with static meter/meter with provision of recording demand, the recorded demand rounded to nearest 0.5 KW shall be considered as the contract demand requiring no verification irrespective of the agreement. Therefore, for the purpose of calculation of Monthly Minimum Fixed Charge (MMFC) for the connected load below 110 KVA, the above shall form the basis they shall be billed on the basis of CD or demand recorded which ever is higher.
( xii ) | LT Domestic, LT General Purpose and HT Bulk Supply Domestic consumers will get 10 paise/unit rebate for prompt payment of the bill within due date. Thereafter, if the bill is paid within the next due date, there shall be no rebate/Delayed Payment Surcharge. But if it is paid beyond the next due date then there shall be a Delayed Payment Surcharge of 1% of the billed value for each month of delay.
( xiii ) | The billing demand in respect of consumer with Contract Demand of less than 110 KVA should be the highest demand recorded in the meter during the Financial Year irrespective of the Connected Load, which shall require no verification.
(xiv) | Three phase consumers with static meters are allowed to avail TOD rebate excluding Public Lighting, emergency supply to CGP, LT Domestic and LT General Purpose categories @ 20 paise/unit for energy consumed during off peak hours. Off peak hours has been defined as 10 PM in the evening to 6 AM of the next day.
(xv) | Hostels attached to the Schools recognised and run by SC/ST Department, Government of Odisha shall get a rebate of Rs.2.40 paise per unit in energy charge under Specified Public Purpose category (LT / HT) which shall be over and above the normal rebate for which they are eligible.
(xvi) | Swajala Dhara consumers under Public Water Works and Sewerage Pumping Installation category shall get special 10% rebate if electricity bills are paid within due date over and above normal rebate.
(xvii) | During the statutory restriction imposed by the Fisheries Department, the Ice Factories located at distance not more than 5 Km. Towards the land from the sea shore of the restricted zone will pay demand charges based on the actual maximum demand recorded during the billing period.
(xviii) | Poultry Farms with attached feed units having connected load less than 20% of the total connected load of poultry farms should be treated as Allied Agricultural Activites instead of General Purpose category for tariff purpose. If the connected load of the attached feed unit exceeds 20% of the total connected load then the entire consumption by the poultry farm and feed processing unit taken together shall be charged with the tariff as applicable for General Purpose or the Industrial purpose as the case may be.
(xix) | The food processing unit attached with cold storage shall be charged at Agro-Industrial tariff if cold storage load is not less than 80% of the entire connected load. If the load of the food processing unit other than cold storage unit exceeds 20% of the connected load, then the entire consumption by the cold storage and the food processing unit taken together shall be charged with the tariff as applicable for general purpose or the industrial purpose as the case may be.
(xx) | Drawal by the industries during off-peak hours upto 120% of Contract Demand without levy of any penalty has been allowed. “Off-peak hours” for the purpose of tariff is defined as a period from 10 PM in the evening to 6.00 A.M. of the next day. The consumers who draw beyond their contract demand during hours other than the off-peak hours shall not be eligible for this benefit. If the drawal in the off peak hours exceeds 120% of the contract demand, overdrawal penalty shall be charged on the drawal over and above the 120% of contract demand (for details refer Tariff Order). When Statutory Load Regulation is imposed then restricted demand shall be treated as contract demand.
(xxi) | General purpose consumers with Contract Demand (CD) < 70 KVA shall be treated as LT consumers for tariff purposes irrespective of level of supply voltage. As per Regulation 134 (I) of OERC Distribution (Conditions of Supply) Code, 2019 the supply for load above 5 KW upto and including 70 KVA shall be in 3-Phase, 3 or 4 wires at 400 volts between phases.
(xxii) | Own Your Transformer – “OYT Scheme” is intended for the existing individual LT domestic, individual / Group General Purpose consumers who would like to avail single point supply by owning their distribution transformer. In such a case licensee would extend a special concession of 5% rebate on the total electricity bill (except electricity duty and meter rent) of the respective category apart from the normal rebate on the payment of the bill by the due date. If the payment is not made within due date no rebate, either normal or special is payable. The maintenance of the ‘OYT’ transformer shall be made by DISCOMs. For removal of doubt it is clarified that the “OYT Scheme” is not applicable to any existing or new HT/EHT consumer.
(xxiii) | The rural LT domestic consumers who draw their power through correct meter and pay the bill in time shall get rebate of 10 paise per unit in addition to existing rebate for prompt payment.
(xxiv) | 3% rebate over and above normal rebate shall be allowed on the bill to the LT domestic and single phase general purpose category of consumers only over and above all the rebates who pay the bill through digital mode. This rebate shall be applicable on the current month bill if paid in full.
(xxv) | 2% rebate shall be allowed to all pre-paid consumers on pre-paid amount.
(xxvi) | A Special rebate to the LT single phase consumers in addition to any other rebate he is otherwise eligible for shall be allowed at the end of the financial year (the bill for month of March) if he has paid the bill for all the 12 months of the financial year consistently without fail within due date during the relevant financial year. The amount of rebate shall be equal to the rebate of the month of March for timely payment of bill.
(xxvii) | The Educational Institution (Specified Public Purpose) having attached hostel and / or residential colony who draw power through a single meter in HT shall be eligible to be billed 15% of their energy drawal in HT bulk supply domestic category.
(xxviii) | The consumers of any category can get a Green Consumer Certification by DISCOMs,if 100% of their power requirement is met from renewable sources by DISCOMs. The consumer has to pay additional 50 paise per unit as premium over and above the normal rate of energy charges. This facility shall be in force for one year from the effective date of this order. The consumer has to apply the concerned DISCOM in advance for this purpose. This facility shall not be available to the consumers having Captive Generating Plants (CGPs).
(xxix) | The printout of the record of the static meter relating to MD, PF, number and period of interruption shall be supplied to the consumer wherever possible with a payment of Rs.500/- by the consumer for monthly record.
(xxx) | Charging of electric vehicle through public charging system/station shall be covered under General Purpose (GP) category and single part tariff of Rs.5.50 per unit shall be applicable. The charging unit established by group housing society through a separate connection shall also be treated as public charging system/station.
(xxxi) | The Mega Lift consumers (who are using electricity for irrigation purpose and not covered under irrigation pumping and agriculture category of the Regulation) connected either to HT or EHT system shall be treated as GP consumers and shall not pay any demand charges and shall get an additional rebate of Rs.2 per unit (kVAh) on the respective energy charges.
(xxxii) | LT Industrial (S) Supply consumers shall avail a rebate of 10 paisa per unit for all the units consumed if their monthly operating load factor is more than 60%.